## Table for PPt
BASIC
Variables | Capacities (KW) | Wind turbine, Generator
PV panels, PV Inverter
Charging, Storage, Discharging
| Productions (KWh) | Wind Production | For every t=1… 8760
PV Production
Charging
Storage Level
Discharging
Parameters/Data | Fixed Costs (EUR/kW) | Wind Turbine
Wind Generator
PV Plant
PV Inverter
Charging System
Storage System
Discharging System
Grid Cost (aplies to wind and PV, not to storage)
| Efficiencies (%) | Discharging, Charging
Objective Function | Minimise Total Annual Costs = Sum of Fixed Costs for all the units
Constraints | [Demand(t)] = [Wind and PV Production(t)] - [Energy Discharged(t)] x [Discharging Efficiency] + [Energy charged(t)] |  | For every t=1… 8760
[Wind Production(t)] = [Wind profile] x [Wind Turbine Capacity]
[PV Production(t)] = [PV profile] x [PV Plant Capacity]
[Wind and PV Productions(t)] ≤ [Installed Capacities]
[Charging, Discharging, Storage(t)] ≤ [Installed Capacities]
[Storage Level (t)] = [Storage Level (t-1)] x (1-[hourly losses]) + [Charging(t)] - [Discharging(t)]
All variables ≥ 0
BASIC + CURTAILMENT
Variables | Capacities (KW) | Wind turbine, Generator
PV panels, PV Inverter
Charging, Storage, Discharging
| Productions (KWh) | Wind Production | For every t=1… 8760
PV Production
Charging
Storage Level
Discharging
Parameters/Data | Fixed Costs (EUR/kW) | Wind Turbine
Wind Generator
PV Plant
PV Inverter
Charging System
Storage System
Discharging System
Grid Cost (aplies to wind and PV, not to storage)
| Efficiencies (%) | Discharging, Charging
Objective Function | Minimise Total Annual Costs = Sum of Fixed Costs for all the units
Constraints | [Demand(t)] = [Wind and PV Production(t)] - [Energy Discharged(t)] x [Discharging Efficiency] + [Energy charged(t)] |  | For every t=1… 8760
[Wind Production(t)] ≤ [Wind profile] x [Wind Turbine Capacity]
[PV Production(t)] = [PV profile] x [PV Plant Capacity]
[Wind and PV Productions(t)] ≤ [Installed Capacities]
[Charging, Discharging, Storage(t)] ≤ [Installed Capacities]
[Storage Level (t)] = [Storage Level (t-1)] x (1-[hourly losses]) + [Charging(t)] - [Discharging(t)]
All variables ≥ 0
FULL MODEL
Variables | Capacities (KW) | Wind turbine, Generator
PV panels, PV Inverter
Charging, Storage, Discharging
Biomass Unit
Natural Gas Unit
| Productions (KWh) | Wind Production | For every t=1… 8760
PV Production
Charging
Storage Level
Discharging
Biomass Production
Natural Gas Production
| Online Status | Online Status Biomass and Natural gas units
| Start-up Status | Start-up status Biomass and Natural gas units
Parameters/Data | Fixed Costs (EUR/kW) | Wind Turbine
Wind Generator
PV Plant
PV Inverter
Biomass Unit
Natural Gas Unit
Charging System
Storage System
Discharging System
Grid Cost (aplies to wind and PV, not to storage)
| Variable Costs (EUR/kWh) | Biomass Unit
Natural Gas Unit
Biomass Production
Natural Gas Production
Emissions Costs (EUR/tCO2)
| Efficiencies (%) | Discharging, Charging, Natural Gas
| Minimum Loads (%) | Biomass and Natural gas Minimum load
Objective Function | Minimise Total Annual Costs = Sum of Fixed Costs + Variable Costs (includes emissions costs for NG)
Constraints | [Demand(t)] = [Wind, PV, Biomass, NG Production(t)] - [Energy Discharged(t)] x [Discharging Efficiency] + [Energy charged(t)] |  | For every t=1… 8760
[Wind Production(t)] ≤ [Wind profile] x [Wind Turbine Capacity]
[PV Production(t)] = [PV profile] x [PV Plant Capacity]
[Wind and PV Productions(t)] ≤ [Installed Capacities]
[Biomass Production(t)] ≤ [Biomass Capacity]
[Biomass Production(t)] ≤ [Max Demand] x [Online Status]
[Natural Gas Production(t)] ≤ [Biomass Capacity]
[Natural Gas Production(t)] ≤ [Max Demand] x [Online Status]
[Biomass Production(t)] ≥ [Minimum Load] x [Biomass Capacity]
[Biomass Production(t)] ≥ [Minimum Demand] x [Online Status]
[Natural Gas Production(t)] ≥ [Minimum Load] x [Natural Gas capacity]
[Natural Gas Production(t)] ≥ [Minimum Demand] x [Online Status]
[Biomass Online Status(t)] - [Biomass Online Status(t-1)] ≤ [Biomass Startup Status(t)]
[Natural Gas Online Status(t)] - [Natural Gas Online Status(t-1)] ≤ [Natural Gas Startup Status(t)]
[Charging, Discharging, Storage(t)] ≤ [Installed Capacities]
[Storage Level (t)] = [Storage Level (t-1)] x (1-[hourly losses]) + [Charging(t)] - [Discharging(t)]
All variables ≥ 0, Online and Startup status {0,1}

## Data + Annualised Costs
Parameter | Parameter | Total Costs EUR/KW | Annualised Cost Assumed lifetime of 25 years and discount rate of 5% | Sources |  | convertion
Wind turbine without generator (EUR/KW) | cw1 | 500 | 33.7869 | Table 1 Assignment data |  | 1 | MWh | = | 3,6 | Mj
Wind turbine generator (EUR/KW) | cw2 | 150 | 10.1361 | Table 1 Assignment data
PV plant without inverter (EUR/KW) | cpv1 | 1500 | 101.3607 | Table 1 Assignment data
PV inverter (EUR/KW) | cpv2 | 130 | 8.7846 | Table 1 Assignment data
Grid connection and transmission cost (EUR/KW) | ct | 90 | 6.0816 | Table 1 Assignment data
Storage charging (EUR/KW) | cst1 | 75 | 5.068 | Table 1 Assignment data
Storage discharging (EUR/KW) | cst2 | 225 | 15.2041 | Table 1 Assignment data
Storage (EUR/KWh) | cst3 | 1 | 0.067574 | Table 1 Assignment data
Biomass fixed costs (EUR/KW) | cb1 | 4042.5 | 273.167 | Danish Energy Catalogue | *assumed costs for wood pellet CHP large plant
Biomass variable costs (EUR/KWh) | cb2 | 0.0016 |  | Danish Energy Catalogue
Biomass startup cost (EUR) |  | 15000 |  | Danish Energy Catalogue
Biomass online cost (EUR) |  | 5000 |  | Danish Energy Catalogue
NG fixed costs (EUR/KW) | cb1 | 1650 | 111.4967 | Danish Energy Catalogue | *assumed costs for combined cycle natural gas fueled unit
NG variable costs (EUR/KWh) | cb2 | 0.0045 |  | Danish Energy Catalogue
NG startup cost (EUR) |  | 15000 |  | Danish Energy Catalogue
NG online cost (EUR) |  | 5000 |  | Danish Energy Catalogue
Emissions Costs (EUR/ton CO2) |  | 20 |  | ETS: European Emissions Trading Scheme
Emission factor for NG (ton CO2/kWh) |  | 0.0002016 | 0.0002016 | STREAM Model: Modelling tool used in the course Energy System Analysis
Efficiency NG unit (combined cycle) |  | 60% |  | Danish Energy Catalogue
biomass price (€/Gj) | 8.5 | 0.0306 |  | 1280_analysis_of_biomass_prices
natural gas price (€/Gj) | 7.6234 | 0.027444 |  | Eurostat - Data Explorer (http://appsso.eurostat.ec.europa.eu/nui/show.do?dataset=nrg_pc_203&lang=en)
Efficiency, loading | ρcharge | 100% |  | Table 1 Assignment data
Efficiency, unloading | ρdischarge | 40% |  | Table 1 Assignment data
Storage losses per week |  | 1% |  | Table 1 Assignment data
Interest Rate (used for annualising total investment costs) |  | 5% |  | IDA Course Notes
Biomass minimum load |  | 15% |  | Danish Energy Catalogue
Natural gas Minimum Load |  | 40% |  | Danish Energy Catalogue

## Capacities and Total Costs
Parameter | Gams Variable | Basic | Basic+Curtailment
Wind Capacity (GW) | a1w | 29.2592 | 38.7775
Wind Turbine (GW) | a2w | 28.4692 | 13.3395
PV Panels Capacity (GW) | a1pv | 2.1725 | 0.11123
PV Inverters Capacity (GW) | a2pv | 2.1725 | 0.097553
Charging Capacity (GW) | a1s | 25.2252 | 10.2478
Storage Capacity (GWh) | a2s | 7489.1628 | 6645.299
Discharging Capacity (GW) | a3s | 13.8936 | 13.8936
Total Cost (MEUR) | z | 2547.9096 | 2251.4328
Parameter | Gams Variable | Basic | Basic+Curtailment
Wind Capacity (KW) | a1w | 29259230.0409 | 38777544.1812
Wind Turbine (KW) | a2w | 28469230.8298 | 13339475.1983
PV Panels Capacity (KW) | a1pv | 2172508.8455 | 111234.5982
PV Inverters Capacity (KW) | a2pv | 2172508.8455 | 97552.7427
Charging Capacity (KW) | a1s | 25225182.1123 | 10247806.2733
Storage Capacity (KWh) | a2s | 7489162773.1807 | 6645298978.4139
Discharging Capacity (KW) | a3s | 13893574.7575 | 13893574.7575
Total Cost (EUR) | z | 2547909599.2713 | 2251432837.4524
Cost
Wind Capacity (GW) | 988578223.8499 | 988.5782
Wind Turbine (GW) | 288565983.5418 | 288.566
PV Panels Capacity (GW) | 220206915.8456 | 220.2069
PV Inverters Capacity (GW) | 220206915.8456 | 220.2069
Charging Capacity (GW) | 127842046.9065 | 127.842
Storage Capacity (GWh) | 506070954.1629 | 506.071
Discharging Capacity (GW) | 211239272.0818 | 211.2393
2547.9096

## Total Basic
| Raw Hourly Data | [6 empty] | Daily Average
| Demand | Wind Production | PV Production | Biomass Production | NG Production | Charging | Discharging | Day | Demand | Wind Production | PV Production | Biomass Production | NG Production | Charging | Discharging
1 | 3281779.368 | 7314807.5102 | 0 |  |  | 4033028.1422 | 0 | 1 | 3405794.1793 | 9820129.0825 | 19009.4524 |  |  | 6433344.3556 | 0
2 | 3118895.783 | 6817400.5995 | 0 |  |  | 3698504.8165 | 0 | 1 | 3405794.1793 | 9820129.0825 | 19009.4524 |  |  | 6433344.3556 | 0
3 | 3019279.707 | 6261475.2288 | 0 |  |  | 3242195.5218 | 0 | 1 | 3405794.1793 | 9820129.0825 | 19009.4524 |  |  | 6433344.3556 | 0
4 | 2913240.116 | 5442216.7876 | 0 |  |  | 2528976.6716 | 0 | 1 | 3405794.1793 | 9820129.0825 | 19009.4524 |  |  | 6433344.3556 | 0
5 | 2872620.389 | 4447402.9662 | 0 |  |  | 1574782.5772 | 0 | 1 | 3405794.1793 | 9820129.0825 | 19009.4524 |  |  | 6433344.3556 | 0
6 | 2861345.929 | 3628144.5251 | 0 |  |  | 766798.5961 | 0 | 1 | 3405794.1793 | 9820129.0825 | 19009.4524 |  |  | 6433344.3556 | 0
7 | 2961129.983 | 3423329.9148 | 0 |  |  | 462199.9318 | 0 | 1 | 3405794.1793 | 9820129.0825 | 19009.4524 |  |  | 6433344.3556 | 0
8 | 3045039.01 | 3657403.7551 | 0 |  |  | 612364.7451 | 0 | 1 | 3405794.1793 | 9820129.0825 | 19009.4524 |  |  | 6433344.3556 | 0
9 | 3200285.086 | 3920736.8255 | 10862.5442 |  |  | 731314.2837 | 0 | 1 | 3405794.1793 | 9820129.0825 | 19009.4524 |  |  | 6433344.3556 | 0
10 | 3422757.793 | 4505921.4263 | 28242.615 |  |  | 1111406.2483 | 0 | 1 | 3405794.1793 | 9820129.0825 | 19009.4524 |  |  | 6433344.3556 | 0
11 | 3572563.98 | 7490362.8905 | 36932.6504 |  |  | 3954731.5608 | 0 | 1 | 3405794.1793 | 9820129.0825 | 19009.4524 |  |  | 6433344.3556 | 0
12 | 3627977.455 | 10240730.5143 | 65175.2654 |  |  | 6677928.3247 | 0 | 1 | 3405794.1793 | 9820129.0825 | 19009.4524 |  |  | 6433344.3556 | 0
13 | 3588727.553 | 11352581.2559 | 123833.0042 |  |  | 7887686.7071 | 0 | 1 | 3405794.1793 | 9820129.0825 | 19009.4524 |  |  | 6433344.3556 | 0
14 | 3566526.118 | 11469618.176 | 154248.128 |  |  | 8057340.1861 | 0 | 1 | 3405794.1793 | 9820129.0825 | 19009.4524 |  |  | 6433344.3556 | 0
15 | 3644801.401 | 10679618.9649 | 36932.6504 |  |  | 7071750.2143 | 0 | 1 | 3405794.1793 | 9820129.0825 | 19009.4524 |  |  | 6433344.3556 | 0
16 | 3977650.675 | 9714064.3736 | 0 |  |  | 5736413.6986 | 0 | 1 | 3405794.1793 | 9820129.0825 | 19009.4524 |  |  | 6433344.3556 | 0
17 | 4315373.413 | 10913692.8053 | 0 |  |  | 6598319.3923 | 0 | 1 | 3405794.1793 | 9820129.0825 | 19009.4524 |  |  | 6433344.3556 | 0
18 | 4219594.912 | 12171839.697 | 0 |  |  | 7952244.785 | 0 | 1 | 3405794.1793 | 9820129.0825 | 19009.4524 |  |  | 6433344.3556 | 0
19 | 3994805.424 | 13517764.2789 | 0 |  |  | 9522958.8549 | 0 | 1 | 3405794.1793 | 9820129.0825 | 19009.4524 |  |  | 6433344.3556 | 0
20 | 3735625.2 | 14892948.0908 | 0 |  |  | 11157322.8908 | 0 | 1 | 3405794.1793 | 9820129.0825 | 19009.4524 |  |  | 6433344.3556 | 0
21 | 3513187.916 | 15887761.9122 | 0 |  |  | 12374573.9962 | 0 | 1 | 3405794.1793 | 9820129.0825 | 19009.4524 |  |  | 6433344.3556 | 0
22 | 3288966.933 | 17789611.8649 | 0 |  |  | 14500644.9319 | 0 | 1 | 3405794.1793 | 9820129.0825 | 19009.4524 |  |  | 6433344.3556 | 0
23 | 3068176.464 | 19515906.4373 | 0 |  |  | 16447729.9733 | 0 | 1 | 3405794.1793 | 9820129.0825 | 19009.4524 |  |  | 6433344.3556 | 0
24 | 2928709.695 | 20627757.1788 | 0 |  |  | 17699047.4838 | 0 | 1 | 3405794.1793 | 9820129.0825 | 19009.4524 |  |  | 6433344.3556 | 0
25 | 2858255.741 | 21095904.8595 | 0 |  |  | 18237649.1185 | 0 | 2 | 4258178.5711 | 19255011.6361 | 3439.8057 |  |  | 15000272.8706 | 0
26 | 2801350.319 | 21008127.1694 | 0 |  |  | 18206776.8504 | 0 | 2 | 4258178.5711 | 19255011.6361 | 3439.8057 |  |  | 15000272.8706 | 0
27 | 2795263.675 | 20657016.4089 | 0 |  |  | 17861752.7339 | 0 | 2 | 4258178.5711 | 19255011.6361 | 3439.8057 |  |  | 15000272.8706 | 0
28 | 2896867.365 | 19837757.9677 | 0 |  |  | 16940890.6027 | 0 | 2 | 4258178.5711 | 19255011.6361 | 3439.8057 |  |  | 15000272.8706 | 0
29 | 3164103.867 | 19018499.5266 | 0 |  |  | 15854395.6596 | 0 | 2 | 4258178.5711 | 19255011.6361 | 3439.8057 |  |  | 15000272.8706 | 0
30 | 3761310.403 | 18404055.6957 | 0 |  |  | 14642745.2927 | 0 | 2 | 4258178.5711 | 19255011.6361 | 3439.8057 |  |  | 15000272.8706 | 0
31 | 4502385.549 | 18257759.5455 | 0 |  |  | 13755373.9965 | 0 | 2 | 4258178.5711 | 19255011.6361 | 3439.8057 |  |  | 15000272.8706 | 0
32 | 4847863.847 | 18082204.1653 | 0 |  |  | 13234340.3183 | 0 | 2 | 4258178.5711 | 19255011.6361 | 3439.8057 |  |  | 15000272.8706 | 0
33 | 4905545.126 | 17848130.3249 | 2172.5088 |  |  | 12944757.7078 | 0 | 2 | 4258178.5711 | 19255011.6361 | 3439.8057 |  |  | 15000272.8706 | 0
34 | 4984445.363 | 17350723.4143 | 13035.0531 |  |  | 12379313.1043 | 0 | 2 | 4258178.5711 | 19255011.6361 | 3439.8057 |  |  | 15000272.8706 | 0
35 | 4910289.48 | 17643315.7147 | 21725.0885 |  |  | 12754751.3231 | 0 | 2 | 4258178.5711 | 19255011.6361 | 3439.8057 |  |  | 15000272.8706 | 0
36 | 4766139.75 | 18725907.2262 | 26070.1061 |  |  | 13985837.5823 | 0 | 2 | 4258178.5711 | 19255011.6361 | 3439.8057 |  |  | 15000272.8706 | 0
37 | 4778110.372 | 19837757.9677 | 13035.0531 |  |  | 15072682.6488 | 0 | 2 | 4258178.5711 | 19255011.6361 | 3439.8057 |  |  | 15000272.8706 | 0
38 | 4734079.221 | 20452201.7986 | 6517.5265 |  |  | 15724640.1041 | 0 | 2 | 4258178.5711 | 19255011.6361 | 3439.8057 |  |  | 15000272.8706 | 0
39 | 4716881.086 | 20657016.4089 | 0 |  |  | 15940135.3229 | 0 | 2 | 4258178.5711 | 19255011.6361 | 3439.8057 |  |  | 15000272.8706 | 0
40 | 5046119.096 | 20481461.0286 | 0 |  |  | 15435341.9326 | 0 | 2 | 4258178.5711 | 19255011.6361 | 3439.8057 |  |  | 15000272.8706 | 0
41 | 5483183.259 | 20686275.6389 | 0 |  |  | 15203092.3799 | 0 | 2 | 4258178.5711 | 19255011.6361 | 3439.8057 |  |  | 15000272.8706 | 0
42 | 5280417.176 | 20247387.1883 | 0 |  |  | 14966970.0123 | 0 | 2 | 4258178.5711 | 19255011.6361 | 3439.8057 |  |  | 15000272.8706 | 0
43 | 4940905.708 | 19369610.2871 | 0 |  |  | 14428704.5791 | 0 | 2 | 4258178.5711 | 19255011.6361 | 3439.8057 |  |  | 15000272.8706 | 0
44 | 4623574.279 | 18345537.2356 | 0 |  |  | 13721962.9566 | 0 | 2 | 4258178.5711 | 19255011.6361 | 3439.8057 |  |  | 15000272.8706 | 0
45 | 4329361.494 | 18052944.9352 | 0 |  |  | 13723583.4412 | 0 | 2 | 4258178.5711 | 19255011.6361 | 3439.8057 |  |  | 15000272.8706 | 0
46 | 3940389.433 | 18521092.6159 | 0 |  |  | 14580703.1829 | 0 | 2 | 4258178.5711 | 19255011.6361 | 3439.8057 |  |  | 15000272.8706 | 0
47 | 3703039.876 | 18784425.6863 | 0 |  |  | 15081385.8103 | 0 | 2 | 4258178.5711 | 19255011.6361 | 3439.8057 |  |  | 15000272.8706 | 0
48 | 3426404.222 | 18755166.4562 | 0 |  |  | 15328762.2342 | 0 | 2 | 4258178.5711 | 19255011.6361 | 3439.8057 |  |  | 15000272.8706 | 0
49 | 3236880.699 | 19106277.2167 | 0 |  |  | 15869396.5177 | 0 | 3 | 4618911.3069 | 12993536.4073 | 7241.6962 |  |  | 8381866.7966 | 0
50 | 3169384.777 | 18989240.2965 | 0 |  |  | 15819855.5195 | 0 | 3 | 4618911.3069 | 12993536.4073 | 7241.6962 |  |  | 8381866.7966 | 0
51 | 3179329.626 | 18111463.3953 | 0 |  |  | 14932133.7693 | 0 | 3 | 4618911.3069 | 12993536.4073 | 7241.6962 |  |  | 8381866.7966 | 0
52 | 3349512.452 | 16765538.8134 | 0 |  |  | 13416026.3614 | 0 | 3 | 4618911.3069 | 12993536.4073 | 7241.6962 |  |  | 8381866.7966 | 0
53 | 3579380.887 | 16180354.2126 | 0 |  |  | 12600973.3256 | 0 | 3 | 4618911.3069 | 12993536.4073 | 7241.6962 |  |  | 8381866.7966 | 0
54 | 4198491.275 | 15185540.3912 | 0 |  |  | 10987049.1162 | 0 | 3 | 4618911.3069 | 12993536.4073 | 7241.6962 |  |  | 8381866.7966 | 0
55 | 4938324.827 | 13927393.4995 | 0 |  |  | 8989068.6725 | 0 | 3 | 4618911.3069 | 12993536.4073 | 7241.6962 |  |  | 8381866.7966 | 0
56 | 5282699.505 | 12669246.6077 | 0 |  |  | 7386547.1027 | 0 | 3 | 4618911.3069 | 12993536.4073 | 7241.6962 |  |  | 8381866.7966 | 0
57 | 5294560.232 | 11352581.2559 | 2172.5088 |  |  | 6060193.5327 | 0 | 3 | 4618911.3069 | 12993536.4073 | 7241.6962 |  |  | 8381866.7966 | 0
58 | 5373038.523 | 11381840.4859 | 34760.1415 |  |  | 6043562.1044 | 0 | 3 | 4618911.3069 | 12993536.4073 | 7241.6962 |  |  | 8381866.7966 | 0
59 | 5311660.743 | 13605541.969 | 41277.6681 |  |  | 8335158.8941 | 0 | 3 | 4618911.3069 | 12993536.4073 | 7241.6962 |  |  | 8381866.7966 | 0
60 | 5252607.055 | 13751838.1192 | 30415.1238 |  |  | 8529646.1881 | 0 | 3 | 4618911.3069 | 12993536.4073 | 7241.6962 |  |  | 8381866.7966 | 0
61 | 5298783.97 | 13137394.2884 | 47795.1946 |  |  | 7886405.513 | 0 | 3 | 4618911.3069 | 12993536.4073 | 7241.6962 |  |  | 8381866.7966 | 0
62 | 5308144.968 | 12581468.9176 | 17380.0708 |  |  | 7290704.0203 | 0 | 3 | 4618911.3069 | 12993536.4073 | 7241.6962 |  |  | 8381866.7966 | 0
63 | 5198281.577 | 11703692.0164 | 0 |  |  | 6505410.4394 | 0 | 3 | 4618911.3069 | 12993536.4073 | 7241.6962 |  |  | 8381866.7966 | 0
64 | 5406677.897 | 9187398.2328 | 0 |  |  | 3780720.3358 | 0 | 3 | 4618911.3069 | 12993536.4073 | 7241.6962 |  |  | 8381866.7966 | 0
65 | 5673623.911 | 7109992.8999 | 0 |  |  | 1436368.9889 | 0 | 3 | 4618911.3069 | 12993536.4073 | 7241.6962 |  |  | 8381866.7966 | 0
66 | 5468044.967 | 7314807.5102 | 0 |  |  | 1846762.5432 | 0 | 3 | 4618911.3069 | 12993536.4073 | 7241.6962 |  |  | 8381866.7966 | 0
67 | 5176419.992 | 7987769.8012 | 0 |  |  | 2811349.8092 | 0 | 3 | 4618911.3069 | 12993536.4073 | 7241.6962 |  |  | 8381866.7966 | 0
68 | 4842803.614 | 8982583.6226 | 0 |  |  | 4139780.0086 | 0 | 3 | 4618911.3069 | 12993536.4073 | 7241.6962 |  |  | 8381866.7966 | 0
69 | 4529099.026 | 10269989.7444 | 0 |  |  | 5740890.7184 | 0 | 3 | 4618911.3069 | 12993536.4073 | 7241.6962 |  |  | 8381866.7966 | 0
70 | 4151578.693 | 12171839.697 | 0 |  |  | 8020261.004 | 0 | 3 | 4618911.3069 | 12993536.4073 | 7241.6962 |  |  | 8381866.7966 | 0
71 | 3916881.691 | 14073689.6497 | 0 |  |  | 10156807.9587 | 0 | 3 | 4618911.3069 | 12993536.4073 | 7241.6962 |  |  | 8381866.7966 | 0
72 | 3717660.458 | 16297391.1328 | 0 |  |  | 12579730.6748 | 0 | 3 | 4618911.3069 | 12993536.4073 | 7241.6962 |  |  | 8381866.7966 | 0
73 | 3479075.326 | 18667388.7661 | 0 |  |  | 15188313.4401 | 0 | 4 | 4600388.9459 | 23373248.2643 | 115957.6596 |  |  | 18888816.978 | 0
74 | 3507291.582 | 20364424.1085 | 0 |  |  | 16857132.5265 | 0 | 4 | 4600388.9459 | 23373248.2643 | 115957.6596 |  |  | 18888816.978 | 0
75 | 3519605.846 | 20891090.2492 | 0 |  |  | 17371484.4032 | 0 | 4 | 4600388.9459 | 23373248.2643 | 115957.6596 |  |  | 18888816.978 | 0
76 | 3491051.686 | 20715534.869 | 0 |  |  | 17224483.183 | 0 | 4 | 4600388.9459 | 23373248.2643 | 115957.6596 |  |  | 18888816.978 | 0
77 | 3668450.546 | 20276646.4183 | 0 |  |  | 16608195.8723 | 0 | 4 | 4600388.9459 | 23373248.2643 | 115957.6596 |  |  | 18888816.978 | 0
78 | 4269437.848 | 21212941.7796 | 0 |  |  | 16943503.9316 | 0 | 4 | 4600388.9459 | 23373248.2643 | 115957.6596 |  |  | 18888816.978 | 0
79 | 4987301.509 | 22851458.6619 | 0 |  |  | 17864157.1529 | 0 | 4 | 4600388.9459 | 23373248.2643 | 115957.6596 |  |  | 18888816.978 | 0
80 | 5295598.504 | 24285160.9339 | 0 |  |  | 18989562.4299 | 0 | 4 | 4600388.9459 | 23373248.2643 | 115957.6596 |  |  | 18888816.978 | 0
81 | 5246051.507 | 25192197.0652 | 106452.9334 |  |  | 20052598.4916 | 0 | 4 | 4600388.9459 | 23373248.2643 | 115957.6596 |  |  | 18888816.978 | 0
82 | 5224655.233 | 26187010.8866 | 475779.4372 |  |  | 21438135.0908 | 0 | 4 | 4600388.9459 | 23373248.2643 | 115957.6596 |  |  | 18888816.978 | 0
83 | 5180351.452 | 27240343.1681 | 649580.1448 |  |  | 22709571.8609 | 0 | 4 | 4600388.9459 | 23373248.2643 | 115957.6596 |  |  | 18888816.978 | 0
84 | 5085417.284 | 27942564.6891 | 551817.2468 |  |  | 23408964.6518 | 0 | 4 | 4600388.9459 | 23373248.2643 | 115957.6596 |  |  | 18888816.978 | 0
85 | 5135920.733 | 28381453.1397 | 627855.0563 |  |  | 23873387.463 | 0 | 4 | 4600388.9459 | 23373248.2643 | 115957.6596 |  |  | 18888816.978 | 0
86 | 5069353.371 | 28469230.8298 | 323703.818 |  |  | 23723581.2768 | 0 | 4 | 4600388.9459 | 23373248.2643 | 115957.6596 |  |  | 18888816.978 | 0
87 | 4977148.757 | 28410712.3697 | 47795.1946 |  |  | 23481358.8073 | 0 | 4 | 4600388.9459 | 23373248.2643 | 115957.6596 |  |  | 18888816.978 | 0
88 | 5257491.72 | 28088860.8393 | 0 |  |  | 22831369.1193 | 0 | 4 | 4600388.9459 | 23373248.2643 | 115957.6596 |  |  | 18888816.978 | 0
89 | 5671490.214 | 27620713.1586 | 0 |  |  | 21949222.9446 | 0 | 4 | 4600388.9459 | 23373248.2643 | 115957.6596 |  |  | 18888816.978 | 0
90 | 5462177.231 | 27094047.0179 | 0 |  |  | 21631869.7869 | 0 | 4 | 4600388.9459 | 23373248.2643 | 115957.6596 |  |  | 18888816.978 | 0
91 | 5116517.128 | 26274788.5767 | 0 |  |  | 21158271.4487 | 0 | 4 | 4600388.9459 | 23373248.2643 | 115957.6596 |  |  | 18888816.978 | 0
92 | 4789184.159 | 24694790.1545 | 0 |  |  | 19905605.9955 | 0 | 4 | 4600388.9459 | 23373248.2643 | 115957.6596 |  |  | 18888816.978 | 0
93 | 4451381.839 | 21534793.3101 | 0 |  |  | 17083411.4711 | 0 | 4 | 4600388.9459 | 23373248.2643 | 115957.6596 |  |  | 18888816.978 | 0
94 | 4075640.991 | 17848130.3249 | 0 |  |  | 13772489.3339 | 0 | 4 | 4600388.9459 | 23373248.2643 | 115957.6596 |  |  | 18888816.978 | 0
95 | 3785017.912 | 14805170.4007 | 0 |  |  | 11020152.4887 | 0 | 4 | 4600388.9459 | 23373248.2643 | 115957.6596 |  |  | 18888816.978 | 0
96 | 3663722.324 | 11908506.6266 | 0 |  |  | 8244784.3026 | 0 | 4 | 4600388.9459 | 23373248.2643 | 115957.6596 |  |  | 18888816.978 | 0
97 | 3489680.608 | 9479990.5332 | 0 |  |  | 5990309.9252 | 0 | 5 | 4757559.249 | 7084391.0737 | 15750.6891 |  |  | 2611530.8375 | 268948.3238
98 | 3438067.139 | 7431844.4304 | 0 |  |  | 3993777.2914 | 0 | 5 | 4757559.249 | 7084391.0737 | 15750.6891 |  |  | 2611530.8375 | 268948.3238
99 | 3443155.87 | 6319993.6888 | 0 |  |  | 2876837.8188 | 0 | 5 | 4757559.249 | 7084391.0737 | 15750.6891 |  |  | 2611530.8375 | 268948.3238
100 | 3492324.508 | 6261475.2288 | 0 |  |  | 2769150.7208 | 0 | 5 | 4757559.249 | 7084391.0737 | 15750.6891 |  |  | 2611530.8375 | 268948.3238
101 | 3754419.52 | 6729622.9094 | 0 |  |  | 2975203.3894 | 0 | 5 | 4757559.249 | 7084391.0737 | 15750.6891 |  |  | 2611530.8375 | 268948.3238
102 | 4433860.988 | 6934437.5197 | 0 |  |  | 2500576.5317 | 0 | 5 | 4757559.249 | 7084391.0737 | 15750.6891 |  |  | 2611530.8375 | 268948.3238
103 | 5204709.145 | 6729622.9094 | 0 |  |  | 1524913.7644 | 0 | 5 | 4757559.249 | 7084391.0737 | 15750.6891 |  |  | 2611530.8375 | 268948.3238
104 | 5454989.405 | 6671104.4493 | 0 |  |  | 1216115.0443 | 0 | 5 | 4757559.249 | 7084391.0737 | 15750.6891 |  |  | 2611530.8375 | 268948.3238
105 | 5427584.314 | 6261475.2288 | 8690.0354 |  |  | 842580.9501 | 0 | 5 | 4757559.249 | 7084391.0737 | 15750.6891 |  |  | 2611530.8375 | 268948.3238
106 | 5460209.748 | 5998142.1584 | 17380.0708 |  |  | 555312.4811 | 0 | 5 | 4757559.249 | 7084391.0737 | 15750.6891 |  |  | 2611530.8375 | 268948.3238
107 | 5377542.268 | 7724436.7308 | 19552.5796 |  |  | 2366447.0424 | 0 | 5 | 4757559.249 | 7084391.0737 | 15750.6891 |  |  | 2611530.8375 | 268948.3238
108 | 5246757.819 | 9918878.9839 | 49967.7034 |  |  | 4722088.8683 | 0 | 5 | 4757559.249 | 7084391.0737 | 15750.6891 |  |  | 2611530.8375 | 268948.3238
109 | 5225130.586 | 11703692.0164 | 154248.128 |  |  | 6632809.5584 | 0 | 5 | 4757559.249 | 7084391.0737 | 15750.6891 |  |  | 2611530.8375 | 268948.3238
110 | 5187084.603 | 12610728.1476 | 110797.9511 |  |  | 7534441.4957 | 0 | 5 | 4757559.249 | 7084391.0737 | 15750.6891 |  |  | 2611530.8375 | 268948.3238
111 | 5142790.589 | 12581468.9176 | 17380.0708 |  |  | 7456058.3993 | 0 | 5 | 4757559.249 | 7084391.0737 | 15750.6891 |  |  | 2611530.8375 | 268948.3238
112 | 5441994.593 | 10767396.655 | 0 |  |  | 5325402.062 | 0 | 5 | 4757559.249 | 7084391.0737 | 15750.6891 |  |  | 2611530.8375 | 268948.3238
113 | 5895148.148 | 7636659.0407 | 0 |  |  | 1741510.8927 | 0 | 5 | 4757559.249 | 7084391.0737 | 15750.6891 |  |  | 2611530.8375 | 268948.3238
114 | 5705118.151 | 6788141.3695 | 0 |  |  | 1083023.2185 | 0 | 5 | 4757559.249 | 7084391.0737 | 15750.6891 |  |  | 2611530.8375 | 268948.3238
115 | 5369443.053 | 5939623.6983 | 0 |  |  | 570180.6453 | 0 | 5 | 4757559.249 | 7084391.0737 | 15750.6891 |  |  | 2611530.8375 | 268948.3238
116 | 5043428.709 | 4915550.6469 | 0 |  |  | 0 | 127878.0621 | 5 | 4757559.249 | 7084391.0737 | 15750.6891 |  |  | 2611530.8375 | 268948.3238
117 | 4731367.185 | 3832959.1354 | 0 |  |  | 0 | 898408.0496 | 5 | 4757559.249 | 7084391.0737 | 15750.6891 |  |  | 2611530.8375 | 268948.3238
118 | 4369107.85 | 2925923.0041 | 0 |  |  | 0 | 1443184.8459 | 5 | 4757559.249 | 7084391.0737 | 15750.6891 |  |  | 2611530.8375 | 268948.3238
119 | 4030670.945 | 2252960.7131 | 0 |  |  | 0 | 1777710.2319 | 5 | 4757559.249 | 7084391.0737 | 15750.6891 |  |  | 2611530.8375 | 268948.3238
120 | 3816836.233 | 1609257.6522 | 0 |  |  | 0 | 2207578.5808 | 5 | 4757559.249 | 7084391.0737 | 15750.6891 |  |  | 2611530.8375 | 268948.3238
121 | 3705426.399 | 1082591.5115 | 0 |  |  | 0 | 2622834.8875 | 6 | 4758611.687 | 1998161.5849 | 9323.6838 |  |  | 148917.6787 | 2900044.097
122 | 3651687.735 | 702221.521 | 0 |  |  | 0 | 2949466.214 | 6 | 4758611.687 | 1998161.5849 | 9323.6838 |  |  | 148917.6787 | 2900044.097
123 | 3673017.261 | 614443.8309 | 0 |  |  | 0 | 3058573.4301 | 6 | 4758611.687 | 1998161.5849 | 9323.6838 |  |  | 148917.6787 | 2900044.097
124 | 3762090.535 | 409629.2206 | 0 |  |  | 0 | 3352461.3144 | 6 | 4758611.687 | 1998161.5849 | 9323.6838 |  |  | 148917.6787 | 2900044.097
125 | 4019376.061 | 263333.0704 | 0 |  |  | 0 | 3756042.9906 | 6 | 4758611.687 | 1998161.5849 | 9323.6838 |  |  | 148917.6787 | 2900044.097
126 | 4671294.81 | 234073.8403 | 0 |  |  | 0 | 4437220.9697 | 6 | 4758611.687 | 1998161.5849 | 9323.6838 |  |  | 148917.6787 | 2900044.097
127 | 5411148.802 | 175555.3802 | 0 |  |  | 0 | 5235593.4218 | 6 | 4758611.687 | 1998161.5849 | 9323.6838 |  |  | 148917.6787 | 2900044.097
128 | 5664735.548 | 117036.9202 | 0 |  |  | 0 | 5547698.6278 | 6 | 4758611.687 | 1998161.5849 | 9323.6838 |  |  | 148917.6787 | 2900044.097
129 | 5610915.222 | 117036.9202 | 0 |  |  | 0 | 5493878.3018 | 6 | 4758611.687 | 1998161.5849 | 9323.6838 |  |  | 148917.6787 | 2900044.097
130 | 5572369.015 | 321851.5304 | 13035.0531 |  |  | 0 | 5237482.4315 | 6 | 4758611.687 | 1998161.5849 | 9323.6838 |  |  | 148917.6787 | 2900044.097
131 | 5431634.189 | 877776.9012 | 73865.3007 |  |  | 0 | 4479991.987 | 6 | 4758611.687 | 1998161.5849 | 9323.6838 |  |  | 148917.6787 | 2900044.097
132 | 5212184.852 | 2487034.5535 | 73865.3007 |  |  | 0 | 2651284.9978 | 6 | 4758611.687 | 1998161.5849 | 9323.6838 |  |  | 148917.6787 | 2900044.097
133 | 5104366.084 | 4447402.9662 | 34760.1415 |  |  | 0 | 622202.9763 | 6 | 4758611.687 | 1998161.5849 | 9323.6838 |  |  | 148917.6787 | 2900044.097
134 | 5004025.994 | 6671104.4493 | 28242.615 |  |  | 1695321.0703 | 0 | 6 | 4758611.687 | 1998161.5849 | 9323.6838 |  |  | 148917.6787 | 2900044.097
135 | 4997215.842 | 6875919.0596 | 0 |  |  | 1878703.2176 | 0 | 6 | 4758611.687 | 1998161.5849 | 9323.6838 |  |  | 148917.6787 | 2900044.097
136 | 5315385.201 | 4476662.1963 | 0 |  |  | 0 | 838723.0047 | 6 | 4758611.687 | 1998161.5849 | 9323.6838 |  |  | 148917.6787 | 2900044.097
137 | 5705424.924 | 2779626.8539 | 0 |  |  | 0 | 2925798.0701 | 6 | 4758611.687 | 1998161.5849 | 9323.6838 |  |  | 148917.6787 | 2900044.097
138 | 5534224.804 | 2545553.0136 | 0 |  |  | 0 | 2988671.7904 | 6 | 4758611.687 | 1998161.5849 | 9323.6838 |  |  | 148917.6787 | 2900044.097
139 | 5104322.558 | 2457775.3234 | 0 |  |  | 0 | 2646547.2346 | 6 | 4758611.687 | 1998161.5849 | 9323.6838 |  |  | 148917.6787 | 2900044.097
140 | 4735343.432 | 2252960.7131 | 0 |  |  | 0 | 2482382.7189 | 6 | 4758611.687 | 1998161.5849 | 9323.6838 |  |  | 148917.6787 | 2900044.097
141 | 4478654.061 | 1931109.1827 | 0 |  |  | 0 | 2547544.8783 | 6 | 4758611.687 | 1998161.5849 | 9323.6838 |  |  | 148917.6787 | 2900044.097
142 | 4198357.604 | 1989627.6428 | 0 |  |  | 0 | 2208729.9612 | 6 | 4758611.687 | 1998161.5849 | 9323.6838 |  |  | 148917.6787 | 2900044.097
143 | 3926657.132 | 2077405.3329 | 0 |  |  | 0 | 1849251.7991 | 6 | 4758611.687 | 1998161.5849 | 9323.6838 |  |  | 148917.6787 | 2900044.097
144 | 3716822.423 | 2048146.1029 | 0 |  |  | 0 | 1668676.3201 | 6 | 4758611.687 | 1998161.5849 | 9323.6838 |  |  | 148917.6787 | 2900044.097
145 | 3553242.581 | 1872590.7226 | 0 |  |  | 0 | 1680651.8584 | 7 | 4129320.7153 | 996032.956 | 26613.2334 |  |  | 0 | 3106674.526
146 | 3474896.406 | 1667776.1123 | 0 |  |  | 0 | 1807120.2937 | 7 | 4129320.7153 | 996032.956 | 26613.2334 |  |  | 0 | 3106674.526
147 | 3446216.608 | 1433702.272 | 0 |  |  | 0 | 2012514.336 | 7 | 4129320.7153 | 996032.956 | 26613.2334 |  |  | 0 | 3106674.526
148 | 3485201.874 | 1082591.5115 | 0 |  |  | 0 | 2402610.3625 | 7 | 4129320.7153 | 996032.956 | 26613.2334 |  |  | 0 | 3106674.526
149 | 3531966.325 | 760739.9811 | 0 |  |  | 0 | 2771226.3439 | 7 | 4129320.7153 | 996032.956 | 26613.2334 |  |  | 0 | 3106674.526
150 | 3715485.38 | 526666.1407 | 0 |  |  | 0 | 3188819.2393 | 7 | 4129320.7153 | 996032.956 | 26613.2334 |  |  | 0 | 3106674.526
151 | 3978986.084 | 497406.9107 | 0 |  |  | 0 | 3481579.1733 | 7 | 4129320.7153 | 996032.956 | 26613.2334 |  |  | 0 | 3106674.526
152 | 4331912.87 | 702221.521 | 0 |  |  | 0 | 3629691.349 | 7 | 4129320.7153 | 996032.956 | 26613.2334 |  |  | 0 | 3106674.526
153 | 4548039.076 | 1053332.2815 | 17380.0708 |  |  | 0 | 3477326.7238 | 7 | 4129320.7153 | 996032.956 | 26613.2334 |  |  | 0 | 3106674.526
154 | 4663960.942 | 848517.6712 | 69520.2831 |  |  | 0 | 3745922.9878 | 7 | 4129320.7153 | 996032.956 | 26613.2334 |  |  | 0 | 3106674.526
155 | 4625517.89 | 672962.2909 | 115142.9688 |  |  | 0 | 3837412.6302 | 7 | 4129320.7153 | 996032.956 | 26613.2334 |  |  | 0 | 3106674.526
156 | 4532966.814 | 1345924.5819 | 241148.4818 |  |  | 0 | 2945893.7503 | 7 | 4129320.7153 | 996032.956 | 26613.2334 |  |  | 0 | 3106674.526
157 | 4426550.298 | 1843331.4926 | 143385.5838 |  |  | 0 | 2439833.2216 | 7 | 4129320.7153 | 996032.956 | 26613.2334 |  |  | 0 | 3106674.526
158 | 4383068.007 | 2077405.3329 | 49967.7034 |  |  | 0 | 2255694.9707 | 7 | 4129320.7153 | 996032.956 | 26613.2334 |  |  | 0 | 3106674.526
159 | 4433876.384 | 1989627.6428 | 2172.5088 |  |  | 0 | 2442076.2324 | 7 | 4129320.7153 | 996032.956 | 26613.2334 |  |  | 0 | 3106674.526
160 | 4668164.001 | 1228887.6617 | 0 |  |  | 0 | 3439276.3393 | 7 | 4129320.7153 | 996032.956 | 26613.2334 |  |  | 0 | 3106674.526
161 | 5039120.919 | 585184.6008 | 0 |  |  | 0 | 4453936.3182 | 7 | 4129320.7153 | 996032.956 | 26613.2334 |  |  | 0 | 3106674.526
162 | 4906008.494 | 204814.6103 | 0 |  |  | 0 | 4701193.8837 | 7 | 4129320.7153 | 996032.956 | 26613.2334 |  |  | 0 | 3106674.526
163 | 4526563.812 | 58518.4601 | 0 |  |  | 0 | 4468045.3519 | 7 | 4129320.7153 | 996032.956 | 26613.2334 |  |  | 0 | 3106674.526
164 | 4242646.466 | 29259.23 | 0 |  |  | 0 | 4213387.236 | 7 | 4129320.7153 | 996032.956 | 26613.2334 |  |  | 0 | 3106674.526
165 | 3987724.773 | 117036.9202 | 0 |  |  | 0 | 3870687.8528 | 7 | 4129320.7153 | 996032.956 | 26613.2334 |  |  | 0 | 3106674.526
166 | 3744384.567 | 468147.6807 | 0 |  |  | 0 | 3276236.8863 | 7 | 4129320.7153 | 996032.956 | 26613.2334 |  |  | 0 | 3106674.526
167 | 3512680.541 | 1082591.5115 | 0 |  |  | 0 | 2430089.0295 | 7 | 4129320.7153 | 996032.956 | 26613.2334 |  |  | 0 | 3106674.526
168 | 3344516.055 | 1755553.8025 | 0 |  |  | 0 | 1588962.2525 | 7 | 4129320.7153 | 996032.956 | 26613.2334 |  |  | 0 | 3106674.526
169 | 3150115.782 | 1726294.5724 | 0 |  |  | 0 | 1423821.2096 | 8 | 3923736.9815 | 2757682.4314 | 58295.654 |  |  | 362366.2226 | 1470125.1188
170 | 3072272.478 | 2399256.8634 | 0 |  |  | 0 | 673015.6146 | 8 | 3923736.9815 | 2757682.4314 | 58295.654 |  |  | 362366.2226 | 1470125.1188
171 | 3064602.09 | 3277033.7646 | 0 |  |  | 212431.6746 | 0 | 8 | 3923736.9815 | 2757682.4314 | 58295.654 |  |  | 362366.2226 | 1470125.1188
172 | 3098848.134 | 3686662.9852 | 0 |  |  | 587814.8512 | 0 | 8 | 3923736.9815 | 2757682.4314 | 58295.654 |  |  | 362366.2226 | 1470125.1188
173 | 3158305.266 | 4271847.586 | 0 |  |  | 1113542.32 | 0 | 8 | 3923736.9815 | 2757682.4314 | 58295.654 |  |  | 362366.2226 | 1470125.1188
174 | 3317391.215 | 5003328.337 | 0 |  |  | 1685937.122 | 0 | 8 | 3923736.9815 | 2757682.4314 | 58295.654 |  |  | 362366.2226 | 1470125.1188
175 | 3575240.051 | 5500735.2477 | 0 |  |  | 1925495.1967 | 0 | 8 | 3923736.9815 | 2757682.4314 | 58295.654 |  |  | 362366.2226 | 1470125.1188
176 | 3891427.641 | 5705549.858 | 0 |  |  | 1814122.217 | 0 | 8 | 3923736.9815 | 2757682.4314 | 58295.654 |  |  | 362366.2226 | 1470125.1188
177 | 4127065.109 | 5471476.0176 | 13035.0531 |  |  | 1357445.9617 | 0 | 8 | 3923736.9815 | 2757682.4314 | 58295.654 |  |  | 362366.2226 | 1470125.1188
178 | 4288505.078 | 3891477.5954 | 56485.23 |  |  | 0 | 340542.2526 | 8 | 3923736.9815 | 2757682.4314 | 58295.654 |  |  | 362366.2226 | 1470125.1188
179 | 4330091.295 | 1989627.6428 | 143385.5838 |  |  | 0 | 2197078.0684 | 8 | 3923736.9815 | 2757682.4314 | 58295.654 |  |  | 362366.2226 | 1470125.1188
180 | 4295731.234 | 1697035.3424 | 334566.3622 |  |  | 0 | 2264129.5294 | 8 | 3923736.9815 | 2757682.4314 | 58295.654 |  |  | 362366.2226 | 1470125.1188
181 | 4238353.129 | 2428516.0934 | 497504.5256 |  |  | 0 | 1312332.51 | 8 | 3923736.9815 | 2757682.4314 | 58295.654 |  |  | 362366.2226 | 1470125.1188
182 | 4225723.96 | 2106664.5629 | 312841.2738 |  |  | 0 | 1806218.1233 | 8 | 3923736.9815 | 2757682.4314 | 58295.654 |  |  | 362366.2226 | 1470125.1188
183 | 4281332.964 | 1199628.4317 | 41277.6681 |  |  | 0 | 3040426.8643 | 8 | 3923736.9815 | 2757682.4314 | 58295.654 |  |  | 362366.2226 | 1470125.1188
184 | 4623965.219 | 380369.9905 | 0 |  |  | 0 | 4243595.2285 | 8 | 3923736.9815 | 2757682.4314 | 58295.654 |  |  | 362366.2226 | 1470125.1188
185 | 5089893.33 | 263333.0704 | 0 |  |  | 0 | 4826560.2596 | 8 | 3923736.9815 | 2757682.4314 | 58295.654 |  |  | 362366.2226 | 1470125.1188
186 | 4984962.306 | 526666.1407 | 0 |  |  | 0 | 4458296.1653 | 8 | 3923736.9815 | 2757682.4314 | 58295.654 |  |  | 362366.2226 | 1470125.1188
187 | 4641803.058 | 1141109.9716 | 0 |  |  | 0 | 3500693.0864 | 8 | 3923736.9815 | 2757682.4314 | 58295.654 |  |  | 362366.2226 | 1470125.1188
188 | 4297962 | 1989627.6428 | 0 |  |  | 0 | 2308334.3572 | 8 | 3923736.9815 | 2757682.4314 | 58295.654 |  |  | 362366.2226 | 1470125.1188
189 | 4035220.734 | 2955182.2341 | 0 |  |  | 0 | 1080038.4999 | 8 | 3923736.9815 | 2757682.4314 | 58295.654 |  |  | 362366.2226 | 1470125.1188
190 | 3715538.848 | 3130737.6144 | 0 |  |  | 0 | 584801.2336 | 8 | 3923736.9815 | 2757682.4314 | 58295.654 |  |  | 362366.2226 | 1470125.1188
191 | 3433270.829 | 2867404.544 | 0 |  |  | 0 | 565866.285 | 8 | 3923736.9815 | 2757682.4314 | 58295.654 |  |  | 362366.2226 | 1470125.1188
192 | 3232065.807 | 2574812.2436 | 0 |  |  | 0 | 657253.5634 | 8 | 3923736.9815 | 2757682.4314 | 58295.654 |  |  | 362366.2226 | 1470125.1188
193 | 3124422.414 | 2457775.3234 | 0 |  |  | 0 | 666647.0906 | 9 | 4534532.3496 | 1484905.9246 | 2172.5088 |  |  | 0 | 3047453.9162
194 | 3080680.862 | 2604071.4736 | 0 |  |  | 0 | 476609.3884 | 9 | 4534532.3496 | 1484905.9246 | 2172.5088 |  |  | 0 | 3047453.9162
195 | 3093582.278 | 2867404.544 | 0 |  |  | 0 | 226177.734 | 9 | 4534532.3496 | 1484905.9246 | 2172.5088 |  |  | 0 | 3047453.9162
196 | 3192297.371 | 2955182.2341 | 0 |  |  | 0 | 237115.1369 | 9 | 4534532.3496 | 1484905.9246 | 2172.5088 |  |  | 0 | 3047453.9162
197 | 3459735.002 | 2896663.774 | 0 |  |  | 0 | 563071.228 | 9 | 4534532.3496 | 1484905.9246 | 2172.5088 |  |  | 0 | 3047453.9162
198 | 4179640.822 | 2662589.9337 | 0 |  |  | 0 | 1517050.8883 | 9 | 4534532.3496 | 1484905.9246 | 2172.5088 |  |  | 0 | 3047453.9162
199 | 4955206.775 | 2428516.0934 | 0 |  |  | 0 | 2526690.6816 | 9 | 4534532.3496 | 1484905.9246 | 2172.5088 |  |  | 0 | 3047453.9162
200 | 5218579.8 | 2135923.793 | 0 |  |  | 0 | 3082656.007 | 9 | 4534532.3496 | 1484905.9246 | 2172.5088 |  |  | 0 | 3047453.9162
201 | 5227202.443 | 1814072.2625 | 0 |  |  | 0 | 3413130.1805 | 9 | 4534532.3496 | 1484905.9246 | 2172.5088 |  |  | 0 | 3047453.9162
202 | 5328737.499 | 1111850.7416 | 0 |  |  | 0 | 4216886.7574 | 9 | 4534532.3496 | 1484905.9246 | 2172.5088 |  |  | 0 | 3047453.9162
203 | 5274411.78 | 292592.3004 | 8690.0354 |  |  | 0 | 4973129.4442 | 9 | 4534532.3496 | 1484905.9246 | 2172.5088 |  |  | 0 | 3047453.9162
204 | 5158017.067 | 29259.23 | 13035.0531 |  |  | 0 | 5115722.7839 | 9 | 4534532.3496 | 1484905.9246 | 2172.5088 |  |  | 0 | 3047453.9162
205 | 5149688.186 | 0 | 13035.0531 |  |  | 0 | 5136653.1329 | 9 | 4534532.3496 | 1484905.9246 | 2172.5088 |  |  | 0 | 3047453.9162
206 | 5067831.78 | 0 | 17380.0708 |  |  | 0 | 5050451.7092 | 9 | 4534532.3496 | 1484905.9246 | 2172.5088 |  |  | 0 | 3047453.9162
207 | 5007610.718 | 0 | 0 |  |  | 0 | 5007610.718 | 9 | 4534532.3496 | 1484905.9246 | 2172.5088 |  |  | 0 | 3047453.9162
208 | 5221092.092 | 29259.23 | 0 |  |  | 0 | 5191832.862 | 9 | 4534532.3496 | 1484905.9246 | 2172.5088 |  |  | 0 | 3047453.9162
209 | 5632804.037 | 204814.6103 | 0 |  |  | 0 | 5427989.4267 | 9 | 4534532.3496 | 1484905.9246 | 2172.5088 |  |  | 0 | 3047453.9162
210 | 5460669.482 | 614443.8309 | 0 |  |  | 0 | 4846225.6511 | 9 | 4534532.3496 | 1484905.9246 | 2172.5088 |  |  | 0 | 3047453.9162
211 | 5106614.052 | 1053332.2815 | 0 |  |  | 0 | 4053281.7705 | 9 | 4534532.3496 | 1484905.9246 | 2172.5088 |  |  | 0 | 3047453.9162
212 | 4755647.758 | 1433702.272 | 0 |  |  | 0 | 3321945.486 | 9 | 4534532.3496 | 1484905.9246 | 2172.5088 |  |  | 0 | 3047453.9162
213 | 4484299.998 | 1726294.5724 | 0 |  |  | 0 | 2758005.4256 | 9 | 4534532.3496 | 1484905.9246 | 2172.5088 |  |  | 0 | 3047453.9162
214 | 4121110.311 | 1901849.9527 | 0 |  |  | 0 | 2219260.3583 | 9 | 4534532.3496 | 1484905.9246 | 2172.5088 |  |  | 0 | 3047453.9162
215 | 3845626.922 | 2077405.3329 | 0 |  |  | 0 | 1768221.5891 | 9 | 4534532.3496 | 1484905.9246 | 2172.5088 |  |  | 0 | 3047453.9162
216 | 3683266.942 | 2340738.4033 | 0 |  |  | 0 | 1342528.5387 | 9 | 4534532.3496 | 1484905.9246 | 2172.5088 |  |  | 0 | 3047453.9162
217 | 3591480.667 | 2955182.2341 | 0 |  |  | 0 | 636298.4329 | 10 | 4656113.1503 | 3697635.1964 | 54765.3271 |  |  | 407754.8473 | 1311467.474
218 | 3478354.084 | 3891477.5954 | 0 |  |  | 413123.5114 | 0 | 10 | 4656113.1503 | 3697635.1964 | 54765.3271 |  |  | 407754.8473 | 1311467.474
219 | 3543928.071 | 4915550.6469 | 0 |  |  | 1371622.5759 | 0 | 10 | 4656113.1503 | 3697635.1964 | 54765.3271 |  |  | 407754.8473 | 1311467.474
220 | 3680517.908 | 5266661.4074 | 0 |  |  | 1586143.4994 | 0 | 10 | 4656113.1503 | 3697635.1964 | 54765.3271 |  |  | 407754.8473 | 1311467.474
221 | 3872502.23 | 5383698.3275 | 0 |  |  | 1511196.0975 | 0 | 10 | 4656113.1503 | 3697635.1964 | 54765.3271 |  |  | 407754.8473 | 1311467.474
222 | 4486006.288 | 5764068.3181 | 0 |  |  | 1278062.0301 | 0 | 10 | 4656113.1503 | 3697635.1964 | 54765.3271 |  |  | 407754.8473 | 1311467.474
223 | 5112932.664 | 6349252.9189 | 0 |  |  | 1236320.2549 | 0 | 10 | 4656113.1503 | 3697635.1964 | 54765.3271 |  |  | 407754.8473 | 1311467.474
224 | 5356350.011 | 6729622.9094 | 0 |  |  | 1373272.8984 | 0 | 10 | 4656113.1503 | 3697635.1964 | 54765.3271 |  |  | 407754.8473 | 1311467.474
225 | 5342723.381 | 6319993.6888 | 39105.1592 |  |  | 1016375.4671 | 0 | 10 | 4656113.1503 | 3697635.1964 | 54765.3271 |  |  | 407754.8473 | 1311467.474
226 | 5361071.446 | 3949996.0555 | 117315.4777 |  |  | 0 | 1293759.9128 | 10 | 4656113.1503 | 3697635.1964 | 54765.3271 |  |  | 407754.8473 | 1311467.474
227 | 5323917.426 | 2896663.774 | 202043.3226 |  |  | 0 | 2225210.3293 | 10 | 4656113.1503 | 3697635.1964 | 54765.3271 |  |  | 407754.8473 | 1311467.474
228 | 5225019.049 | 2808886.0839 | 323703.818 |  |  | 0 | 2092429.1471 | 10 | 4656113.1503 | 3697635.1964 | 54765.3271 |  |  | 407754.8473 | 1311467.474
229 | 5246403.317 | 2457775.3234 | 364981.486 |  |  | 0 | 2423646.5075 | 10 | 4656113.1503 | 3697635.1964 | 54765.3271 |  |  | 407754.8473 | 1311467.474
230 | 5190116.355 | 2048146.1029 | 238975.973 |  |  | 0 | 2902994.2791 | 10 | 4656113.1503 | 3697635.1964 | 54765.3271 |  |  | 407754.8473 | 1311467.474
231 | 5107355.114 | 1726294.5724 | 28242.615 |  |  | 0 | 3352817.9266 | 10 | 4656113.1503 | 3697635.1964 | 54765.3271 |  |  | 407754.8473 | 1311467.474
232 | 5304729.532 | 1492220.7321 | 0 |  |  | 0 | 3812508.7999 | 10 | 4656113.1503 | 3697635.1964 | 54765.3271 |  |  | 407754.8473 | 1311467.474
233 | 5646161.895 | 1550739.1922 | 0 |  |  | 0 | 4095422.7028 | 10 | 4656113.1503 | 3697635.1964 | 54765.3271 |  |  | 407754.8473 | 1311467.474
234 | 5392075.668 | 2135923.793 | 0 |  |  | 0 | 3256151.875 | 10 | 4656113.1503 | 3697635.1964 | 54765.3271 |  |  | 407754.8473 | 1311467.474
235 | 5037779.63 | 2838145.314 | 0 |  |  | 0 | 2199634.316 | 10 | 4656113.1503 | 3697635.1964 | 54765.3271 |  |  | 407754.8473 | 1311467.474
236 | 4691125.275 | 3481848.3749 | 0 |  |  | 0 | 1209276.9001 | 10 | 4656113.1503 | 3697635.1964 | 54765.3271 |  |  | 407754.8473 | 1311467.474
237 | 4387937.258 | 3891477.5954 | 0 |  |  | 0 | 496459.6626 | 10 | 4656113.1503 | 3697635.1964 | 54765.3271 |  |  | 407754.8473 | 1311467.474
238 | 4029449.533 | 3803699.9053 | 0 |  |  | 0 | 225749.6277 | 10 | 4656113.1503 | 3697635.1964 | 54765.3271 |  |  | 407754.8473 | 1311467.474
239 | 3753298.008 | 3306292.9946 | 0 |  |  | 0 | 447005.0134 | 10 | 4656113.1503 | 3697635.1964 | 54765.3271 |  |  | 407754.8473 | 1311467.474
240 | 3585480.797 | 2779626.8539 | 0 |  |  | 0 | 805853.9431 | 10 | 4656113.1503 | 3697635.1964 | 54765.3271 |  |  | 407754.8473 | 1311467.474
241 | 3430993.36 | 2369997.6333 | 0 |  |  | 0 | 1060995.7267 | 11 | 4763242.3234 | 1005786.0327 | 4254.4965 |  |  | 0 | 3753201.7942
242 | 3434691.828 | 2048146.1029 | 0 |  |  | 0 | 1386545.7251 | 11 | 4763242.3234 | 1005786.0327 | 4254.4965 |  |  | 0 | 3753201.7942
243 | 3513660.083 | 1697035.3424 | 0 |  |  | 0 | 1816624.7406 | 11 | 4763242.3234 | 1005786.0327 | 4254.4965 |  |  | 0 | 3753201.7942
244 | 3640681.78 | 1258146.8918 | 0 |  |  | 0 | 2382534.8882 | 11 | 4763242.3234 | 1005786.0327 | 4254.4965 |  |  | 0 | 3753201.7942
245 | 3891245.956 | 848517.6712 | 0 |  |  | 0 | 3042728.2848 | 11 | 4763242.3234 | 1005786.0327 | 4254.4965 |  |  | 0 | 3753201.7942
246 | 4565317.98 | 497406.9107 | 0 |  |  | 0 | 4067911.0693 | 11 | 4763242.3234 | 1005786.0327 | 4254.4965 |  |  | 0 | 3753201.7942
247 | 5253558.376 | 263333.0704 | 0 |  |  | 0 | 4990225.3056 | 11 | 4763242.3234 | 1005786.0327 | 4254.4965 |  |  | 0 | 3753201.7942
248 | 5523948.348 | 175555.3802 | 0 |  |  | 0 | 5348392.9678 | 11 | 4763242.3234 | 1005786.0327 | 4254.4965 |  |  | 0 | 3753201.7942
249 | 5550665.269 | 87777.6901 | 2172.5088 |  |  | 0 | 5460715.07 | 11 | 4763242.3234 | 1005786.0327 | 4254.4965 |  |  | 0 | 3753201.7942
250 | 5602347.48 | 58518.4601 | 13035.0531 |  |  | 0 | 5530793.9668 | 11 | 4763242.3234 | 1005786.0327 | 4254.4965 |  |  | 0 | 3753201.7942
251 | 5544351.172 | 146296.1502 | 21725.0885 |  |  | 0 | 5376329.9333 | 11 | 4763242.3234 | 1005786.0327 | 4254.4965 |  |  | 0 | 3753201.7942
252 | 5438982.089 | 438888.4506 | 21725.0885 |  |  | 0 | 4978368.5499 | 11 | 4763242.3234 | 1005786.0327 | 4254.4965 |  |  | 0 | 3753201.7942
253 | 5379653.35 | 907036.1313 | 17380.0708 |  |  | 0 | 4455237.148 | 11 | 4763242.3234 | 1005786.0327 | 4254.4965 |  |  | 0 | 3753201.7942
254 | 5256095.703 | 1433702.272 | 17380.0708 |  |  | 0 | 3805013.3602 | 11 | 4763242.3234 | 1005786.0327 | 4254.4965 |  |  | 0 | 3753201.7942
255 | 5130039.773 | 1989627.6428 | 8690.0354 |  |  | 0 | 3131722.0948 | 11 | 4763242.3234 | 1005786.0327 | 4254.4965 |  |  | 0 | 3753201.7942
256 | 5333024.833 | 1726294.5724 | 0 |  |  | 0 | 3606730.2606 | 11 | 4763242.3234 | 1005786.0327 | 4254.4965 |  |  | 0 | 3753201.7942
257 | 5690766.743 | 1053332.2815 | 0 |  |  | 0 | 4637434.4615 | 11 | 4763242.3234 | 1005786.0327 | 4254.4965 |  |  | 0 | 3753201.7942
258 | 5470225.558 | 760739.9811 | 0 |  |  | 0 | 4709485.5769 | 11 | 4763242.3234 | 1005786.0327 | 4254.4965 |  |  | 0 | 3753201.7942
259 | 5171581.701 | 643703.0609 | 0 |  |  | 0 | 4527878.6401 | 11 | 4763242.3234 | 1005786.0327 | 4254.4965 |  |  | 0 | 3753201.7942
260 | 4844388.357 | 819258.4411 | 0 |  |  | 0 | 4025129.9159 | 11 | 4763242.3234 | 1005786.0327 | 4254.4965 |  |  | 0 | 3753201.7942
261 | 4636047.731 | 1111850.7416 | 0 |  |  | 0 | 3524196.9894 | 11 | 4763242.3234 | 1005786.0327 | 4254.4965 |  |  | 0 | 3753201.7942
262 | 4289255.332 | 1170369.2016 | 0 |  |  | 0 | 3118886.1304 | 11 | 4763242.3234 | 1005786.0327 | 4254.4965 |  |  | 0 | 3753201.7942
263 | 3977998.96 | 1228887.6617 | 0 |  |  | 0 | 2749111.2983 | 11 | 4763242.3234 | 1005786.0327 | 4254.4965 |  |  | 0 | 3753201.7942
264 | 3748293.999 | 1404443.042 | 0 |  |  | 0 | 2343850.957 | 11 | 4763242.3234 | 1005786.0327 | 4254.4965 |  |  | 0 | 3753201.7942
265 | 3644775.875 | 1726294.5724 | 0 |  |  | 0 | 1918481.3026 | 12 | 4633110.228 | 2584565.3203 | 120755.2833 |  |  | 466658.9421 | 2394448.5665
266 | 3593350.735 | 1960368.4127 | 0 |  |  | 0 | 1632982.3223 | 12 | 4633110.228 | 2584565.3203 | 120755.2833 |  |  | 466658.9421 | 2394448.5665
267 | 3589968.516 | 2077405.3329 | 0 |  |  | 0 | 1512563.1831 | 12 | 4633110.228 | 2584565.3203 | 120755.2833 |  |  | 466658.9421 | 2394448.5665
268 | 3694750.967 | 2252960.7131 | 0 |  |  | 0 | 1441790.2539 | 12 | 4633110.228 | 2584565.3203 | 120755.2833 |  |  | 466658.9421 | 2394448.5665
269 | 3939414.783 | 2018886.8728 | 0 |  |  | 0 | 1920527.9102 | 12 | 4633110.228 | 2584565.3203 | 120755.2833 |  |  | 466658.9421 | 2394448.5665
270 | 4432119.179 | 1404443.042 | 0 |  |  | 0 | 3027676.137 | 12 | 4633110.228 | 2584565.3203 | 120755.2833 |  |  | 466658.9421 | 2394448.5665
271 | 5155401.544 | 965554.5913 | 0 |  |  | 0 | 4189846.9527 | 12 | 4633110.228 | 2584565.3203 | 120755.2833 |  |  | 466658.9421 | 2394448.5665
272 | 5391268.318 | 672962.2909 | 0 |  |  | 0 | 4718306.0271 | 12 | 4633110.228 | 2584565.3203 | 120755.2833 |  |  | 466658.9421 | 2394448.5665
273 | 5347868.071 | 438888.4506 | 206388.3403 |  |  | 0 | 4702591.2801 | 12 | 4633110.228 | 2584565.3203 | 120755.2833 |  |  | 466658.9421 | 2394448.5665
274 | 5395485.062 | 234073.8403 | 603957.459 |  |  | 0 | 4557453.7626 | 12 | 4633110.228 | 2584565.3203 | 120755.2833 |  |  | 466658.9421 | 2394448.5665
275 | 5257255.047 | 175555.3802 | 790793.2198 |  |  | 0 | 4290906.447 | 12 | 4633110.228 | 2584565.3203 | 120755.2833 |  |  | 466658.9421 | 2394448.5665
276 | 5235975.784 | 146296.1502 | 666960.2156 |  |  | 0 | 4422719.4182 | 12 | 4633110.228 | 2584565.3203 | 120755.2833 |  |  | 466658.9421 | 2394448.5665
277 | 5162892.664 | 234073.8403 | 406259.1541 |  |  | 0 | 4522559.6696 | 12 | 4633110.228 | 2584565.3203 | 120755.2833 |  |  | 466658.9421 | 2394448.5665
278 | 5099377.401 | 614443.8309 | 182490.743 |  |  | 0 | 4302442.8271 | 12 | 4633110.228 | 2584565.3203 | 120755.2833 |  |  | 466658.9421 | 2394448.5665
279 | 5006085.496 | 1082591.5115 | 41277.6681 |  |  | 0 | 3882216.3164 | 12 | 4633110.228 | 2584565.3203 | 120755.2833 |  |  | 466658.9421 | 2394448.5665
280 | 5218116.675 | 1960368.4127 | 0 |  |  | 0 | 3257748.2623 | 12 | 4633110.228 | 2584565.3203 | 120755.2833 |  |  | 466658.9421 | 2394448.5665
281 | 5605434.286 | 2984441.4642 | 0 |  |  | 0 | 2620992.8218 | 12 | 4633110.228 | 2584565.3203 | 120755.2833 |  |  | 466658.9421 | 2394448.5665
282 | 5372733.658 | 4827772.9567 | 0 |  |  | 0 | 544960.7013 | 12 | 4633110.228 | 2584565.3203 | 120755.2833 |  |  | 466658.9421 | 2394448.5665
283 | 5018457.196 | 5705549.858 | 0 |  |  | 687092.662 | 0 | 12 | 4633110.228 | 2584565.3203 | 120755.2833 |  |  | 466658.9421 | 2394448.5665
284 | 4649841.477 | 5968882.9283 | 0 |  |  | 1319041.4513 | 0 | 12 | 4633110.228 | 2584565.3203 | 120755.2833 |  |  | 466658.9421 | 2394448.5665
285 | 4353526.208 | 6524808.2991 | 0 |  |  | 2171282.0911 | 0 | 12 | 4633110.228 | 2584565.3203 | 120755.2833 |  |  | 466658.9421 | 2394448.5665
286 | 3980936.77 | 6729622.9094 | 0 |  |  | 2748686.1394 | 0 | 12 | 4633110.228 | 2584565.3203 | 120755.2833 |  |  | 466658.9421 | 2394448.5665
287 | 3637193.677 | 5910364.4683 | 0 |  |  | 2273170.7913 | 0 | 12 | 4633110.228 | 2584565.3203 | 120755.2833 |  |  | 466658.9421 | 2394448.5665
288 | 3412416.083 | 5412957.5576 | 0 |  |  | 2000541.4746 | 0 | 12 | 4633110.228 | 2584565.3203 | 120755.2833 |  |  | 466658.9421 | 2394448.5665
289 | 3295276.324 | 5354439.0975 | 0 |  |  | 2059162.7735 | 0 | 13 | 4417528.3654 | 9024034.1984 | 14845.4771 |  |  | 4888725.7966 | 267374.4864
290 | 3254553.213 | 5354439.0975 | 0 |  |  | 2099885.8845 | 0 | 13 | 4417528.3654 | 9024034.1984 | 14845.4771 |  |  | 4888725.7966 | 267374.4864
291 | 3267174.509 | 5471476.0176 | 0 |  |  | 2204301.5086 | 0 | 13 | 4417528.3654 | 9024034.1984 | 14845.4771 |  |  | 4888725.7966 | 267374.4864
292 | 3372661.42 | 5705549.858 | 0 |  |  | 2332888.438 | 0 | 13 | 4417528.3654 | 9024034.1984 | 14845.4771 |  |  | 4888725.7966 | 267374.4864
293 | 3612803.97 | 5500735.2477 | 0 |  |  | 1887931.2777 | 0 | 13 | 4417528.3654 | 9024034.1984 | 14845.4771 |  |  | 4888725.7966 | 267374.4864
294 | 4328051.137 | 4974069.107 | 0 |  |  | 646017.97 | 0 | 13 | 4417528.3654 | 9024034.1984 | 14845.4771 |  |  | 4888725.7966 | 267374.4864
295 | 5048952.038 | 4330366.0461 | 0 |  |  | 0 | 718585.9919 | 13 | 4417528.3654 | 9024034.1984 | 14845.4771 |  |  | 4888725.7966 | 267374.4864
296 | 5288927.808 | 3803699.9053 | 0 |  |  | 0 | 1485227.9027 | 13 | 4417528.3654 | 9024034.1984 | 14845.4771 |  |  | 4888725.7966 | 267374.4864
297 | 5238033.151 | 3218515.3045 | 34760.1415 |  |  | 0 | 1984757.705 | 13 | 4417528.3654 | 9024034.1984 | 14845.4771 |  |  | 4888725.7966 | 267374.4864
298 | 5256203.623 | 3745181.4452 | 86900.3538 |  |  | 0 | 1424121.8239 | 13 | 4417528.3654 | 9024034.1984 | 14845.4771 |  |  | 4888725.7966 | 267374.4864
299 | 5151163.031 | 4242588.3559 | 104280.4246 |  |  | 0 | 804294.2505 | 13 | 4417528.3654 | 9024034.1984 | 14845.4771 |  |  | 4888725.7966 | 267374.4864
300 | 4941717.808 | 5178883.7172 | 69520.2831 |  |  | 306686.1923 | 0 | 13 | 4417528.3654 | 9024034.1984 | 14845.4771 |  |  | 4888725.7966 | 267374.4864
301 | 4814759.229 | 7607399.8106 | 41277.6681 |  |  | 2833918.2497 | 0 | 13 | 4417528.3654 | 9024034.1984 | 14845.4771 |  |  | 4888725.7966 | 267374.4864
302 | 4643024.51 | 10767396.655 | 19552.5796 |  |  | 6143924.7247 | 0 | 13 | 4417528.3654 | 9024034.1984 | 14845.4771 |  |  | 4888725.7966 | 267374.4864
303 | 4630916.973 | 13020357.3682 | 0 |  |  | 8389440.3952 | 0 | 13 | 4417528.3654 | 9024034.1984 | 14845.4771 |  |  | 4888725.7966 | 267374.4864
304 | 4892419.931 | 14015171.1896 | 0 |  |  | 9122751.2586 | 0 | 13 | 4417528.3654 | 9024034.1984 | 14845.4771 |  |  | 4888725.7966 | 267374.4864
305 | 5325481.915 | 13283690.4386 | 0 |  |  | 7958208.5236 | 0 | 13 | 4417528.3654 | 9024034.1984 | 14845.4771 |  |  | 4888725.7966 | 267374.4864
306 | 5234880.554 | 14717392.7106 | 0 |  |  | 9482512.1566 | 0 | 13 | 4417528.3654 | 9024034.1984 | 14845.4771 |  |  | 4888725.7966 | 267374.4864
307 | 4910514.277 | 15361095.7715 | 0 |  |  | 10450581.4945 | 0 | 13 | 4417528.3654 | 9024034.1984 | 14845.4771 |  |  | 4888725.7966 | 267374.4864
308 | 4537815.487 | 14512578.1003 | 0 |  |  | 9974762.6133 | 0 | 13 | 4417528.3654 | 9024034.1984 | 14845.4771 |  |  | 4888725.7966 | 267374.4864
309 | 4171611.564 | 13108135.0583 | 0 |  |  | 8936523.4943 | 0 | 13 | 4417528.3654 | 9024034.1984 | 14845.4771 |  |  | 4888725.7966 | 267374.4864
310 | 3864663.24 | 13049616.5982 | 0 |  |  | 9184953.3582 | 0 | 13 | 4417528.3654 | 9024034.1984 | 14845.4771 |  |  | 4888725.7966 | 267374.4864
311 | 3571677.058 | 14337022.72 | 0 |  |  | 10765345.662 | 0 | 13 | 4417528.3654 | 9024034.1984 | 14845.4771 |  |  | 4888725.7966 | 267374.4864
312 | 3367398 | 15917021.1422 | 0 |  |  | 12549623.1422 | 0 | 13 | 4417528.3654 | 9024034.1984 | 14845.4771 |  |  | 4888725.7966 | 267374.4864
313 | 3258439.787 | 17584797.2546 | 0 |  |  | 14326357.4676 | 0 | 14 | 3974007.1224 | 13815233.1176 | 21363.0036 |  |  | 10183643.4537 | 321054.4548
314 | 3237563.136 | 18755166.4562 | 0 |  |  | 15517603.3202 | 0 | 14 | 3974007.1224 | 13815233.1176 | 21363.0036 |  |  | 10183643.4537 | 321054.4548
315 | 3242768.564 | 19164795.6768 | 0 |  |  | 15922027.1128 | 0 | 14 | 3974007.1224 | 13815233.1176 | 21363.0036 |  |  | 10183643.4537 | 321054.4548
316 | 3263824.119 | 17848130.3249 | 0 |  |  | 14584306.2059 | 0 | 14 | 3974007.1224 | 13815233.1176 | 21363.0036 |  |  | 10183643.4537 | 321054.4548
317 | 3337859.917 | 16443687.283 | 0 |  |  | 13105827.366 | 0 | 14 | 3974007.1224 | 13815233.1176 | 21363.0036 |  |  | 10183643.4537 | 321054.4548
318 | 3480848.973 | 15244058.8513 | 0 |  |  | 11763209.8783 | 0 | 14 | 3974007.1224 | 13815233.1176 | 21363.0036 |  |  | 10183643.4537 | 321054.4548
319 | 3797432.189 | 14278504.26 | 0 |  |  | 10481072.071 | 0 | 14 | 3974007.1224 | 13815233.1176 | 21363.0036 |  |  | 10183643.4537 | 321054.4548
320 | 4176117.152 | 13254431.2085 | 0 |  |  | 9078314.0565 | 0 | 14 | 3974007.1224 | 13815233.1176 | 21363.0036 |  |  | 10183643.4537 | 321054.4548
321 | 4292483.132 | 12522950.4575 | 13035.0531 |  |  | 8243502.3786 | 0 | 14 | 3974007.1224 | 13815233.1176 | 21363.0036 |  |  | 10183643.4537 | 321054.4548
322 | 4362532.966 | 14073689.6497 | 58657.7388 |  |  | 9769814.4225 | 0 | 14 | 3974007.1224 | 13815233.1176 | 21363.0036 |  |  | 10183643.4537 | 321054.4548
323 | 4317761.999 | 18638129.536 | 112970.46 |  |  | 14433337.997 | 0 | 14 | 3974007.1224 | 13815233.1176 | 21363.0036 |  |  | 10183643.4537 | 321054.4548
324 | 4223738.036 | 21359237.9299 | 141213.075 |  |  | 17276712.9688 | 0 | 14 | 3974007.1224 | 13815233.1176 | 21363.0036 |  |  | 10183643.4537 | 321054.4548
325 | 4174114.123 | 22529607.1315 | 117315.4777 |  |  | 18472808.4861 | 0 | 14 | 3974007.1224 | 13815233.1176 | 21363.0036 |  |  | 10183643.4537 | 321054.4548
326 | 4172863.418 | 22675903.2817 | 60830.2477 |  |  | 18563870.1114 | 0 | 14 | 3974007.1224 | 13815233.1176 | 21363.0036 |  |  | 10183643.4537 | 321054.4548
327 | 4248331.993 | 21593311.7702 | 8690.0354 |  |  | 17353669.8126 | 0 | 14 | 3974007.1224 | 13815233.1176 | 21363.0036 |  |  | 10183643.4537 | 321054.4548
328 | 4526385.046 | 18052944.9352 | 0 |  |  | 13526559.8892 | 0 | 14 | 3974007.1224 | 13815233.1176 | 21363.0036 |  |  | 10183643.4537 | 321054.4548
329 | 4965498.795 | 14658874.2505 | 0 |  |  | 9693375.4555 | 0 | 14 | 3974007.1224 | 13815233.1176 | 21363.0036 |  |  | 10183643.4537 | 321054.4548
330 | 4834668.254 | 11879247.3966 | 0 |  |  | 7044579.1426 | 0 | 14 | 3974007.1224 | 13815233.1176 | 21363.0036 |  |  | 10183643.4537 | 321054.4548
331 | 4555153.052 | 8689991.3221 | 0 |  |  | 4134838.2701 | 0 | 14 | 3974007.1224 | 13815233.1176 | 21363.0036 |  |  | 10183643.4537 | 321054.4548
332 | 4326560.312 | 5442216.7876 | 0 |  |  | 1115656.4756 | 0 | 14 | 3974007.1224 | 13815233.1176 | 21363.0036 |  |  | 10183643.4537 | 321054.4548
333 | 3985312.492 | 2574812.2436 | 0 |  |  | 0 | 1410500.2484 | 14 | 3974007.1224 | 13815233.1176 | 21363.0036 |  |  | 10183643.4537 | 321054.4548
334 | 3718412.221 | 1667776.1123 | 0 |  |  | 0 | 2050636.1087 | 14 | 3974007.1224 | 13815233.1176 | 21363.0036 |  |  | 10183643.4537 | 321054.4548
335 | 3534403.147 | 1375183.8119 | 0 |  |  | 0 | 2159219.3351 | 14 | 3974007.1224 | 13815233.1176 | 21363.0036 |  |  | 10183643.4537 | 321054.4548
336 | 3343098.114 | 1258146.8918 | 0 |  |  | 0 | 2084951.2222 | 14 | 3974007.1224 | 13815233.1176 | 21363.0036 |  |  | 10183643.4537 | 321054.4548
337 | 3194957.147 | 1228887.6617 | 0 |  |  | 0 | 1966069.4853 | 15 | 3892889.8518 | 4513236.2338 | 43269.1345 |  |  | 1572087.3545 | 908471.8381
338 | 3129483.025 | 1199628.4317 | 0 |  |  | 0 | 1929854.5933 | 15 | 3892889.8518 | 4513236.2338 | 43269.1345 |  |  | 1572087.3545 | 908471.8381
339 | 3102965.248 | 1287406.1218 | 0 |  |  | 0 | 1815559.1262 | 15 | 3892889.8518 | 4513236.2338 | 43269.1345 |  |  | 1572087.3545 | 908471.8381
340 | 3127766.98 | 1462961.502 | 0 |  |  | 0 | 1664805.478 | 15 | 3892889.8518 | 4513236.2338 | 43269.1345 |  |  | 1572087.3545 | 908471.8381
341 | 3183692.996 | 1726294.5724 | 0 |  |  | 0 | 1457398.4236 | 15 | 3892889.8518 | 4513236.2338 | 43269.1345 |  |  | 1572087.3545 | 908471.8381
342 | 3330125.023 | 1901849.9527 | 0 |  |  | 0 | 1428275.0703 | 15 | 3892889.8518 | 4513236.2338 | 43269.1345 |  |  | 1572087.3545 | 908471.8381
343 | 3600040.312 | 1843331.4926 | 0 |  |  | 0 | 1756708.8194 | 15 | 3892889.8518 | 4513236.2338 | 43269.1345 |  |  | 1572087.3545 | 908471.8381
344 | 3877850.729 | 1550739.1922 | 0 |  |  | 0 | 2327111.5368 | 15 | 3892889.8518 | 4513236.2338 | 43269.1345 |  |  | 1572087.3545 | 908471.8381
345 | 4092509.891 | 1228887.6617 | 41277.6681 |  |  | 0 | 2822344.5612 | 15 | 3892889.8518 | 4513236.2338 | 43269.1345 |  |  | 1572087.3545 | 908471.8381
346 | 4179084.219 | 1111850.7416 | 132523.0396 |  |  | 0 | 2934710.4379 | 15 | 3892889.8518 | 4513236.2338 | 43269.1345 |  |  | 1572087.3545 | 908471.8381
347 | 4170698.179 | 2252960.7131 | 217250.8845 |  |  | 0 | 1700486.5813 | 15 | 3892889.8518 | 4513236.2338 | 43269.1345 |  |  | 1572087.3545 | 908471.8381
348 | 4073426.383 | 4418143.7362 | 245493.4995 |  |  | 590210.8527 | 0 | 15 | 3892889.8518 | 4513236.2338 | 43269.1345 |  |  | 1572087.3545 | 908471.8381
349 | 4007820.224 | 5822586.7781 | 234630.9553 |  |  | 2049397.5095 | 0 | 15 | 3892889.8518 | 4513236.2338 | 43269.1345 |  |  | 1572087.3545 | 908471.8381
350 | 3988558.688 | 6934437.5197 | 141213.075 |  |  | 3087091.9066 | 0 | 15 | 3892889.8518 | 4513236.2338 | 43269.1345 |  |  | 1572087.3545 | 908471.8381
351 | 4051839.35 | 8631472.8621 | 26070.1061 |  |  | 4605703.6182 | 0 | 15 | 3892889.8518 | 4513236.2338 | 43269.1345 |  |  | 1572087.3545 | 908471.8381
352 | 4411141.164 | 9187398.2328 | 0 |  |  | 4776257.0688 | 0 | 15 | 3892889.8518 | 4513236.2338 | 43269.1345 |  |  | 1572087.3545 | 908471.8381
353 | 5022092.765 | 7402585.2003 | 0 |  |  | 2380492.4353 | 0 | 15 | 3892889.8518 | 4513236.2338 | 43269.1345 |  |  | 1572087.3545 | 908471.8381
354 | 4950665.061 | 6729622.9094 | 0 |  |  | 1778957.8484 | 0 | 15 | 3892889.8518 | 4513236.2338 | 43269.1345 |  |  | 1572087.3545 | 908471.8381
355 | 4657350.542 | 6524808.2991 | 0 |  |  | 1867457.7571 | 0 | 15 | 3892889.8518 | 4513236.2338 | 43269.1345 |  |  | 1572087.3545 | 908471.8381
356 | 4356536.373 | 6232215.9987 | 0 |  |  | 1875679.6257 | 0 | 15 | 3892889.8518 | 4513236.2338 | 43269.1345 |  |  | 1572087.3545 | 908471.8381
357 | 4114069.123 | 6085919.8485 | 0 |  |  | 1971850.7255 | 0 | 15 | 3892889.8518 | 4513236.2338 | 43269.1345 |  |  | 1572087.3545 | 908471.8381
358 | 3815782.926 | 6700363.6794 | 0 |  |  | 2884580.7534 | 0 | 15 | 3892889.8518 | 4513236.2338 | 43269.1345 |  |  | 1572087.3545 | 908471.8381
359 | 3559607.378 | 7841473.651 | 0 |  |  | 4281866.273 | 0 | 15 | 3892889.8518 | 4513236.2338 | 43269.1345 |  |  | 1572087.3545 | 908471.8381
360 | 3431292.718 | 9011842.8526 | 0 |  |  | 5580550.1346 | 0 | 15 | 3892889.8518 | 4513236.2338 | 43269.1345 |  |  | 1572087.3545 | 908471.8381
361 | 3340159.19 | 9655545.9135 | 0 |  |  | 6315386.7235 | 0 | 16 | 4618542.2675 | 9027691.6022 | 12582.4471 |  |  | 4421731.7818 | 0
362 | 3299660.112 | 10065175.1341 | 0 |  |  | 6765515.0221 | 0 | 16 | 4618542.2675 | 9027691.6022 | 12582.4471 |  |  | 4421731.7818 | 0
363 | 3337169.453 | 10152952.8242 | 0 |  |  | 6815783.3712 | 0 | 16 | 4618542.2675 | 9027691.6022 | 12582.4471 |  |  | 4421731.7818 | 0
364 | 3435266.897 | 10387026.6645 | 0 |  |  | 6951759.7675 | 0 | 16 | 4618542.2675 | 9027691.6022 | 12582.4471 |  |  | 4421731.7818 | 0
365 | 3727611.628 | 10591841.2748 | 0 |  |  | 6864229.6468 | 0 | 16 | 4618542.2675 | 9027691.6022 | 12582.4471 |  |  | 4421731.7818 | 0
366 | 4444266.625 | 10855174.3452 | 0 |  |  | 6410907.7202 | 0 | 16 | 4618542.2675 | 9027691.6022 | 12582.4471 |  |  | 4421731.7818 | 0
367 | 5215637.712 | 11030729.7254 | 0 |  |  | 5815092.0134 | 0 | 16 | 4618542.2675 | 9027691.6022 | 12582.4471 |  |  | 4421731.7818 | 0
368 | 5447501.774 | 11147766.6456 | 0 |  |  | 5700264.8716 | 0 | 16 | 4618542.2675 | 9027691.6022 | 12582.4471 |  |  | 4421731.7818 | 0
369 | 5393274.975 | 11001470.4954 | 6517.5265 |  |  | 5614713.0469 | 0 | 16 | 4618542.2675 | 9027691.6022 | 12582.4471 |  |  | 4421731.7818 | 0
370 | 5361074.716 | 10006656.674 | 34760.1415 |  |  | 4680342.0995 | 0 | 16 | 4618542.2675 | 9027691.6022 | 12582.4471 |  |  | 4421731.7818 | 0
371 | 5245198.443 | 9597027.4534 | 60830.2477 |  |  | 4412659.2581 | 0 | 16 | 4618542.2675 | 9027691.6022 | 12582.4471 |  |  | 4421731.7818 | 0
372 | 5084457.491 | 9304435.153 | 78210.3184 |  |  | 4298187.9804 | 0 | 16 | 4618542.2675 | 9027691.6022 | 12582.4471 |  |  | 4421731.7818 | 0
373 | 5049768.325 | 8689991.3221 | 76037.8096 |  |  | 3716260.8067 | 0 | 16 | 4618542.2675 | 9027691.6022 | 12582.4471 |  |  | 4421731.7818 | 0
374 | 4975324.972 | 7782955.1909 | 39105.1592 |  |  | 2846735.3781 | 0 | 16 | 4618542.2675 | 9027691.6022 | 12582.4471 |  |  | 4421731.7818 | 0
375 | 4916874.396 | 7109992.8999 | 6517.5265 |  |  | 2199636.0305 | 0 | 16 | 4618542.2675 | 9027691.6022 | 12582.4471 |  |  | 4421731.7818 | 0
376 | 5148640.757 | 6788141.3695 | 0 |  |  | 1639500.6125 | 0 | 16 | 4618542.2675 | 9027691.6022 | 12582.4471 |  |  | 4421731.7818 | 0
377 | 5694736.82 | 6290734.4588 | 0 |  |  | 595997.6388 | 0 | 16 | 4618542.2675 | 9027691.6022 | 12582.4471 |  |  | 4421731.7818 | 0
378 | 5489144.582 | 7051474.4399 | 0 |  |  | 1562329.8579 | 0 | 16 | 4618542.2675 | 9027691.6022 | 12582.4471 |  |  | 4421731.7818 | 0
379 | 5166797.506 | 7490362.8905 | 0 |  |  | 2323565.3845 | 0 | 16 | 4618542.2675 | 9027691.6022 | 12582.4471 |  |  | 4421731.7818 | 0
380 | 4853759.541 | 7548881.3506 | 0 |  |  | 2695121.8096 | 0 | 16 | 4618542.2675 | 9027691.6022 | 12582.4471 |  |  | 4421731.7818 | 0
381 | 4558673.693 | 7782955.1909 | 0 |  |  | 3224281.4979 | 0 | 16 | 4618542.2675 | 9027691.6022 | 12582.4471 |  |  | 4421731.7818 | 0
382 | 4212134.705 | 8280362.1016 | 0 |  |  | 4068227.3966 | 0 | 16 | 4618542.2675 | 9027691.6022 | 12582.4471 |  |  | 4421731.7818 | 0
383 | 3847003.052 | 8924065.1625 | 0 |  |  | 5077062.1105 | 0 | 16 | 4618542.2675 | 9027691.6022 | 12582.4471 |  |  | 4421731.7818 | 0
384 | 3600877.054 | 9128879.7728 | 0 |  |  | 5528002.7188 | 0 | 16 | 4618542.2675 | 9027691.6022 | 12582.4471 |  |  | 4421731.7818 | 0
385 | 3479524.496 | 8485176.7119 | 0 |  |  | 5005652.2159 | 0 | 17 | 4670929.9025 | 7981674.1282 | 12129.8411 |  |  | 3579575.1931 | 256701.1263
386 | 3444787.91 | 7051474.4399 | 0 |  |  | 3606686.5299 | 0 | 17 | 4670929.9025 | 7981674.1282 | 12129.8411 |  |  | 3579575.1931 | 256701.1263
387 | 3464263.42 | 5471476.0176 | 0 |  |  | 2007212.5976 | 0 | 17 | 4670929.9025 | 7981674.1282 | 12129.8411 |  |  | 3579575.1931 | 256701.1263
388 | 3537763.868 | 4125551.4358 | 0 |  |  | 587787.5678 | 0 | 17 | 4670929.9025 | 7981674.1282 | 12129.8411 |  |  | 3579575.1931 | 256701.1263
389 | 3835554.216 | 3364811.4547 | 0 |  |  | 0 | 470742.7613 | 17 | 4670929.9025 | 7981674.1282 | 12129.8411 |  |  | 3579575.1931 | 256701.1263
390 | 4505910.245 | 3042959.9243 | 0 |  |  | 0 | 1462950.3207 | 17 | 4670929.9025 | 7981674.1282 | 12129.8411 |  |  | 3579575.1931 | 256701.1263
391 | 5259775.503 | 3189256.0745 | 0 |  |  | 0 | 2070519.4285 | 17 | 4670929.9025 | 7981674.1282 | 12129.8411 |  |  | 3579575.1931 | 256701.1263
392 | 5447154.285 | 3774440.6753 | 0 |  |  | 0 | 1672713.6097 | 17 | 4670929.9025 | 7981674.1282 | 12129.8411 |  |  | 3579575.1931 | 256701.1263
393 | 5416831.629 | 4915550.6469 | 17380.0708 |  |  | 0 | 483900.9114 | 17 | 4670929.9025 | 7981674.1282 | 12129.8411 |  |  | 3579575.1931 | 256701.1263
394 | 5473068.183 | 6056660.6185 | 45622.6858 |  |  | 629215.1212 | 0 | 17 | 4670929.9025 | 7981674.1282 | 12129.8411 |  |  | 3579575.1931 | 256701.1263
395 | 5382469.03 | 7812214.4209 | 69520.2831 |  |  | 2499265.674 | 0 | 17 | 4670929.9025 | 7981674.1282 | 12129.8411 |  |  | 3579575.1931 | 256701.1263
396 | 5276122.366 | 9772582.8337 | 69520.2831 |  |  | 4565980.7507 | 0 | 17 | 4670929.9025 | 7981674.1282 | 12129.8411 |  |  | 3579575.1931 | 256701.1263
397 | 5271968.179 | 10679618.9649 | 56485.23 |  |  | 5464136.0159 | 0 | 17 | 4670929.9025 | 7981674.1282 | 12129.8411 |  |  | 3579575.1931 | 256701.1263
398 | 5198013.919 | 10533322.8147 | 30415.1238 |  |  | 5365724.0196 | 0 | 17 | 4670929.9025 | 7981674.1282 | 12129.8411 |  |  | 3579575.1931 | 256701.1263
399 | 5095154.239 | 10006656.674 | 2172.5088 |  |  | 4913674.9438 | 0 | 17 | 4670929.9025 | 7981674.1282 | 12129.8411 |  |  | 3579575.1931 | 256701.1263
400 | 5282095.13 | 9860360.5238 | 0 |  |  | 4578265.3938 | 0 | 17 | 4670929.9025 | 7981674.1282 | 12129.8411 |  |  | 3579575.1931 | 256701.1263
401 | 5740746.443 | 8251102.8715 | 0 |  |  | 2510356.4285 | 0 | 17 | 4670929.9025 | 7981674.1282 | 12129.8411 |  |  | 3579575.1931 | 256701.1263
402 | 5492172.313 | 8338880.5617 | 0 |  |  | 2846708.2487 | 0 | 17 | 4670929.9025 | 7981674.1282 | 12129.8411 |  |  | 3579575.1931 | 256701.1263
403 | 5094529.426 | 9509249.7633 | 0 |  |  | 4414720.3373 | 0 | 17 | 4670929.9025 | 7981674.1282 | 12129.8411 |  |  | 3579575.1931 | 256701.1263
404 | 4747172.408 | 10942952.0353 | 0 |  |  | 6195779.6273 | 0 | 17 | 4670929.9025 | 7981674.1282 | 12129.8411 |  |  | 3579575.1931 | 256701.1263
405 | 4426955.03 | 12025543.5468 | 0 |  |  | 7598588.5168 | 0 | 17 | 4670929.9025 | 7981674.1282 | 12129.8411 |  |  | 3579575.1931 | 256701.1263
406 | 4059980.925 | 11937765.8567 | 0 |  |  | 7877784.9317 | 0 | 17 | 4670929.9025 | 7981674.1282 | 12129.8411 |  |  | 3579575.1931 | 256701.1263
407 | 3691990.629 | 11411099.7159 | 0 |  |  | 7719109.0869 | 0 | 17 | 4670929.9025 | 7981674.1282 | 12129.8411 |  |  | 3579575.1931 | 256701.1263
408 | 3478313.869 | 11001470.4954 | 0 |  |  | 7523156.6264 | 0 | 17 | 4670929.9025 | 7981674.1282 | 12129.8411 |  |  | 3579575.1931 | 256701.1263
409 | 3353789.357 | 10884433.5752 | 0 |  |  | 7530644.2182 | 0 | 18 | 4566558.0966 | 7708587.9812 | 19914.6644 |  |  | 3161944.549 | 0
410 | 3294572.737 | 10825915.1151 | 0 |  |  | 7531342.3781 | 0 | 18 | 4566558.0966 | 7708587.9812 | 19914.6644 |  |  | 3161944.549 | 0
411 | 3318931.838 | 9918878.9839 | 0 |  |  | 6599947.1459 | 0 | 18 | 4566558.0966 | 7708587.9812 | 19914.6644 |  |  | 3161944.549 | 0
412 | 3399453.062 | 8924065.1625 | 0 |  |  | 5524612.1005 | 0 | 18 | 4566558.0966 | 7708587.9812 | 19914.6644 |  |  | 3161944.549 | 0
413 | 3654675.729 | 7724436.7308 | 0 |  |  | 4069761.0018 | 0 | 18 | 4566558.0966 | 7708587.9812 | 19914.6644 |  |  | 3161944.549 | 0
414 | 4329862.162 | 6671104.4493 | 0 |  |  | 2341242.2873 | 0 | 18 | 4566558.0966 | 7708587.9812 | 19914.6644 |  |  | 3161944.549 | 0
415 | 5080049.19 | 5910364.4683 | 0 |  |  | 830315.2783 | 0 | 18 | 4566558.0966 | 7708587.9812 | 19914.6644 |  |  | 3161944.549 | 0
416 | 5301942.512 | 5529994.4777 | 0 |  |  | 228051.9657 | 0 | 18 | 4566558.0966 | 7708587.9812 | 19914.6644 |  |  | 3161944.549 | 0
417 | 5274214.689 | 5647031.3979 | 13035.0531 |  |  | 385851.762 | 0 | 18 | 4566558.0966 | 7708587.9812 | 19914.6644 |  |  | 3161944.549 | 0
418 | 5331965.363 | 5588512.9378 | 39105.1592 |  |  | 295652.734 | 0 | 18 | 4566558.0966 | 7708587.9812 | 19914.6644 |  |  | 3161944.549 | 0
419 | 5294364.975 | 5383698.3275 | 76037.8096 |  |  | 165371.1621 | 0 | 18 | 4566558.0966 | 7708587.9812 | 19914.6644 |  |  | 3161944.549 | 0
420 | 5210772.851 | 5383698.3275 | 126005.513 |  |  | 298930.9896 | 0 | 18 | 4566558.0966 | 7708587.9812 | 19914.6644 |  |  | 3161944.549 | 0
421 | 5212914.92 | 6056660.6185 | 141213.075 |  |  | 984958.7734 | 0 | 18 | 4566558.0966 | 7708587.9812 | 19914.6644 |  |  | 3161944.549 | 0
422 | 5138712.875 | 6583326.7592 | 73865.3007 |  |  | 1518479.1849 | 0 | 18 | 4566558.0966 | 7708587.9812 | 19914.6644 |  |  | 3161944.549 | 0
423 | 5054259.126 | 6232215.9987 | 8690.0354 |  |  | 1186646.9081 | 0 | 18 | 4566558.0966 | 7708587.9812 | 19914.6644 |  |  | 3161944.549 | 0
424 | 5230707.781 | 6466289.839 | 0 |  |  | 1235582.058 | 0 | 18 | 4566558.0966 | 7708587.9812 | 19914.6644 |  |  | 3161944.549 | 0
425 | 5626673.407 | 5851846.0082 | 0 |  |  | 225172.6012 | 0 | 18 | 4566558.0966 | 7708587.9812 | 19914.6644 |  |  | 3161944.549 | 0
426 | 5332971.481 | 6817400.5995 | 0 |  |  | 1484429.1185 | 0 | 18 | 4566558.0966 | 7708587.9812 | 19914.6644 |  |  | 3161944.549 | 0
427 | 4988797.478 | 8251102.8715 | 0 |  |  | 3262305.3935 | 0 | 18 | 4566558.0966 | 7708587.9812 | 19914.6644 |  |  | 3161944.549 | 0
428 | 4685961.892 | 9655545.9135 | 0 |  |  | 4969584.0215 | 0 | 18 | 4566558.0966 | 7708587.9812 | 19914.6644 |  |  | 3161944.549 | 0
429 | 4373576.531 | 10679618.9649 | 0 |  |  | 6306042.4339 | 0 | 18 | 4566558.0966 | 7708587.9812 | 19914.6644 |  |  | 3161944.549 | 0
430 | 4005201.838 | 10445545.1246 | 0 |  |  | 6440343.2866 | 0 | 18 | 4566558.0966 | 7708587.9812 | 19914.6644 |  |  | 3161944.549 | 0
431 | 3665912.681 | 9918878.9839 | 0 |  |  | 6252966.3029 | 0 | 18 | 4566558.0966 | 7708587.9812 | 19914.6644 |  |  | 3161944.549 | 0
432 | 3437109.844 | 9655545.9135 | 0 |  |  | 6218436.0695 | 0 | 18 | 4566558.0966 | 7708587.9812 | 19914.6644 |  |  | 3161944.549 | 0
433 | 3330845.758 | 9275175.923 | 0 |  |  | 5944330.165 | 0 | 19 | 4465104.9688 | 7013681.2677 | 51868.6487 |  |  | 3846173.0318 | 1245728.0843
434 | 3254845.539 | 8543695.1719 | 0 |  |  | 5288849.6329 | 0 | 19 | 4465104.9688 | 7013681.2677 | 51868.6487 |  |  | 3846173.0318 | 1245728.0843
435 | 3265275.853 | 7285548.2802 | 0 |  |  | 4020272.4272 | 0 | 19 | 4465104.9688 | 7013681.2677 | 51868.6487 |  |  | 3846173.0318 | 1245728.0843
436 | 3337102.999 | 5208142.9473 | 0 |  |  | 1871039.9483 | 0 | 19 | 4465104.9688 | 7013681.2677 | 51868.6487 |  |  | 3846173.0318 | 1245728.0843
437 | 3601532.878 | 2545553.0136 | 0 |  |  | 0 | 1055979.8644 | 19 | 4465104.9688 | 7013681.2677 | 51868.6487 |  |  | 3846173.0318 | 1245728.0843
438 | 4293640.649 | 409629.2206 | 0 |  |  | 0 | 3884011.4284 | 19 | 4465104.9688 | 7013681.2677 | 51868.6487 |  |  | 3846173.0318 | 1245728.0843
439 | 5044164.492 | 0 | 0 |  |  | 0 | 5044164.492 | 19 | 4465104.9688 | 7013681.2677 | 51868.6487 |  |  | 3846173.0318 | 1245728.0843
440 | 5258346.21 | 0 | 0 |  |  | 0 | 5258346.21 | 19 | 4465104.9688 | 7013681.2677 | 51868.6487 |  |  | 3846173.0318 | 1245728.0843
441 | 5219825.518 | 29259.23 | 56485.23 |  |  | 0 | 5134081.058 | 19 | 4465104.9688 | 7013681.2677 | 51868.6487 |  |  | 3846173.0318 | 1245728.0843
442 | 5253328.109 | 321851.5304 | 145558.0926 |  |  | 0 | 4785918.4859 | 19 | 4465104.9688 | 7013681.2677 | 51868.6487 |  |  | 3846173.0318 | 1245728.0843
443 | 5191777.534 | 1492220.7321 | 247666.0084 |  |  | 0 | 3451890.7935 | 19 | 4465104.9688 | 7013681.2677 | 51868.6487 |  |  | 3846173.0318 | 1245728.0843
444 | 5044167.091 | 3452589.1448 | 308496.2561 |  |  | 0 | 1283081.6901 | 19 | 4465104.9688 | 7013681.2677 | 51868.6487 |  |  | 3846173.0318 | 1245728.0843
445 | 5015319.632 | 5998142.1584 | 284598.6588 |  |  | 1267421.1851 | 0 | 19 | 4465104.9688 | 7013681.2677 | 51868.6487 |  |  | 3846173.0318 | 1245728.0843
446 | 4904830.951 | 8924065.1625 | 165110.6723 |  |  | 4184344.8837 | 0 | 19 | 4465104.9688 | 7013681.2677 | 51868.6487 |  |  | 3846173.0318 | 1245728.0843
447 | 4811108.597 | 10855174.3452 | 36932.6504 |  |  | 6080998.3985 | 0 | 19 | 4465104.9688 | 7013681.2677 | 51868.6487 |  |  | 3846173.0318 | 1245728.0843
448 | 4969067.732 | 11996284.3168 | 0 |  |  | 7027216.5848 | 0 | 19 | 4465104.9688 | 7013681.2677 | 51868.6487 |  |  | 3846173.0318 | 1245728.0843
449 | 5500005.96 | 12171839.697 | 0 |  |  | 6671833.737 | 0 | 19 | 4465104.9688 | 7013681.2677 | 51868.6487 |  |  | 3846173.0318 | 1245728.0843
450 | 5302301.66 | 12435172.7674 | 0 |  |  | 7132871.1074 | 0 | 19 | 4465104.9688 | 7013681.2677 | 51868.6487 |  |  | 3846173.0318 | 1245728.0843
451 | 4935694.879 | 12581468.9176 | 0 |  |  | 7645774.0386 | 0 | 19 | 4465104.9688 | 7013681.2677 | 51868.6487 |  |  | 3846173.0318 | 1245728.0843
452 | 4593262.837 | 12171839.697 | 0 |  |  | 7578576.86 | 0 | 19 | 4465104.9688 | 7013681.2677 | 51868.6487 |  |  | 3846173.0318 | 1245728.0843
453 | 4265537.896 | 11089248.1855 | 0 |  |  | 6823710.2895 | 0 | 19 | 4465104.9688 | 7013681.2677 | 51868.6487 |  |  | 3846173.0318 | 1245728.0843
454 | 3888717.413 | 10562582.0448 | 0 |  |  | 6673864.6318 | 0 | 19 | 4465104.9688 | 7013681.2677 | 51868.6487 |  |  | 3846173.0318 | 1245728.0843
455 | 3541454.924 | 10708878.195 | 0 |  |  | 7167423.271 | 0 | 19 | 4465104.9688 | 7013681.2677 | 51868.6487 |  |  | 3846173.0318 | 1245728.0843
456 | 3340364.141 | 10269989.7444 | 0 |  |  | 6929625.6034 | 0 | 19 | 4465104.9688 | 7013681.2677 | 51868.6487 |  |  | 3846173.0318 | 1245728.0843
457 | 3234143.113 | 9860360.5238 | 0 |  |  | 6626217.4108 | 0 | 20 | 4243959.4645 | 7213619.3397 | 11858.2774 |  |  | 2981518.1526 | 0
458 | 3164516.964 | 9479990.5332 | 0 |  |  | 6315473.5692 | 0 | 20 | 4243959.4645 | 7213619.3397 | 11858.2774 |  |  | 2981518.1526 | 0
459 | 3170967.162 | 8689991.3221 | 0 |  |  | 5519024.1601 | 0 | 20 | 4243959.4645 | 7213619.3397 | 11858.2774 |  |  | 2981518.1526 | 0
460 | 3233888.86 | 7636659.0407 | 0 |  |  | 4402770.1807 | 0 | 20 | 4243959.4645 | 7213619.3397 | 11858.2774 |  |  | 2981518.1526 | 0
461 | 3483638.079 | 6758882.1394 | 0 |  |  | 3275244.0604 | 0 | 20 | 4243959.4645 | 7213619.3397 | 11858.2774 |  |  | 2981518.1526 | 0
462 | 4152884.639 | 6641845.2193 | 0 |  |  | 2488960.5803 | 0 | 20 | 4243959.4645 | 7213619.3397 | 11858.2774 |  |  | 2981518.1526 | 0
463 | 4916626.085 | 6934437.5197 | 0 |  |  | 2017811.4347 | 0 | 20 | 4243959.4645 | 7213619.3397 | 11858.2774 |  |  | 2981518.1526 | 0
464 | 5117955.721 | 6846659.8296 | 0 |  |  | 1728704.1086 | 0 | 20 | 4243959.4645 | 7213619.3397 | 11858.2774 |  |  | 2981518.1526 | 0
465 | 5087523.745 | 6729622.9094 | 17380.0708 |  |  | 1659479.2352 | 0 | 20 | 4243959.4645 | 7213619.3397 | 11858.2774 |  |  | 2981518.1526 | 0
466 | 5104851.766 | 6583326.7592 | 45622.6858 |  |  | 1524097.679 | 0 | 20 | 4243959.4645 | 7213619.3397 | 11858.2774 |  |  | 2981518.1526 | 0
467 | 4996895.962 | 6905178.2897 | 67347.7742 |  |  | 1975630.1019 | 0 | 20 | 4243959.4645 | 7213619.3397 | 11858.2774 |  |  | 2981518.1526 | 0
468 | 4802953.71 | 7344066.7403 | 69520.2831 |  |  | 2610633.3133 | 0 | 20 | 4243959.4645 | 7213619.3397 | 11858.2774 |  |  | 2981518.1526 | 0
469 | 4661826.708 | 7665918.2707 | 49967.7034 |  |  | 3054059.2662 | 0 | 20 | 4243959.4645 | 7213619.3397 | 11858.2774 |  |  | 2981518.1526 | 0
470 | 4468293.024 | 8251102.8715 | 28242.615 |  |  | 3811052.4625 | 0 | 20 | 4243959.4645 | 7213619.3397 | 11858.2774 |  |  | 2981518.1526 | 0
471 | 4409828.07 | 8777769.0123 | 6517.5265 |  |  | 4374458.4688 | 0 | 20 | 4243959.4645 | 7213619.3397 | 11858.2774 |  |  | 2981518.1526 | 0
472 | 4625933.944 | 8631472.8621 | 0 |  |  | 4005538.9181 | 0 | 20 | 4243959.4645 | 7213619.3397 | 11858.2774 |  |  | 2981518.1526 | 0
473 | 5100300.678 | 7051474.4399 | 0 |  |  | 1951173.7619 | 0 | 20 | 4243959.4645 | 7213619.3397 | 11858.2774 |  |  | 2981518.1526 | 0
474 | 4983060.076 | 7578140.5806 | 0 |  |  | 2595080.5046 | 0 | 20 | 4243959.4645 | 7213619.3397 | 11858.2774 |  |  | 2981518.1526 | 0
475 | 4578584.327 | 8543695.1719 | 0 |  |  | 3965110.8449 | 0 | 20 | 4243959.4645 | 7213619.3397 | 11858.2774 |  |  | 2981518.1526 | 0
476 | 4218942.882 | 7958510.5711 | 0 |  |  | 3739567.6891 | 0 | 20 | 4243959.4645 | 7213619.3397 | 11858.2774 |  |  | 2981518.1526 | 0
477 | 3971072.131 | 6202956.7687 | 0 |  |  | 2231884.6377 | 0 | 20 | 4243959.4645 | 7213619.3397 | 11858.2774 |  |  | 2981518.1526 | 0
478 | 3698529.254 | 4886291.4168 | 0 |  |  | 1187762.1628 | 0 | 20 | 4243959.4645 | 7213619.3397 | 11858.2774 |  |  | 2981518.1526 | 0
479 | 3440595.034 | 3745181.4452 | 0 |  |  | 304586.4112 | 0 | 20 | 4243959.4645 | 7213619.3397 | 11858.2774 |  |  | 2981518.1526 | 0
480 | 3231215.214 | 3423329.9148 | 0 |  |  | 192114.7008 | 0 | 20 | 4243959.4645 | 7213619.3397 | 11858.2774 |  |  | 2981518.1526 | 0
481 | 3082192.176 | 3891477.5954 | 0 |  |  | 809285.4194 | 0 | 21 | 3770634.5772 | 5579978.9957 | 32859.1963 |  |  | 2313255.3909 | 471051.7761
482 | 3014672.063 | 4242588.3559 | 0 |  |  | 1227916.2929 | 0 | 21 | 3770634.5772 | 5579978.9957 | 32859.1963 |  |  | 2313255.3909 | 471051.7761
483 | 2985624.845 | 3745181.4452 | 0 |  |  | 759556.6002 | 0 | 21 | 3770634.5772 | 5579978.9957 | 32859.1963 |  |  | 2313255.3909 | 471051.7761
484 | 2980369.796 | 3042959.9243 | 0 |  |  | 62590.1283 | 0 | 21 | 3770634.5772 | 5579978.9957 | 32859.1963 |  |  | 2313255.3909 | 471051.7761
485 | 3052791.696 | 2457775.3234 | 0 |  |  | 0 | 595016.3726 | 21 | 3770634.5772 | 5579978.9957 | 32859.1963 |  |  | 2313255.3909 | 471051.7761
486 | 3247605.335 | 2252960.7131 | 0 |  |  | 0 | 994644.6219 | 21 | 3770634.5772 | 5579978.9957 | 32859.1963 |  |  | 2313255.3909 | 471051.7761
487 | 3575836.146 | 2340738.4033 | 0 |  |  | 0 | 1235097.7427 | 21 | 3770634.5772 | 5579978.9957 | 32859.1963 |  |  | 2313255.3909 | 471051.7761
488 | 3893621.728 | 2252960.7131 | 0 |  |  | 0 | 1640661.0149 | 21 | 3770634.5772 | 5579978.9957 | 32859.1963 |  |  | 2313255.3909 | 471051.7761
489 | 4116539.04 | 1843331.4926 | 47795.1946 |  |  | 0 | 2225412.3528 | 21 | 3770634.5772 | 5579978.9957 | 32859.1963 |  |  | 2313255.3909 | 471051.7761
490 | 4262521.91 | 1433702.272 | 126005.513 |  |  | 0 | 2702814.125 | 21 | 3770634.5772 | 5579978.9957 | 32859.1963 |  |  | 2313255.3909 | 471051.7761
491 | 4257097.654 | 2165183.023 | 180318.2342 |  |  | 0 | 1911596.3968 | 21 | 3770634.5772 | 5579978.9957 | 32859.1963 |  |  | 2313255.3909 | 471051.7761
492 | 4174152.038 | 4505921.4263 | 178145.7253 |  |  | 509915.1136 | 0 | 21 | 3770634.5772 | 5579978.9957 | 32859.1963 |  |  | 2313255.3909 | 471051.7761
493 | 4078938.186 | 7519622.1205 | 149903.1103 |  |  | 3590587.0448 | 0 | 21 | 3770634.5772 | 5579978.9957 | 32859.1963 |  |  | 2313255.3909 | 471051.7761
494 | 4018522.627 | 9421472.0732 | 86900.3538 |  |  | 5489849.8 | 0 | 21 | 3770634.5772 | 5579978.9957 | 32859.1963 |  |  | 2313255.3909 | 471051.7761
495 | 4063345.261 | 10562582.0448 | 19552.5796 |  |  | 6518789.3634 | 0 | 21 | 3770634.5772 | 5579978.9957 | 32859.1963 |  |  | 2313255.3909 | 471051.7761
496 | 4307949.058 | 10006656.674 | 0 |  |  | 5698707.616 | 0 | 21 | 3770634.5772 | 5579978.9957 | 32859.1963 |  |  | 2313255.3909 | 471051.7761
497 | 4794900.698 | 7431844.4304 | 0 |  |  | 2636943.7324 | 0 | 21 | 3770634.5772 | 5579978.9957 | 32859.1963 |  |  | 2313255.3909 | 471051.7761
498 | 4664960.845 | 6788141.3695 | 0 |  |  | 2123180.5245 | 0 | 21 | 3770634.5772 | 5579978.9957 | 32859.1963 |  |  | 2313255.3909 | 471051.7761
499 | 4287363.49 | 6524808.2991 | 0 |  |  | 2237444.8091 | 0 | 21 | 3770634.5772 | 5579978.9957 | 32859.1963 |  |  | 2313255.3909 | 471051.7761
500 | 3978175.856 | 5881105.2382 | 0 |  |  | 1902929.3822 | 0 | 21 | 3770634.5772 | 5579978.9957 | 32859.1963 |  |  | 2313255.3909 | 471051.7761
501 | 3741027.543 | 6349252.9189 | 0 |  |  | 2608225.3759 | 0 | 21 | 3770634.5772 | 5579978.9957 | 32859.1963 |  |  | 2313255.3909 | 471051.7761
502 | 3513211.646 | 7841473.651 | 0 |  |  | 4328262.005 | 0 | 21 | 3770634.5772 | 5579978.9957 | 32859.1963 |  |  | 2313255.3909 | 471051.7761
503 | 3294467.743 | 9714064.3736 | 0 |  |  | 6419596.6306 | 0 | 21 | 3770634.5772 | 5579978.9957 | 32859.1963 |  |  | 2313255.3909 | 471051.7761
504 | 3109342.472 | 11703692.0164 | 0 |  |  | 8594349.5444 | 0 | 21 | 3770634.5772 | 5579978.9957 | 32859.1963 |  |  | 2313255.3909 | 471051.7761
505 | 2968203.851 | 12903320.448 | 0 |  |  | 9935116.597 | 0 | 22 | 3753863.8975 | 8151133.8356 | 58024.0904 |  |  | 4493650.234 | 38356.2055
506 | 2895075.73 | 12903320.448 | 0 |  |  | 10008244.718 | 0 | 22 | 3753863.8975 | 8151133.8356 | 58024.0904 |  |  | 4493650.234 | 38356.2055
507 | 2862336.474 | 12903320.448 | 0 |  |  | 10040983.974 | 0 | 22 | 3753863.8975 | 8151133.8356 | 58024.0904 |  |  | 4493650.234 | 38356.2055
508 | 2875891.408 | 13839615.8093 | 0 |  |  | 10963724.4013 | 0 | 22 | 3753863.8975 | 8151133.8356 | 58024.0904 |  |  | 4493650.234 | 38356.2055
509 | 2945884.346 | 14015171.1896 | 0 |  |  | 11069286.8436 | 0 | 22 | 3753863.8975 | 8151133.8356 | 58024.0904 |  |  | 4493650.234 | 38356.2055
510 | 3106974.128 | 12698505.8377 | 0 |  |  | 9591531.7097 | 0 | 22 | 3753863.8975 | 8151133.8356 | 58024.0904 |  |  | 4493650.234 | 38356.2055
511 | 3386464.945 | 10621100.5048 | 0 |  |  | 7234635.5598 | 0 | 22 | 3753863.8975 | 8151133.8356 | 58024.0904 |  |  | 4493650.234 | 38356.2055
512 | 3713565.834 | 8689991.3221 | 0 |  |  | 4976425.4881 | 0 | 22 | 3753863.8975 | 8151133.8356 | 58024.0904 |  |  | 4493650.234 | 38356.2055
513 | 3967486.157 | 7022215.2098 | 76037.8096 |  |  | 3130766.8624 | 0 | 22 | 3753863.8975 | 8151133.8356 | 58024.0904 |  |  | 4493650.234 | 38356.2055
514 | 4112605.539 | 5851846.0082 | 206388.3403 |  |  | 1945628.8095 | 0 | 22 | 3753863.8975 | 8151133.8356 | 58024.0904 |  |  | 4493650.234 | 38356.2055
515 | 4173561.529 | 5354439.0975 | 282426.1499 |  |  | 1463303.7184 | 0 | 22 | 3753863.8975 | 8151133.8356 | 58024.0904 |  |  | 4493650.234 | 38356.2055
516 | 4157440.076 | 5120365.2572 | 341083.8887 |  |  | 1304009.0699 | 0 | 22 | 3753863.8975 | 8151133.8356 | 58024.0904 |  |  | 4493650.234 | 38356.2055
517 | 4129695.125 | 5091106.0271 | 269391.0968 |  |  | 1230801.999 | 0 | 22 | 3753863.8975 | 8151133.8356 | 58024.0904 |  |  | 4493650.234 | 38356.2055
518 | 4121270.619 | 5471476.0176 | 169455.6899 |  |  | 1519661.0886 | 0 | 22 | 3753863.8975 | 8151133.8356 | 58024.0904 |  |  | 4493650.234 | 38356.2055
519 | 4174948.015 | 5588512.9378 | 47795.1946 |  |  | 1461360.1174 | 0 | 22 | 3753863.8975 | 8151133.8356 | 58024.0904 |  |  | 4493650.234 | 38356.2055
520 | 4391097.411 | 5442216.7876 | 0 |  |  | 1051119.3766 | 0 | 22 | 3753863.8975 | 8151133.8356 | 58024.0904 |  |  | 4493650.234 | 38356.2055
521 | 4856496.343 | 4330366.0461 | 0 |  |  | 0 | 526130.2969 | 22 | 3753863.8975 | 8151133.8356 | 58024.0904 |  |  | 4493650.234 | 38356.2055
522 | 4783303.14 | 4388884.5061 | 0 |  |  | 0 | 394418.6339 | 22 | 3753863.8975 | 8151133.8356 | 58024.0904 |  |  | 4493650.234 | 38356.2055
523 | 4449207.91 | 4798513.7267 | 0 |  |  | 349305.8167 | 0 | 22 | 3753863.8975 | 8151133.8356 | 58024.0904 |  |  | 4493650.234 | 38356.2055
524 | 4123424.925 | 5266661.4074 | 0 |  |  | 1143236.4824 | 0 | 22 | 3753863.8975 | 8151133.8356 | 58024.0904 |  |  | 4493650.234 | 38356.2055
525 | 3870999.449 | 6056660.6185 | 0 |  |  | 2185661.1695 | 0 | 22 | 3753863.8975 | 8151133.8356 | 58024.0904 |  |  | 4493650.234 | 38356.2055
526 | 3574228.47 | 7929251.3411 | 0 |  |  | 4355022.8711 | 0 | 22 | 3753863.8975 | 8151133.8356 | 58024.0904 |  |  | 4493650.234 | 38356.2055
527 | 3308702.979 | 9421472.0732 | 0 |  |  | 6112769.0942 | 0 | 22 | 3753863.8975 | 8151133.8356 | 58024.0904 |  |  | 4493650.234 | 38356.2055
528 | 3143869.136 | 9918878.9839 | 0 |  |  | 6775009.8479 | 0 | 22 | 3753863.8975 | 8151133.8356 | 58024.0904 |  |  | 4493650.234 | 38356.2055
529 | 3045728.617 | 10240730.5143 | 0 |  |  | 7195001.8973 | 0 | 23 | 4389413.9024 | 9850607.4471 | 77667.1912 |  |  | 5768840.6242 | 229979.8882
530 | 3022774.335 | 11206285.1057 | 0 |  |  | 8183510.7707 | 0 | 23 | 4389413.9024 | 9850607.4471 | 77667.1912 |  |  | 5768840.6242 | 229979.8882
531 | 3037055.139 | 12757024.2978 | 0 |  |  | 9719969.1588 | 0 | 23 | 4389413.9024 | 9850607.4471 | 77667.1912 |  |  | 5768840.6242 | 229979.8882
532 | 3126071.589 | 14483318.8702 | 0 |  |  | 11357247.2812 | 0 | 23 | 4389413.9024 | 9850607.4471 | 77667.1912 |  |  | 5768840.6242 | 229979.8882
533 | 3415180.258 | 15273318.0813 | 0 |  |  | 11858137.8233 | 0 | 23 | 4389413.9024 | 9850607.4471 | 77667.1912 |  |  | 5768840.6242 | 229979.8882
534 | 4121717.111 | 15185540.3912 | 0 |  |  | 11063823.2802 | 0 | 23 | 4389413.9024 | 9850607.4471 | 77667.1912 |  |  | 5768840.6242 | 229979.8882
535 | 4939592.204 | 14775911.1707 | 0 |  |  | 9836318.9667 | 0 | 23 | 4389413.9024 | 9850607.4471 | 77667.1912 |  |  | 5768840.6242 | 229979.8882
536 | 5191521.063 | 14571096.5604 | 6517.5265 |  |  | 9386093.0239 | 0 | 23 | 4389413.9024 | 9850607.4471 | 77667.1912 |  |  | 5768840.6242 | 229979.8882
537 | 5157542.658 | 12815542.7579 | 123833.0042 |  |  | 7781833.1041 | 0 | 23 | 4389413.9024 | 9850607.4471 | 77667.1912 |  |  | 5768840.6242 | 229979.8882
538 | 5191442.055 | 11089248.1855 | 258528.5526 |  |  | 6156334.6831 | 0 | 23 | 4389413.9024 | 9850607.4471 | 77667.1912 |  |  | 5768840.6242 | 229979.8882
539 | 5132557.539 | 13693319.6591 | 362808.9772 |  |  | 8923571.0973 | 0 | 23 | 4389413.9024 | 9850607.4471 | 77667.1912 |  |  | 5768840.6242 | 229979.8882
540 | 4985120.369 | 13020357.3682 | 406259.1541 |  |  | 8441496.1533 | 0 | 23 | 4389413.9024 | 9850607.4471 | 77667.1912 |  |  | 5768840.6242 | 229979.8882
541 | 4969237.408 | 12318135.8472 | 362808.9772 |  |  | 7711707.4164 | 0 | 23 | 4389413.9024 | 9850607.4471 | 77667.1912 |  |  | 5768840.6242 | 229979.8882
542 | 4868126.96 | 11937765.8567 | 254183.5349 |  |  | 7323822.4316 | 0 | 23 | 4389413.9024 | 9850607.4471 | 77667.1912 |  |  | 5768840.6242 | 229979.8882
543 | 4776900.189 | 11001470.4954 | 89072.8627 |  |  | 6313643.169 | 0 | 23 | 4389413.9024 | 9850607.4471 | 77667.1912 |  |  | 5768840.6242 | 229979.8882
544 | 4939178.156 | 9860360.5238 | 0 |  |  | 4921182.3678 | 0 | 23 | 4389413.9024 | 9850607.4471 | 77667.1912 |  |  | 5768840.6242 | 229979.8882
545 | 5506366.559 | 7168511.36 | 0 |  |  | 1662144.801 | 0 | 23 | 4389413.9024 | 9850607.4471 | 77667.1912 |  |  | 5768840.6242 | 229979.8882
546 | 5312212.967 | 5910364.4683 | 0 |  |  | 598151.5013 | 0 | 23 | 4389413.9024 | 9850607.4471 | 77667.1912 |  |  | 5768840.6242 | 229979.8882
547 | 4955883.054 | 4974069.107 | 0 |  |  | 18186.053 | 0 | 23 | 4389413.9024 | 9850607.4471 | 77667.1912 |  |  | 5768840.6242 | 229979.8882
548 | 4552107.366 | 3949996.0555 | 0 |  |  | 0 | 602111.3105 | 23 | 4389413.9024 | 9850607.4471 | 77667.1912 |  |  | 5768840.6242 | 229979.8882
549 | 4260362.409 | 3335552.2247 | 0 |  |  | 0 | 924810.1843 | 23 | 4389413.9024 | 9850607.4471 | 77667.1912 |  |  | 5768840.6242 | 229979.8882
550 | 3905578.534 | 2574812.2436 | 0 |  |  | 0 | 1330766.2904 | 23 | 4389413.9024 | 9850607.4471 | 77667.1912 |  |  | 5768840.6242 | 229979.8882
551 | 3572022.803 | 2223701.4831 | 0 |  |  | 0 | 1348321.3199 | 23 | 4389413.9024 | 9850607.4471 | 77667.1912 |  |  | 5768840.6242 | 229979.8882
552 | 3361654.315 | 2048146.1029 | 0 |  |  | 0 | 1313508.2121 | 23 | 4389413.9024 | 9850607.4471 | 77667.1912 |  |  | 5768840.6242 | 229979.8882
553 | 3250945.949 | 1989627.6428 | 0 |  |  | 0 | 1261318.3062 | 24 | 4467443.0609 | 6610147.7201 | 331398.1201 |  |  | 2953228.8697 | 479126.0904
554 | 3193793.283 | 2340738.4033 | 0 |  |  | 0 | 853054.8797 | 24 | 4467443.0609 | 6610147.7201 | 331398.1201 |  |  | 2953228.8697 | 479126.0904
555 | 3205409.705 | 2896663.774 | 0 |  |  | 0 | 308745.931 | 24 | 4467443.0609 | 6610147.7201 | 331398.1201 |  |  | 2953228.8697 | 479126.0904
556 | 3303183.167 | 3423329.9148 | 0 |  |  | 120146.7478 | 0 | 24 | 4467443.0609 | 6610147.7201 | 331398.1201 |  |  | 2953228.8697 | 479126.0904
557 | 3577564.042 | 3803699.9053 | 0 |  |  | 226135.8633 | 0 | 24 | 4467443.0609 | 6610147.7201 | 331398.1201 |  |  | 2953228.8697 | 479126.0904
558 | 4292118.545 | 4242588.3559 | 0 |  |  | 0 | 49530.1891 | 24 | 4467443.0609 | 6610147.7201 | 331398.1201 |  |  | 2953228.8697 | 479126.0904
559 | 5058024.106 | 4008514.5156 | 0 |  |  | 0 | 1049509.5904 | 24 | 4467443.0609 | 6610147.7201 | 331398.1201 |  |  | 2953228.8697 | 479126.0904
560 | 5243077.723 | 3306292.9946 | 78210.3184 |  |  | 0 | 1858574.4099 | 24 | 4467443.0609 | 6610147.7201 | 331398.1201 |  |  | 2953228.8697 | 479126.0904
561 | 5213639.165 | 2662589.9337 | 782103.1844 |  |  | 0 | 1768946.0469 | 24 | 4467443.0609 | 6610147.7201 | 331398.1201 |  |  | 2953228.8697 | 479126.0904
562 | 5246527.254 | 1755553.8025 | 1251365.095 |  |  | 0 | 2239608.3565 | 24 | 4467443.0609 | 6610147.7201 | 331398.1201 |  |  | 2953228.8697 | 479126.0904
563 | 5215854.706 | 1609257.6522 | 1496858.5945 |  |  | 0 | 2109738.4592 | 24 | 4467443.0609 | 6610147.7201 | 331398.1201 |  |  | 2953228.8697 | 479126.0904
564 | 5081835.414 | 4447402.9662 | 1540308.7715 |  |  | 905876.3237 | 0 | 24 | 4467443.0609 | 6610147.7201 | 331398.1201 |  |  | 2953228.8697 | 479126.0904
565 | 5072651.843 | 6758882.1394 | 1381715.6257 |  |  | 3067945.9222 | 0 | 24 | 4467443.0609 | 6610147.7201 | 331398.1201 |  |  | 2953228.8697 | 479126.0904
566 | 5005726.326 | 7431844.4304 | 1010216.6132 |  |  | 3436334.7175 | 0 | 24 | 4467443.0609 | 6610147.7201 | 331398.1201 |  |  | 2953228.8697 | 479126.0904
567 | 4882510.353 | 7782955.1909 | 412776.6806 |  |  | 3313221.5185 | 0 | 24 | 4467443.0609 | 6610147.7201 | 331398.1201 |  |  | 2953228.8697 | 479126.0904
568 | 5022011.428 | 6992955.9798 | 0 |  |  | 1970944.5518 | 0 | 24 | 4467443.0609 | 6610147.7201 | 331398.1201 |  |  | 2953228.8697 | 479126.0904
569 | 5508133.297 | 6056660.6185 | 0 |  |  | 548527.3215 | 0 | 24 | 4467443.0609 | 6610147.7201 | 331398.1201 |  |  | 2953228.8697 | 479126.0904
570 | 5278137.709 | 8134065.9514 | 0 |  |  | 2855928.2424 | 0 | 24 | 4467443.0609 | 6610147.7201 | 331398.1201 |  |  | 2953228.8697 | 479126.0904
571 | 4942312.407 | 10650359.7349 | 0 |  |  | 5708047.3279 | 0 | 24 | 4467443.0609 | 6610147.7201 | 331398.1201 |  |  | 2953228.8697 | 479126.0904
572 | 4597334.628 | 12552209.6875 | 0 |  |  | 7954875.0595 | 0 | 24 | 4467443.0609 | 6610147.7201 | 331398.1201 |  |  | 2953228.8697 | 479126.0904
573 | 4255912.399 | 13605541.969 | 0 |  |  | 9349629.57 | 0 | 24 | 4467443.0609 | 6610147.7201 | 331398.1201 |  |  | 2953228.8697 | 479126.0904
574 | 3893552.135 | 14249245.0299 | 0 |  |  | 10355692.8949 | 0 | 24 | 4467443.0609 | 6610147.7201 | 331398.1201 |  |  | 2953228.8697 | 479126.0904
575 | 3547657.421 | 14249245.0299 | 0 |  |  | 10701587.6089 | 0 | 24 | 4467443.0609 | 6610147.7201 | 331398.1201 |  |  | 2953228.8697 | 479126.0904
576 | 3330720.457 | 13693319.6591 | 0 |  |  | 10362599.2021 | 0 | 24 | 4467443.0609 | 6610147.7201 | 331398.1201 |  |  | 2953228.8697 | 479126.0904
577 | 3216077.388 | 12757024.2978 | 0 |  |  | 9540946.9098 | 0 | 25 | 4528977.3064 | 9779897.6412 | 70697.0587 |  |  | 5484392.144 | 162774.7505
578 | 3160260.003 | 11674432.7863 | 0 |  |  | 8514172.7833 | 0 | 25 | 4528977.3064 | 9779897.6412 | 70697.0587 |  |  | 5484392.144 | 162774.7505
579 | 3198520.559 | 10357767.4345 | 0 |  |  | 7159246.8755 | 0 | 25 | 4528977.3064 | 9779897.6412 | 70697.0587 |  |  | 5484392.144 | 162774.7505
580 | 3293528.145 | 9304435.153 | 0 |  |  | 6010907.008 | 0 | 25 | 4528977.3064 | 9779897.6412 | 70697.0587 |  |  | 5484392.144 | 162774.7505
581 | 3564128.698 | 7929251.3411 | 0 |  |  | 4365122.6431 | 0 | 25 | 4528977.3064 | 9779897.6412 | 70697.0587 |  |  | 5484392.144 | 162774.7505
582 | 4255459.982 | 5822586.7781 | 0 |  |  | 1567126.7961 | 0 | 25 | 4528977.3064 | 9779897.6412 | 70697.0587 |  |  | 5484392.144 | 162774.7505
583 | 5041709.207 | 4739995.2666 | 0 |  |  | 0 | 301713.9404 | 25 | 4528977.3064 | 9779897.6412 | 70697.0587 |  |  | 5484392.144 | 162774.7505
584 | 5267297.238 | 4447402.9662 | 10862.5442 |  |  | 0 | 809031.7276 | 25 | 4528977.3064 | 9779897.6412 | 70697.0587 |  |  | 5484392.144 | 162774.7505
585 | 5250413.476 | 3979255.2856 | 132523.0396 |  |  | 0 | 1138635.1509 | 25 | 4528977.3064 | 9779897.6412 | 70697.0587 |  |  | 5484392.144 | 162774.7505
586 | 5338055.045 | 3394070.6847 | 286771.1676 |  |  | 0 | 1657213.1927 | 25 | 4528977.3064 | 9779897.6412 | 70697.0587 |  |  | 5484392.144 | 162774.7505
587 | 5298554.416 | 4974069.107 | 401914.1364 |  |  | 77428.8274 | 0 | 25 | 4528977.3064 | 9779897.6412 | 70697.0587 |  |  | 5484392.144 | 162774.7505
588 | 5190605.859 | 9421472.0732 | 378016.5391 |  |  | 4608882.7533 | 0 | 25 | 4528977.3064 | 9779897.6412 | 70697.0587 |  |  | 5484392.144 | 162774.7505
589 | 5191682.948 | 13751838.1192 | 275908.6234 |  |  | 8836063.7946 | 0 | 25 | 4528977.3064 | 9779897.6412 | 70697.0587 |  |  | 5484392.144 | 162774.7505
590 | 5119458.106 | 15917021.1422 | 154248.128 |  |  | 10951811.1643 | 0 | 25 | 4528977.3064 | 9779897.6412 | 70697.0587 |  |  | 5484392.144 | 162774.7505
591 | 5018256.263 | 16502205.7431 | 56485.23 |  |  | 11540434.71 | 0 | 25 | 4528977.3064 | 9779897.6412 | 70697.0587 |  |  | 5484392.144 | 162774.7505
592 | 5171775.936 | 14922207.3209 | 0 |  |  | 9750431.3849 | 0 | 25 | 4528977.3064 | 9779897.6412 | 70697.0587 |  |  | 5484392.144 | 162774.7505
593 | 5620239.502 | 12142580.467 | 0 |  |  | 6522340.965 | 0 | 25 | 4528977.3064 | 9779897.6412 | 70697.0587 |  |  | 5484392.144 | 162774.7505
594 | 5408509.584 | 13225171.9785 | 0 |  |  | 7816662.3945 | 0 | 25 | 4528977.3064 | 9779897.6412 | 70697.0587 |  |  | 5484392.144 | 162774.7505
595 | 5039531.988 | 13488505.0489 | 0 |  |  | 8448973.0609 | 0 | 25 | 4528977.3064 | 9779897.6412 | 70697.0587 |  |  | 5484392.144 | 162774.7505
596 | 4676593.316 | 11703692.0164 | 0 |  |  | 7027098.7004 | 0 | 25 | 4528977.3064 | 9779897.6412 | 70697.0587 |  |  | 5484392.144 | 162774.7505
597 | 4338906.864 | 9041102.0826 | 0 |  |  | 4702195.2186 | 0 | 25 | 4528977.3064 | 9779897.6412 | 70697.0587 |  |  | 5484392.144 | 162774.7505
598 | 3976833.592 | 7782955.1909 | 0 |  |  | 3806121.5989 | 0 | 25 | 4528977.3064 | 9779897.6412 | 70697.0587 |  |  | 5484392.144 | 162774.7505
599 | 3627587.693 | 8514435.9419 | 0 |  |  | 4886848.2489 | 0 | 25 | 4528977.3064 | 9779897.6412 | 70697.0587 |  |  | 5484392.144 | 162774.7505
600 | 3431469.545 | 8924065.1625 | 0 |  |  | 5492595.6175 | 0 | 25 | 4528977.3064 | 9779897.6412 | 70697.0587 |  |  | 5484392.144 | 162774.7505
601 | 3322634.594 | 8543695.1719 | 0 |  |  | 5221060.5779 | 0 | 26 | 4566917.0694 | 8220624.5069 | 275637.0598 |  |  | 4916943.4268 | 987598.9295
602 | 3292441.818 | 7256289.0501 | 0 |  |  | 3963847.2321 | 0 | 26 | 4566917.0694 | 8220624.5069 | 275637.0598 |  |  | 4916943.4268 | 987598.9295
603 | 3326440.751 | 6232215.9987 | 0 |  |  | 2905775.2477 | 0 | 26 | 4566917.0694 | 8220624.5069 | 275637.0598 |  |  | 4916943.4268 | 987598.9295
604 | 3410358.369 | 5588512.9378 | 0 |  |  | 2178154.5688 | 0 | 26 | 4566917.0694 | 8220624.5069 | 275637.0598 |  |  | 4916943.4268 | 987598.9295
605 | 3658000.207 | 4447402.9662 | 0 |  |  | 789402.7592 | 0 | 26 | 4566917.0694 | 8220624.5069 | 275637.0598 |  |  | 4916943.4268 | 987598.9295
606 | 4340903.281 | 3247774.5345 | 0 |  |  | 0 | 1093128.7465 | 26 | 4566917.0694 | 8220624.5069 | 275637.0598 |  |  | 4916943.4268 | 987598.9295
607 | 5133563.063 | 2106664.5629 | 0 |  |  | 0 | 3026898.5001 | 26 | 4566917.0694 | 8220624.5069 | 275637.0598 |  |  | 4916943.4268 | 987598.9295
608 | 5345980.22 | 1111850.7416 | 104280.4246 |  |  | 0 | 4129849.0539 | 26 | 4566917.0694 | 8220624.5069 | 275637.0598 |  |  | 4916943.4268 | 987598.9295
609 | 5336544.286 | 292592.3004 | 782103.1844 |  |  | 0 | 4261848.8012 | 26 | 4566917.0694 | 8220624.5069 | 275637.0598 |  |  | 4916943.4268 | 987598.9295
610 | 5390586.459 | 0 | 1201397.3916 |  |  | 0 | 4189189.0674 | 26 | 4566917.0694 | 8220624.5069 | 275637.0598 |  |  | 4916943.4268 | 987598.9295
611 | 5322300.446 | 0 | 1390405.6611 |  |  | 0 | 3931894.7849 | 26 | 4566917.0694 | 8220624.5069 | 275637.0598 |  |  | 4916943.4268 | 987598.9295
612 | 5173793.138 | 848517.6712 | 1255710.1127 |  |  | 0 | 3069565.3541 | 26 | 4566917.0694 | 8220624.5069 | 275637.0598 |  |  | 4916943.4268 | 987598.9295
613 | 5151490.956 | 4447402.9662 | 1073219.3697 |  |  | 369131.3799 | 0 | 26 | 4566917.0694 | 8220624.5069 | 275637.0598 |  |  | 4916943.4268 | 987598.9295
614 | 5081084.613 | 10094434.3641 | 638717.6006 |  |  | 5652067.3517 | 0 | 26 | 4566917.0694 | 8220624.5069 | 275637.0598 |  |  | 4916943.4268 | 987598.9295
615 | 4964992.335 | 14483318.8702 | 169455.6899 |  |  | 9687782.2252 | 0 | 26 | 4566917.0694 | 8220624.5069 | 275637.0598 |  |  | 4916943.4268 | 987598.9295
616 | 5078537.646 | 15419614.2316 | 0 |  |  | 10341076.5856 | 0 | 26 | 4566917.0694 | 8220624.5069 | 275637.0598 |  |  | 4916943.4268 | 987598.9295
617 | 5587263.238 | 14219985.7999 | 0 |  |  | 8632722.5619 | 0 | 26 | 4566917.0694 | 8220624.5069 | 275637.0598 |  |  | 4916943.4268 | 987598.9295
618 | 5381994.032 | 14629615.0204 | 0 |  |  | 9247620.9884 | 0 | 26 | 4566917.0694 | 8220624.5069 | 275637.0598 |  |  | 4916943.4268 | 987598.9295
619 | 5054019.259 | 14834429.6307 | 0 |  |  | 9780410.3717 | 0 | 26 | 4566917.0694 | 8220624.5069 | 275637.0598 |  |  | 4916943.4268 | 987598.9295
620 | 4710075.323 | 14775911.1707 | 0 |  |  | 10065835.8477 | 0 | 26 | 4566917.0694 | 8220624.5069 | 275637.0598 |  |  | 4916943.4268 | 987598.9295
621 | 4399263.464 | 14483318.8702 | 0 |  |  | 10084055.4062 | 0 | 26 | 4566917.0694 | 8220624.5069 | 275637.0598 |  |  | 4916943.4268 | 987598.9295
622 | 4018097.176 | 14366281.9501 | 0 |  |  | 10348184.7741 | 0 | 26 | 4566917.0694 | 8220624.5069 | 275637.0598 |  |  | 4916943.4268 | 987598.9295
623 | 3669249.897 | 13693319.6591 | 0 |  |  | 10024069.7621 | 0 | 26 | 4566917.0694 | 8220624.5069 | 275637.0598 |  |  | 4916943.4268 | 987598.9295
624 | 3456395.095 | 12171839.697 | 0 |  |  | 8715444.602 | 0 | 26 | 4566917.0694 | 8220624.5069 | 275637.0598 |  |  | 4916943.4268 | 987598.9295
625 | 3349440.975 | 10387026.6645 | 0 |  |  | 7037585.6895 | 0 | 27 | 4354554.1942 | 18739317.7066 | 41730.2741 |  |  | 14426493.7865 | 0
626 | 3296894.782 | 10035915.904 | 0 |  |  | 6739021.122 | 0 | 27 | 4354554.1942 | 18739317.7066 | 41730.2741 |  |  | 14426493.7865 | 0
627 | 3308150.288 | 10855174.3452 | 0 |  |  | 7547024.0572 | 0 | 27 | 4354554.1942 | 18739317.7066 | 41730.2741 |  |  | 14426493.7865 | 0
628 | 3399377.571 | 12084062.0069 | 0 |  |  | 8684684.4359 | 0 | 27 | 4354554.1942 | 18739317.7066 | 41730.2741 |  |  | 14426493.7865 | 0
629 | 3673001.805 | 13108135.0583 | 0 |  |  | 9435133.2533 | 0 | 27 | 4354554.1942 | 18739317.7066 | 41730.2741 |  |  | 14426493.7865 | 0
630 | 4351835.032 | 14688133.4805 | 0 |  |  | 10336298.4485 | 0 | 27 | 4354554.1942 | 18739317.7066 | 41730.2741 |  |  | 14426493.7865 | 0
631 | 5104466.013 | 16092576.5225 | 0 |  |  | 10988110.5095 | 0 | 27 | 4354554.1942 | 18739317.7066 | 41730.2741 |  |  | 14426493.7865 | 0
632 | 5252645.466 | 16560724.2031 | 0 |  |  | 11308078.7371 | 0 | 27 | 4354554.1942 | 18739317.7066 | 41730.2741 |  |  | 14426493.7865 | 0
633 | 5204278.184 | 15039244.241 | 36932.6504 |  |  | 9871898.7074 | 0 | 27 | 4354554.1942 | 18739317.7066 | 41730.2741 |  |  | 14426493.7865 | 0
634 | 5196385.856 | 14132208.1098 | 102107.9157 |  |  | 9037930.1695 | 0 | 27 | 4354554.1942 | 18739317.7066 | 41730.2741 |  |  | 14426493.7865 | 0
635 | 5068017.684 | 17965167.2451 | 184663.2519 |  |  | 13081812.813 | 0 | 27 | 4354554.1942 | 18739317.7066 | 41730.2741 |  |  | 14426493.7865 | 0
636 | 4847629.285 | 22471088.6714 | 247666.0084 |  |  | 17871125.3948 | 0 | 27 | 4354554.1942 | 18739317.7066 | 41730.2741 |  |  | 14426493.7865 | 0
637 | 4655712.772 | 22968495.5821 | 238975.973 |  |  | 18551758.7831 | 0 | 27 | 4354554.1942 | 18739317.7066 | 41730.2741 |  |  | 14426493.7865 | 0
638 | 4508650.819 | 23641457.873 | 149903.1103 |  |  | 19282710.1644 | 0 | 27 | 4354554.1942 | 18739317.7066 | 41730.2741 |  |  | 14426493.7865 | 0
639 | 4446664.212 | 24753308.6146 | 41277.6681 |  |  | 20347922.0707 | 0 | 27 | 4354554.1942 | 18739317.7066 | 41730.2741 |  |  | 14426493.7865 | 0
640 | 4645214.903 | 25162937.8352 | 0 |  |  | 20517722.9322 | 0 | 27 | 4354554.1942 | 18739317.7066 | 41730.2741 |  |  | 14426493.7865 | 0
641 | 5200216.033 | 23582939.413 | 0 |  |  | 18382723.38 | 0 | 27 | 4354554.1942 | 18739317.7066 | 41730.2741 |  |  | 14426493.7865 | 0
642 | 5089447.334 | 22705162.5117 | 0 |  |  | 17615715.1777 | 0 | 27 | 4354554.1942 | 18739317.7066 | 41730.2741 |  |  | 14426493.7865 | 0
643 | 4716106.494 | 23495161.7228 | 0 |  |  | 18779055.2288 | 0 | 27 | 4354554.1942 | 18739317.7066 | 41730.2741 |  |  | 14426493.7865 | 0
644 | 4358146.286 | 23758494.7932 | 0 |  |  | 19400348.5072 | 0 | 27 | 4354554.1942 | 18739317.7066 | 41730.2741 |  |  | 14426493.7865 | 0
645 | 4103422.092 | 23290347.1126 | 0 |  |  | 19186925.0206 | 0 | 27 | 4354554.1942 | 18739317.7066 | 41730.2741 |  |  | 14426493.7865 | 0
646 | 3824271.211 | 22295533.2912 | 0 |  |  | 18471262.0802 | 0 | 27 | 4354554.1942 | 18739317.7066 | 41730.2741 |  |  | 14426493.7865 | 0
647 | 3558060.777 | 21008127.1694 | 0 |  |  | 17450066.3924 | 0 | 27 | 4354554.1942 | 18739317.7066 | 41730.2741 |  |  | 14426493.7865 | 0
648 | 3351264.786 | 19662202.5875 | 0 |  |  | 16310937.8015 | 0 | 27 | 4354554.1942 | 18739317.7066 | 41730.2741 |  |  | 14426493.7865 | 0
649 | 3216315.476 | 17906648.785 | 0 |  |  | 14690333.309 | 0 | 28 | 3844008.8897 | 19848730.179 | 105276.1578 |  |  | 16109997.447 | 0
650 | 3142891.558 | 16180354.2126 | 0 |  |  | 13037462.6546 | 0 | 28 | 3844008.8897 | 19848730.179 | 105276.1578 |  |  | 16109997.447 | 0
651 | 3135848.039 | 14775911.1707 | 0 |  |  | 11640063.1317 | 0 | 28 | 3844008.8897 | 19848730.179 | 105276.1578 |  |  | 16109997.447 | 0
652 | 3157302.881 | 13693319.6591 | 0 |  |  | 10536016.7781 | 0 | 28 | 3844008.8897 | 19848730.179 | 105276.1578 |  |  | 16109997.447 | 0
653 | 3251330.06 | 12376654.3073 | 0 |  |  | 9125324.2473 | 0 | 28 | 3844008.8897 | 19848730.179 | 105276.1578 |  |  | 16109997.447 | 0
654 | 3446428.735 | 11089248.1855 | 0 |  |  | 7642819.4505 | 0 | 28 | 3844008.8897 | 19848730.179 | 105276.1578 |  |  | 16109997.447 | 0
655 | 3791181.545 | 10299248.9744 | 0 |  |  | 6508067.4294 | 0 | 28 | 3844008.8897 | 19848730.179 | 105276.1578 |  |  | 16109997.447 | 0
656 | 4061925.572 | 10328508.2044 | 10862.5442 |  |  | 6277445.1767 | 0 | 28 | 3844008.8897 | 19848730.179 | 105276.1578 |  |  | 16109997.447 | 0
657 | 4263571.217 | 11089248.1855 | 132523.0396 |  |  | 6958200.0081 | 0 | 28 | 3844008.8897 | 19848730.179 | 105276.1578 |  |  | 16109997.447 | 0
658 | 4296524.291 | 14512578.1003 | 295461.203 |  |  | 10511515.0123 | 0 | 28 | 3844008.8897 | 19848730.179 | 105276.1578 |  |  | 16109997.447 | 0
659 | 4208616.66 | 18257759.5455 | 521402.1229 |  |  | 14570545.0084 | 0 | 28 | 3844008.8897 | 19848730.179 | 105276.1578 |  |  | 16109997.447 | 0
660 | 4092555.474 | 21973681.7607 | 597439.9325 |  |  | 18478566.2192 | 0 | 28 | 3844008.8897 | 19848730.179 | 105276.1578 |  |  | 16109997.447 | 0
661 | 3983481.939 | 24577753.2344 | 525747.1406 |  |  | 21120018.436 | 0 | 28 | 3844008.8897 | 19848730.179 | 105276.1578 |  |  | 16109997.447 | 0
662 | 3918611.838 | 25982196.2763 | 332393.8534 |  |  | 22395978.2917 | 0 | 28 | 3844008.8897 | 19848730.179 | 105276.1578 |  |  | 16109997.447 | 0
663 | 3927467.467 | 26655158.5673 | 110797.9511 |  |  | 22838489.0514 | 0 | 28 | 3844008.8897 | 19848730.179 | 105276.1578 |  |  | 16109997.447 | 0
664 | 4172969.849 | 26655158.5673 | 0 |  |  | 22482188.7183 | 0 | 28 | 3844008.8897 | 19848730.179 | 105276.1578 |  |  | 16109997.447 | 0
665 | 4796204.714 | 25894418.5862 | 0 |  |  | 21098213.8722 | 0 | 28 | 3844008.8897 | 19848730.179 | 105276.1578 |  |  | 16109997.447 | 0
666 | 4734594.189 | 26362566.2668 | 0 |  |  | 21627972.0778 | 0 | 28 | 3844008.8897 | 19848730.179 | 105276.1578 |  |  | 16109997.447 | 0
667 | 4377406.041 | 26333307.0368 | 0 |  |  | 21955900.9958 | 0 | 28 | 3844008.8897 | 19848730.179 | 105276.1578 |  |  | 16109997.447 | 0
668 | 4101959.019 | 26040714.7364 | 0 |  |  | 21938755.7174 | 0 | 28 | 3844008.8897 | 19848730.179 | 105276.1578 |  |  | 16109997.447 | 0
669 | 3879465.664 | 25543307.8257 | 0 |  |  | 21663842.1617 | 0 | 28 | 3844008.8897 | 19848730.179 | 105276.1578 |  |  | 16109997.447 | 0
670 | 3648642.665 | 24665530.9245 | 0 |  |  | 21016888.2595 | 0 | 28 | 3844008.8897 | 19848730.179 | 105276.1578 |  |  | 16109997.447 | 0
671 | 3424091.529 | 23261087.8825 | 0 |  |  | 19836996.3535 | 0 | 28 | 3844008.8897 | 19848730.179 | 105276.1578 |  |  | 16109997.447 | 0
672 | 3226826.932 | 21915163.3006 | 0 |  |  | 18688336.3686 | 0 | 28 | 3844008.8897 | 19848730.179 | 105276.1578 |  |  | 16109997.447 | 0
673 | 3094138.493 | 21183682.5496 | 0 |  |  | 18089544.0566 | 0 | 29 | 3820349.6655 | 10913692.8053 | 26975.3182 |  |  | 7120318.4579 | 0
674 | 3033176.47 | 20422942.5685 | 0 |  |  | 17389766.0985 | 0 | 29 | 3820349.6655 | 10913692.8053 | 26975.3182 |  |  | 7120318.4579 | 0
675 | 3011088.014 | 18755166.4562 | 0 |  |  | 15744078.4422 | 0 | 29 | 3820349.6655 | 10913692.8053 | 26975.3182 |  |  | 7120318.4579 | 0
676 | 3050238.714 | 17145908.804 | 0 |  |  | 14095670.09 | 0 | 29 | 3820349.6655 | 10913692.8053 | 26975.3182 |  |  | 7120318.4579 | 0
677 | 3111115.291 | 16443687.283 | 0 |  |  | 13332571.992 | 0 | 29 | 3820349.6655 | 10913692.8053 | 26975.3182 |  |  | 7120318.4579 | 0
678 | 3273279.065 | 16092576.5225 | 0 |  |  | 12819297.4575 | 0 | 29 | 3820349.6655 | 10913692.8053 | 26975.3182 |  |  | 7120318.4579 | 0
679 | 3545154.011 | 15185540.3912 | 0 |  |  | 11640386.3802 | 0 | 29 | 3820349.6655 | 10913692.8053 | 26975.3182 |  |  | 7120318.4579 | 0
680 | 3852203.925 | 13693319.6591 | 2172.5088 |  |  | 9843288.243 | 0 | 29 | 3820349.6655 | 10913692.8053 | 26975.3182 |  |  | 7120318.4579 | 0
681 | 4085364.292 | 12259617.3871 | 47795.1946 |  |  | 8222048.2897 | 0 | 29 | 3820349.6655 | 10913692.8053 | 26975.3182 |  |  | 7120318.4579 | 0
682 | 4208856.486 | 12932579.6781 | 95590.3892 |  |  | 8819313.5813 | 0 | 29 | 3820349.6655 | 10913692.8053 | 26975.3182 |  |  | 7120318.4579 | 0
683 | 4250952.383 | 11937765.8567 | 141213.075 |  |  | 7828026.5486 | 0 | 29 | 3820349.6655 | 10913692.8053 | 26975.3182 |  |  | 7120318.4579 | 0
684 | 4197951.724 | 9918878.9839 | 134695.5484 |  |  | 5855622.8083 | 0 | 29 | 3820349.6655 | 10913692.8053 | 26975.3182 |  |  | 7120318.4579 | 0
685 | 4175461.774 | 8251102.8715 | 112970.46 |  |  | 4188611.5575 | 0 | 29 | 3820349.6655 | 10913692.8053 | 26975.3182 |  |  | 7120318.4579 | 0
686 | 4143876.119 | 7782955.1909 | 78210.3184 |  |  | 3717289.3903 | 0 | 29 | 3820349.6655 | 10913692.8053 | 26975.3182 |  |  | 7120318.4579 | 0
687 | 4154529.511 | 7987769.8012 | 34760.1415 |  |  | 3868000.4317 | 0 | 29 | 3820349.6655 | 10913692.8053 | 26975.3182 |  |  | 7120318.4579 | 0
688 | 4341448.102 | 7870732.881 | 0 |  |  | 3529284.779 | 0 | 29 | 3820349.6655 | 10913692.8053 | 26975.3182 |  |  | 7120318.4579 | 0
689 | 4847716.675 | 6056660.6185 | 0 |  |  | 1208943.9435 | 0 | 29 | 3820349.6655 | 10913692.8053 | 26975.3182 |  |  | 7120318.4579 | 0
690 | 4755411.37 | 5442216.7876 | 0 |  |  | 686805.4176 | 0 | 29 | 3820349.6655 | 10913692.8053 | 26975.3182 |  |  | 7120318.4579 | 0
691 | 4453795.546 | 5968882.9283 | 0 |  |  | 1515087.3823 | 0 | 29 | 3820349.6655 | 10913692.8053 | 26975.3182 |  |  | 7120318.4579 | 0
692 | 4147348.341 | 5998142.1584 | 0 |  |  | 1850793.8174 | 0 | 29 | 3820349.6655 | 10913692.8053 | 26975.3182 |  |  | 7120318.4579 | 0
693 | 3878372.024 | 5529994.4777 | 0 |  |  | 1651622.4537 | 0 | 29 | 3820349.6655 | 10913692.8053 | 26975.3182 |  |  | 7120318.4579 | 0
694 | 3580190.551 | 5003328.337 | 0 |  |  | 1423137.786 | 0 | 29 | 3820349.6655 | 10913692.8053 | 26975.3182 |  |  | 7120318.4579 | 0
695 | 3315653.076 | 4974069.107 | 0 |  |  | 1658416.031 | 0 | 29 | 3820349.6655 | 10913692.8053 | 26975.3182 |  |  | 7120318.4579 | 0
696 | 3181070.016 | 5091106.0271 | 0 |  |  | 1910036.0111 | 0 | 29 | 3820349.6655 | 10913692.8053 | 26975.3182 |  |  | 7120318.4579 | 0
697 | 3096412.425 | 5178883.7172 | 0 |  |  | 2082471.2922 | 0 | 30 | 4449550.3302 | 9042321.2172 | 42635.4861 |  |  | 4635406.3731 | 0
698 | 3067685.481 | 5061846.7971 | 0 |  |  | 1994161.3161 | 0 | 30 | 4449550.3302 | 9042321.2172 | 42635.4861 |  |  | 4635406.3731 | 0
699 | 3064148.176 | 5061846.7971 | 0 |  |  | 1997698.6211 | 0 | 30 | 4449550.3302 | 9042321.2172 | 42635.4861 |  |  | 4635406.3731 | 0
700 | 3155559.299 | 5910364.4683 | 0 |  |  | 2754805.1693 | 0 | 30 | 4449550.3302 | 9042321.2172 | 42635.4861 |  |  | 4635406.3731 | 0
701 | 3431241.663 | 7139252.13 | 0 |  |  | 3708010.467 | 0 | 30 | 4449550.3302 | 9042321.2172 | 42635.4861 |  |  | 4635406.3731 | 0
702 | 4164668.358 | 7929251.3411 | 0 |  |  | 3764582.9831 | 0 | 30 | 4449550.3302 | 9042321.2172 | 42635.4861 |  |  | 4635406.3731 | 0
703 | 4949280.443 | 8017029.0312 | 0 |  |  | 3067748.5882 | 0 | 30 | 4449550.3302 | 9042321.2172 | 42635.4861 |  |  | 4635406.3731 | 0
704 | 5167323.478 | 8543695.1719 | 2172.5088 |  |  | 3378544.2028 | 0 | 30 | 4449550.3302 | 9042321.2172 | 42635.4861 |  |  | 4635406.3731 | 0
705 | 5160774.414 | 7314807.5102 | 47795.1946 |  |  | 2201828.2908 | 0 | 30 | 4449550.3302 | 9042321.2172 | 42635.4861 |  |  | 4635406.3731 | 0
706 | 5231190.646 | 6875919.0596 | 110797.9511 |  |  | 1755526.3647 | 0 | 30 | 4449550.3302 | 9042321.2172 | 42635.4861 |  |  | 4635406.3731 | 0
707 | 5195424.412 | 8689991.3221 | 162938.1634 |  |  | 3657505.0736 | 0 | 30 | 4449550.3302 | 9042321.2172 | 42635.4861 |  |  | 4635406.3731 | 0
708 | 5125703.683 | 9860360.5238 | 217250.8845 |  |  | 4951907.7253 | 0 | 30 | 4449550.3302 | 9042321.2172 | 42635.4861 |  |  | 4635406.3731 | 0
709 | 5081380.538 | 11615914.3262 | 228113.4288 |  |  | 6762647.217 | 0 | 30 | 4449550.3302 | 9042321.2172 | 42635.4861 |  |  | 4635406.3731 | 0
710 | 5027610.092 | 12610728.1476 | 178145.7253 |  |  | 7761263.781 | 0 | 30 | 4449550.3302 | 9042321.2172 | 42635.4861 |  |  | 4635406.3731 | 0
711 | 4924780.67 | 13049616.5982 | 76037.8096 |  |  | 8200873.7378 | 0 | 30 | 4449550.3302 | 9042321.2172 | 42635.4861 |  |  | 4635406.3731 | 0
712 | 5015286.657 | 13049616.5982 | 0 |  |  | 8034329.9412 | 0 | 30 | 4449550.3302 | 9042321.2172 | 42635.4861 |  |  | 4635406.3731 | 0
713 | 5463664.823 | 10942952.0353 | 0 |  |  | 5479287.2123 | 0 | 30 | 4449550.3302 | 9042321.2172 | 42635.4861 |  |  | 4635406.3731 | 0
714 | 5323965.835 | 10416285.8946 | 0 |  |  | 5092320.0596 | 0 | 30 | 4449550.3302 | 9042321.2172 | 42635.4861 |  |  | 4635406.3731 | 0
715 | 5029493.271 | 10679618.9649 | 0 |  |  | 5650125.6939 | 0 | 30 | 4449550.3302 | 9042321.2172 | 42635.4861 |  |  | 4635406.3731 | 0
716 | 4672775.444 | 10152952.8242 | 0 |  |  | 5480177.3802 | 0 | 30 | 4449550.3302 | 9042321.2172 | 42635.4861 |  |  | 4635406.3731 | 0
717 | 4367044.474 | 9626286.6835 | 0 |  |  | 5259242.2095 | 0 | 30 | 4449550.3302 | 9042321.2172 | 42635.4861 |  |  | 4635406.3731 | 0
718 | 4006574.536 | 9714064.3736 | 0 |  |  | 5707489.8376 | 0 | 30 | 4449550.3302 | 9042321.2172 | 42635.4861 |  |  | 4635406.3731 | 0
719 | 3690333.914 | 9626286.6835 | 0 |  |  | 5935952.7695 | 0 | 30 | 4449550.3302 | 9042321.2172 | 42635.4861 |  |  | 4635406.3731 | 0
720 | 3376885.192 | 9948138.2139 | 0 |  |  | 6571253.0219 | 0 | 30 | 4449550.3302 | 9042321.2172 | 42635.4861 |  |  | 4635406.3731 | 0
721 | 3233063.022 | 11147766.6456 | 0 |  |  | 7914703.6236 | 0 | 31 | 4493811.8117 | 6241969.0754 | 44083.8253 |  |  | 2991867.0282 | 1199625.9393
722 | 3185587.308 | 12376654.3073 | 0 |  |  | 9191066.9993 | 0 | 31 | 4493811.8117 | 6241969.0754 | 44083.8253 |  |  | 2991867.0282 | 1199625.9393
723 | 3195502.848 | 12669246.6077 | 0 |  |  | 9473743.7597 | 0 | 31 | 4493811.8117 | 6241969.0754 | 44083.8253 |  |  | 2991867.0282 | 1199625.9393
724 | 3286480.918 | 12201098.9271 | 0 |  |  | 8914618.0091 | 0 | 31 | 4493811.8117 | 6241969.0754 | 44083.8253 |  |  | 2991867.0282 | 1199625.9393
725 | 3590725.341 | 10972211.2653 | 0 |  |  | 7381485.9243 | 0 | 31 | 4493811.8117 | 6241969.0754 | 44083.8253 |  |  | 2991867.0282 | 1199625.9393
726 | 4284719.736 | 8689991.3221 | 0 |  |  | 4405271.5861 | 0 | 31 | 4493811.8117 | 6241969.0754 | 44083.8253 |  |  | 2991867.0282 | 1199625.9393
727 | 5031103.381 | 6115179.0785 | 0 |  |  | 1084075.6975 | 0 | 31 | 4493811.8117 | 6241969.0754 | 44083.8253 |  |  | 2991867.0282 | 1199625.9393
728 | 5227991.662 | 4330366.0461 | 6517.5265 |  |  | 0 | 891108.0894 | 31 | 4493811.8117 | 6241969.0754 | 44083.8253 |  |  | 2991867.0282 | 1199625.9393
729 | 5221330.819 | 2925923.0041 | 45622.6858 |  |  | 0 | 2249785.1292 | 31 | 4493811.8117 | 6241969.0754 | 44083.8253 |  |  | 2991867.0282 | 1199625.9393
730 | 5298393.188 | 2048146.1029 | 82555.3361 |  |  | 0 | 3167691.749 | 31 | 4493811.8117 | 6241969.0754 | 44083.8253 |  |  | 2991867.0282 | 1199625.9393
731 | 5241388.984 | 1872590.7226 | 141213.075 |  |  | 0 | 3227585.1864 | 31 | 4493811.8117 | 6241969.0754 | 44083.8253 |  |  | 2991867.0282 | 1199625.9393
732 | 5136716.728 | 1901849.9527 | 217250.8845 |  |  | 0 | 3017615.8908 | 31 | 4493811.8117 | 6241969.0754 | 44083.8253 |  |  | 2991867.0282 | 1199625.9393
733 | 5133018.663 | 1814072.2625 | 269391.0968 |  |  | 0 | 3049555.3036 | 31 | 4493811.8117 | 6241969.0754 | 44083.8253 |  |  | 2991867.0282 | 1199625.9393
734 | 5046234.759 | 1521479.9621 | 199870.8138 |  |  | 0 | 3324883.9831 | 31 | 4493811.8117 | 6241969.0754 | 44083.8253 |  |  | 2991867.0282 | 1199625.9393
735 | 4940782.366 | 1609257.6522 | 95590.3892 |  |  | 0 | 3235934.3245 | 31 | 4493811.8117 | 6241969.0754 | 44083.8253 |  |  | 2991867.0282 | 1199625.9393
736 | 5061230.494 | 2135923.793 | 0 |  |  | 0 | 2925306.701 | 31 | 4493811.8117 | 6241969.0754 | 44083.8253 |  |  | 2991867.0282 | 1199625.9393
737 | 5531783.3 | 2633330.7037 | 0 |  |  | 0 | 2898452.5963 | 31 | 4493811.8117 | 6241969.0754 | 44083.8253 |  |  | 2991867.0282 | 1199625.9393
738 | 5338284.245 | 4535180.6563 | 0 |  |  | 0 | 803103.5887 | 31 | 4493811.8117 | 6241969.0754 | 44083.8253 |  |  | 2991867.0282 | 1199625.9393
739 | 5006518.02 | 6583326.7592 | 0 |  |  | 1576808.7392 | 0 | 31 | 4493811.8117 | 6241969.0754 | 44083.8253 |  |  | 2991867.0282 | 1199625.9393
740 | 4656256.961 | 7607399.8106 | 0 |  |  | 2951142.8496 | 0 | 31 | 4493811.8117 | 6241969.0754 | 44083.8253 |  |  | 2991867.0282 | 1199625.9393
741 | 4323191.023 | 8221843.6415 | 0 |  |  | 3898652.6185 | 0 | 31 | 4493811.8117 | 6241969.0754 | 44083.8253 |  |  | 2991867.0282 | 1199625.9393
742 | 3939655.49 | 8602213.632 | 0 |  |  | 4662558.142 | 0 | 31 | 4493811.8117 | 6241969.0754 | 44083.8253 |  |  | 2991867.0282 | 1199625.9393
743 | 3577248.943 | 8748509.7822 | 0 |  |  | 5171260.8392 | 0 | 31 | 4493811.8117 | 6241969.0754 | 44083.8253 |  |  | 2991867.0282 | 1199625.9393
744 | 3364275.283 | 8543695.1719 | 0 |  |  | 5179419.8889 | 0 | 31 | 4493811.8117 | 6241969.0754 | 44083.8253 |  |  | 2991867.0282 | 1199625.9393
745 | 3238916.538 | 9216657.4629 | 0 |  |  | 5977740.9249 | 0 | 32 | 4540422.4797 | 16351033.0545 | 18375.804 |  |  | 11828986.3788 | 0
746 | 3193532.998 | 11352581.2559 | 0 |  |  | 8159048.2579 | 0 | 32 | 4540422.4797 | 16351033.0545 | 18375.804 |  |  | 11828986.3788 | 0
747 | 3214197.424 | 13839615.8093 | 0 |  |  | 10625418.3853 | 0 | 32 | 4540422.4797 | 16351033.0545 | 18375.804 |  |  | 11828986.3788 | 0
748 | 3293798.768 | 14629615.0204 | 0 |  |  | 11335816.2524 | 0 | 32 | 4540422.4797 | 16351033.0545 | 18375.804 |  |  | 11828986.3788 | 0
749 | 3596293.794 | 14190726.5698 | 0 |  |  | 10594432.7758 | 0 | 32 | 4540422.4797 | 16351033.0545 | 18375.804 |  |  | 11828986.3788 | 0
750 | 4275586.015 | 14278504.26 | 0 |  |  | 10002918.245 | 0 | 32 | 4540422.4797 | 16351033.0545 | 18375.804 |  |  | 11828986.3788 | 0
751 | 5041406.667 | 14717392.7106 | 0 |  |  | 9675986.0436 | 0 | 32 | 4540422.4797 | 16351033.0545 | 18375.804 |  |  | 11828986.3788 | 0
752 | 5239154.617 | 15097762.7011 | 2172.5088 |  |  | 9860780.5929 | 0 | 32 | 4540422.4797 | 16351033.0545 | 18375.804 |  |  | 11828986.3788 | 0
753 | 5244885.507 | 15829243.4521 | 45622.6858 |  |  | 10629980.6309 | 0 | 32 | 4540422.4797 | 16351033.0545 | 18375.804 |  |  | 11828986.3788 | 0
754 | 5339994.904 | 16589983.4332 | 86900.3538 |  |  | 11336888.883 | 0 | 32 | 4540422.4797 | 16351033.0545 | 18375.804 |  |  | 11828986.3788 | 0
755 | 5318031.379 | 17643315.7147 | 112970.46 |  |  | 12438254.7956 | 0 | 32 | 4540422.4797 | 16351033.0545 | 18375.804 |  |  | 11828986.3788 | 0
756 | 5256364.36 | 20247387.1883 | 110797.9511 |  |  | 15101820.7794 | 0 | 32 | 4540422.4797 | 16351033.0545 | 18375.804 |  |  | 11828986.3788 | 0
757 | 5228285.108 | 21681089.4603 | 58657.7388 |  |  | 16511462.0911 | 0 | 32 | 4540422.4797 | 16351033.0545 | 18375.804 |  |  | 11828986.3788 | 0
758 | 5145792.25 | 21447015.62 | 21725.0885 |  |  | 16322948.4584 | 0 | 32 | 4540422.4797 | 16351033.0545 | 18375.804 |  |  | 11828986.3788 | 0
759 | 5016665.405 | 21037386.3994 | 2172.5088 |  |  | 16022893.5032 | 0 | 32 | 4540422.4797 | 16351033.0545 | 18375.804 |  |  | 11828986.3788 | 0
760 | 5086543.434 | 21212941.7796 | 0 |  |  | 16126398.3456 | 0 | 32 | 4540422.4797 | 16351033.0545 | 18375.804 |  |  | 11828986.3788 | 0
761 | 5555055.376 | 19194054.9068 | 0 |  |  | 13638999.5308 | 0 | 32 | 4540422.4797 | 16351033.0545 | 18375.804 |  |  | 11828986.3788 | 0
762 | 5358345.275 | 18462574.1558 | 0 |  |  | 13104228.8808 | 0 | 32 | 4540422.4797 | 16351033.0545 | 18375.804 |  |  | 11828986.3788 | 0
763 | 5039997.087 | 18813684.9163 | 0 |  |  | 13773687.8293 | 0 | 32 | 4540422.4797 | 16351033.0545 | 18375.804 |  |  | 11828986.3788 | 0
764 | 4706756.893 | 18287018.7756 | 0 |  |  | 13580261.8826 | 0 | 32 | 4540422.4797 | 16351033.0545 | 18375.804 |  |  | 11828986.3788 | 0
765 | 4390275.486 | 16882575.7336 | 0 |  |  | 12492300.2476 | 0 | 32 | 4540422.4797 | 16351033.0545 | 18375.804 |  |  | 11828986.3788 | 0
766 | 4033584.746 | 14775911.1707 | 0 |  |  | 10742326.4247 | 0 | 32 | 4540422.4797 | 16351033.0545 | 18375.804 |  |  | 11828986.3788 | 0
767 | 3690411.204 | 12464431.9974 | 0 |  |  | 8774020.7934 | 0 | 32 | 4540422.4797 | 16351033.0545 | 18375.804 |  |  | 11828986.3788 | 0
768 | 3466264.278 | 10533322.8147 | 0 |  |  | 7067058.5367 | 0 | 32 | 4540422.4797 | 16351033.0545 | 18375.804 |  |  | 11828986.3788 | 0
769 | 3358244.692 | 9099620.5427 | 0 |  |  | 5741375.8507 | 0 | 33 | 4601359.2058 | 2020106.0074 | 238161.2822 |  |  | 670587.7489 | 3013679.6651
770 | 3304076.091 | 7753695.9608 | 0 |  |  | 4449619.8698 | 0 | 33 | 4601359.2058 | 2020106.0074 | 238161.2822 |  |  | 670587.7489 | 3013679.6651
771 | 3326173.455 | 6144438.3086 | 0 |  |  | 2818264.8536 | 0 | 33 | 4601359.2058 | 2020106.0074 | 238161.2822 |  |  | 670587.7489 | 3013679.6651
772 | 3419113.795 | 5383698.3275 | 0 |  |  | 1964584.5325 | 0 | 33 | 4601359.2058 | 2020106.0074 | 238161.2822 |  |  | 670587.7489 | 3013679.6651
773 | 3678252.859 | 4798513.7267 | 0 |  |  | 1120260.8677 | 0 | 33 | 4601359.2058 | 2020106.0074 | 238161.2822 |  |  | 670587.7489 | 3013679.6651
774 | 4345705.026 | 3949996.0555 | 0 |  |  | 0 | 395708.9705 | 33 | 4601359.2058 | 2020106.0074 | 238161.2822 |  |  | 670587.7489 | 3013679.6651
775 | 5114513.367 | 3159996.8444 | 0 |  |  | 0 | 1954516.5226 | 33 | 4601359.2058 | 2020106.0074 | 238161.2822 |  |  | 670587.7489 | 3013679.6651
776 | 5308924.844 | 2457775.3234 | 13035.0531 |  |  | 0 | 2838114.4675 | 33 | 4601359.2058 | 2020106.0074 | 238161.2822 |  |  | 670587.7489 | 3013679.6651
777 | 5318062.121 | 1228887.6617 | 154248.128 |  |  | 0 | 3934926.3313 | 33 | 4601359.2058 | 2020106.0074 | 238161.2822 |  |  | 670587.7489 | 3013679.6651
778 | 5408859.161 | 555925.3708 | 679995.2686 |  |  | 0 | 4172938.5216 | 33 | 4601359.2058 | 2020106.0074 | 238161.2822 |  |  | 670587.7489 | 3013679.6651
779 | 5373923.599 | 614443.8309 | 1316540.3604 |  |  | 0 | 3442939.4078 | 33 | 4601359.2058 | 2020106.0074 | 238161.2822 |  |  | 670587.7489 | 3013679.6651
780 | 5257379.627 | 263333.0704 | 1320885.3781 |  |  | 0 | 3673161.1786 | 33 | 4601359.2058 | 2020106.0074 | 238161.2822 |  |  | 670587.7489 | 3013679.6651
781 | 5247558.964 | 58518.4601 | 1086254.4227 |  |  | 0 | 4102786.0812 | 33 | 4601359.2058 | 2020106.0074 | 238161.2822 |  |  | 670587.7489 | 3013679.6651
782 | 5149867.304 | 0 | 773413.149 |  |  | 0 | 4376454.155 | 33 | 4601359.2058 | 2020106.0074 | 238161.2822 |  |  | 670587.7489 | 3013679.6651
783 | 5021911.025 | 0 | 351946.433 |  |  | 0 | 4669964.592 | 33 | 4601359.2058 | 2020106.0074 | 238161.2822 |  |  | 670587.7489 | 3013679.6651
784 | 5080537.987 | 0 | 19552.5796 |  |  | 0 | 5060985.4074 | 33 | 4601359.2058 | 2020106.0074 | 238161.2822 |  |  | 670587.7489 | 3013679.6651
785 | 5557429.903 | 0 | 0 |  |  | 0 | 5557429.903 | 33 | 4601359.2058 | 2020106.0074 | 238161.2822 |  |  | 670587.7489 | 3013679.6651
786 | 5372969.252 | 0 | 0 |  |  | 0 | 5372969.252 | 33 | 4601359.2058 | 2020106.0074 | 238161.2822 |  |  | 670587.7489 | 3013679.6651
787 | 5042947.12 | 0 | 0 |  |  | 0 | 5042947.12 | 33 | 4601359.2058 | 2020106.0074 | 238161.2822 |  |  | 670587.7489 | 3013679.6651
788 | 4717115.706 | 0 | 0 |  |  | 0 | 4717115.706 | 33 | 4601359.2058 | 2020106.0074 | 238161.2822 |  |  | 670587.7489 | 3013679.6651
789 | 4439549.044 | 29259.23 | 0 |  |  | 0 | 4410289.814 | 33 | 4601359.2058 | 2020106.0074 | 238161.2822 |  |  | 670587.7489 | 3013679.6651
790 | 4228753.803 | 234073.8403 | 0 |  |  | 0 | 3994679.9627 | 33 | 4601359.2058 | 2020106.0074 | 238161.2822 |  |  | 670587.7489 | 3013679.6651
791 | 3772252.429 | 877776.9012 | 0 |  |  | 0 | 2894475.5278 | 33 | 4601359.2058 | 2020106.0074 | 238161.2822 |  |  | 670587.7489 | 3013679.6651
792 | 3588499.765 | 1872590.7226 | 0 |  |  | 0 | 1715909.0424 | 33 | 4601359.2058 | 2020106.0074 | 238161.2822 |  |  | 670587.7489 | 3013679.6651
793 | 3349724.455 | 3364811.4547 | 0 |  |  | 15086.9997 | 0 | 34 | 4424614.0831 | 13276375.6311 | 147187.4743 |  |  | 8998949.0222 | 0
794 | 3291235.524 | 5588512.9378 | 0 |  |  | 2297277.4138 | 0 | 34 | 4424614.0831 | 13276375.6311 | 147187.4743 |  |  | 8998949.0222 | 0
795 | 3284029.959 | 8543695.1719 | 0 |  |  | 5259665.2129 | 0 | 34 | 4424614.0831 | 13276375.6311 | 147187.4743 |  |  | 8998949.0222 | 0
796 | 3368596.092 | 10767396.655 | 0 |  |  | 7398800.563 | 0 | 34 | 4424614.0831 | 13276375.6311 | 147187.4743 |  |  | 8998949.0222 | 0
797 | 3623501.501 | 12084062.0069 | 0 |  |  | 8460560.5059 | 0 | 34 | 4424614.0831 | 13276375.6311 | 147187.4743 |  |  | 8998949.0222 | 0
798 | 4303553.29 | 13429986.5888 | 0 |  |  | 9126433.2988 | 0 | 34 | 4424614.0831 | 13276375.6311 | 147187.4743 |  |  | 8998949.0222 | 0
799 | 5048634.709 | 15565910.3818 | 0 |  |  | 10517275.6728 | 0 | 34 | 4424614.0831 | 13276375.6311 | 147187.4743 |  |  | 8998949.0222 | 0
800 | 5251549.646 | 17731093.4048 | 34760.1415 |  |  | 12514303.9003 | 0 | 34 | 4424614.0831 | 13276375.6311 | 147187.4743 |  |  | 8998949.0222 | 0
801 | 5248109.954 | 18521092.6159 | 217250.8845 |  |  | 13490233.5464 | 0 | 34 | 4424614.0831 | 13276375.6311 | 147187.4743 |  |  | 8998949.0222 | 0
802 | 5341161.111 | 19603684.1274 | 501849.5433 |  |  | 14764372.5597 | 0 | 34 | 4424614.0831 | 13276375.6311 | 147187.4743 |  |  | 8998949.0222 | 0
803 | 5281663.942 | 21212941.7796 | 753860.5694 |  |  | 16685138.407 | 0 | 34 | 4424614.0831 | 13276375.6311 | 147187.4743 |  |  | 8998949.0222 | 0
804 | 5099956.441 | 22002940.9908 | 808173.2905 |  |  | 17711157.8403 | 0 | 34 | 4424614.0831 | 13276375.6311 | 147187.4743 |  |  | 8998949.0222 | 0
805 | 4993894.681 | 22675903.2817 | 653925.1625 |  |  | 18335933.7632 | 0 | 34 | 4424614.0831 | 13276375.6311 | 147187.4743 |  |  | 8998949.0222 | 0
806 | 4822981.731 | 22178496.371 | 410604.1718 |  |  | 17766118.8118 | 0 | 34 | 4424614.0831 | 13276375.6311 | 147187.4743 |  |  | 8998949.0222 | 0
807 | 4759950.477 | 19135536.4467 | 145558.0926 |  |  | 14521144.0624 | 0 | 34 | 4424614.0831 | 13276375.6311 | 147187.4743 |  |  | 8998949.0222 | 0
808 | 4893917.65 | 15741465.762 | 6517.5265 |  |  | 10854065.6385 | 0 | 34 | 4424614.0831 | 13276375.6311 | 147187.4743 |  |  | 8998949.0222 | 0
809 | 5297932.672 | 11879247.3966 | 0 |  |  | 6581314.7246 | 0 | 34 | 4424614.0831 | 13276375.6311 | 147187.4743 |  |  | 8998949.0222 | 0
810 | 5162494.375 | 9801842.0637 | 0 |  |  | 4639347.6887 | 0 | 34 | 4424614.0831 | 13276375.6311 | 147187.4743 |  |  | 8998949.0222 | 0
811 | 4742499.832 | 8807028.2423 | 0 |  |  | 4064528.4103 | 0 | 34 | 4424614.0831 | 13276375.6311 | 147187.4743 |  |  | 8998949.0222 | 0
812 | 4338489.241 | 7987769.8012 | 0 |  |  | 3649280.5602 | 0 | 34 | 4424614.0831 | 13276375.6311 | 147187.4743 |  |  | 8998949.0222 | 0
813 | 4080628.925 | 7578140.5806 | 0 |  |  | 3497511.6556 | 0 | 34 | 4424614.0831 | 13276375.6311 | 147187.4743 |  |  | 8998949.0222 | 0
814 | 3795744.896 | 7782955.1909 | 0 |  |  | 3987210.2949 | 0 | 34 | 4424614.0831 | 13276375.6311 | 147187.4743 |  |  | 8998949.0222 | 0
815 | 3521456.618 | 8192584.4115 | 0 |  |  | 4671127.7935 | 0 | 34 | 4424614.0831 | 13276375.6311 | 147187.4743 |  |  | 8998949.0222 | 0
816 | 3289030.273 | 8455917.4818 | 0 |  |  | 5166887.2088 | 0 | 34 | 4424614.0831 | 13276375.6311 | 147187.4743 |  |  | 8998949.0222 | 0
817 | 3153447.588 | 8426658.2518 | 0 |  |  | 5273210.6638 | 0 | 35 | 3860712.3417 | 14930741.263 | 173438.6228 |  |  | 11243467.544 | 0
818 | 3081998.465 | 8748509.7822 | 0 |  |  | 5666511.3172 | 0 | 35 | 3860712.3417 | 14930741.263 | 173438.6228 |  |  | 11243467.544 | 0
819 | 3061829.841 | 9509249.7633 | 0 |  |  | 6447419.9223 | 0 | 35 | 3860712.3417 | 14930741.263 | 173438.6228 |  |  | 11243467.544 | 0
820 | 3075460.069 | 8777769.0123 | 0 |  |  | 5702308.9433 | 0 | 35 | 3860712.3417 | 14930741.263 | 173438.6228 |  |  | 11243467.544 | 0
821 | 3161146.85 | 7987769.8012 | 0 |  |  | 4826622.9512 | 0 | 35 | 3860712.3417 | 14930741.263 | 173438.6228 |  |  | 11243467.544 | 0
822 | 3355212.167 | 7929251.3411 | 0 |  |  | 4574039.1741 | 0 | 35 | 3860712.3417 | 14930741.263 | 173438.6228 |  |  | 11243467.544 | 0
823 | 3667986.766 | 7607399.8106 | 0 |  |  | 3939413.0446 | 0 | 35 | 3860712.3417 | 14930741.263 | 173438.6228 |  |  | 11243467.544 | 0
824 | 3976522.161 | 6700363.6794 | 58657.7388 |  |  | 2782499.2572 | 0 | 35 | 3860712.3417 | 14930741.263 | 173438.6228 |  |  | 11243467.544 | 0
825 | 4218207.335 | 5237402.1773 | 349773.9241 |  |  | 1368968.7664 | 0 | 35 | 3860712.3417 | 14930741.263 | 173438.6228 |  |  | 11243467.544 | 0
826 | 4335402.247 | 5822586.7781 | 849450.9586 |  |  | 2336635.4897 | 0 | 35 | 3860712.3417 | 14930741.263 | 173438.6228 |  |  | 11243467.544 | 0
827 | 4337560.838 | 10387026.6645 | 1060184.3166 |  |  | 7109650.1431 | 0 | 35 | 3860712.3417 | 14930741.263 | 173438.6228 |  |  | 11243467.544 | 0
828 | 4297635.018 | 14161467.3398 | 934178.8036 |  |  | 10798011.1254 | 0 | 35 | 3860712.3417 | 14930741.263 | 173438.6228 |  |  | 11243467.544 | 0
829 | 4249579.443 | 16941094.1937 | 599612.4414 |  |  | 13291127.192 | 0 | 35 | 3860712.3417 | 14930741.263 | 173438.6228 |  |  | 11243467.544 | 0
830 | 4197003.91 | 16297391.1328 | 254183.5349 |  |  | 12354570.7577 | 0 | 35 | 3860712.3417 | 14930741.263 | 173438.6228 |  |  | 11243467.544 | 0
831 | 4180453.263 | 15770724.992 | 56485.23 |  |  | 11646756.959 | 0 | 35 | 3860712.3417 | 14930741.263 | 173438.6228 |  |  | 11243467.544 | 0
832 | 4342265.915 | 16736279.5834 | 0 |  |  | 12394013.6684 | 0 | 35 | 3860712.3417 | 14930741.263 | 173438.6228 |  |  | 11243467.544 | 0
833 | 4814114.142 | 19106277.2167 | 0 |  |  | 14292163.0747 | 0 | 35 | 3860712.3417 | 14930741.263 | 173438.6228 |  |  | 11243467.544 | 0
834 | 4751460.209 | 21447015.62 | 0 |  |  | 16695555.411 | 0 | 35 | 3860712.3417 | 14930741.263 | 173438.6228 |  |  | 11243467.544 | 0
835 | 4377543.563 | 22763680.9718 | 0 |  |  | 18386137.4088 | 0 | 35 | 3860712.3417 | 14930741.263 | 173438.6228 |  |  | 11243467.544 | 0
836 | 4091484.947 | 23699976.3331 | 0 |  |  | 19608491.3861 | 0 | 35 | 3860712.3417 | 14930741.263 | 173438.6228 |  |  | 11243467.544 | 0
837 | 3840600.171 | 24724049.3846 | 0 |  |  | 20883449.2136 | 0 | 35 | 3860712.3417 | 14930741.263 | 173438.6228 |  |  | 11243467.544 | 0
838 | 3599736.266 | 25777381.666 | 0 |  |  | 22177645.4 | 0 | 35 | 3860712.3417 | 14930741.263 | 173438.6228 |  |  | 11243467.544 | 0
839 | 3353528.943 | 26596640.1072 | 0 |  |  | 23243111.1642 | 0 | 35 | 3860712.3417 | 14930741.263 | 173438.6228 |  |  | 11243467.544 | 0
840 | 3136916.085 | 27181824.708 | 0 |  |  | 24044908.623 | 0 | 35 | 3860712.3417 | 14930741.263 | 173438.6228 |  |  | 11243467.544 | 0
841 | 3001988.2 | 27591453.9286 | 0 |  |  | 24589465.7286 | 0 | 36 | 3805591.7965 | 18746632.5141 | 191633.3844 |  |  | 15132674.102 | 0
842 | 2917992.482 | 27854786.9989 | 0 |  |  | 24936794.5169 | 0 | 36 | 3805591.7965 | 18746632.5141 | 191633.3844 |  |  | 15132674.102 | 0
843 | 2894947.797 | 28030342.3792 | 0 |  |  | 25135394.5822 | 0 | 36 | 3805591.7965 | 18746632.5141 | 191633.3844 |  |  | 15132674.102 | 0
844 | 2922197.187 | 28147379.2993 | 0 |  |  | 25225182.1123 | 0 | 36 | 3805591.7965 | 18746632.5141 | 191633.3844 |  |  | 15132674.102 | 0
845 | 2987048.977 | 27884046.229 | 0 |  |  | 24896997.252 | 0 | 36 | 3805591.7965 | 18746632.5141 | 191633.3844 |  |  | 15132674.102 | 0
846 | 3148984.006 | 27269602.3981 | 0 |  |  | 24120618.3921 | 0 | 36 | 3805591.7965 | 18746632.5141 | 191633.3844 |  |  | 15132674.102 | 0
847 | 3413907.291 | 26450343.957 | 0 |  |  | 23036436.666 | 0 | 36 | 3805591.7965 | 18746632.5141 | 191633.3844 |  |  | 15132674.102 | 0
848 | 3720904.441 | 25982196.2763 | 36932.6504 |  |  | 22298224.4857 | 0 | 36 | 3805591.7965 | 18746632.5141 | 191633.3844 |  |  | 15132674.102 | 0
849 | 3991118.965 | 25279974.7553 | 180318.2342 |  |  | 21469174.0245 | 0 | 36 | 3805591.7965 | 18746632.5141 | 191633.3844 |  |  | 15132674.102 | 0
850 | 4154036.428 | 23963309.4035 | 384534.0657 |  |  | 20193807.0411 | 0 | 36 | 3805591.7965 | 18746632.5141 | 191633.3844 |  |  | 15132674.102 | 0
851 | 4218902.772 | 23027014.0422 | 673477.7421 |  |  | 19481589.0123 | 0 | 36 | 3805591.7965 | 18746632.5141 | 191633.3844 |  |  | 15132674.102 | 0
852 | 4219916.05 | 22090718.6809 | 1060184.3166 |  |  | 18930986.9475 | 0 | 36 | 3805591.7965 | 18746632.5141 | 191633.3844 |  |  | 15132674.102 | 0
853 | 4207709.567 | 21212941.7796 | 1127532.0908 |  |  | 18132764.3035 | 0 | 36 | 3805591.7965 | 18746632.5141 | 191633.3844 |  |  | 15132674.102 | 0
854 | 4180132.815 | 18872203.3764 | 799483.2551 |  |  | 15491553.8165 | 0 | 36 | 3805591.7965 | 18746632.5141 | 191633.3844 |  |  | 15132674.102 | 0
855 | 4172922.62 | 15799984.2221 | 315013.7826 |  |  | 11942075.3847 | 0 | 36 | 3805591.7965 | 18746632.5141 | 191633.3844 |  |  | 15132674.102 | 0
856 | 4351331.689 | 13166653.5184 | 21725.0885 |  |  | 8837046.9179 | 0 | 36 | 3805591.7965 | 18746632.5141 | 191633.3844 |  |  | 15132674.102 | 0
857 | 4866485.031 | 10621100.5048 | 0 |  |  | 5754615.4738 | 0 | 36 | 3805591.7965 | 18746632.5141 | 191633.3844 |  |  | 15132674.102 | 0
858 | 4829207.572 | 9187398.2328 | 0 |  |  | 4358190.6608 | 0 | 36 | 3805591.7965 | 18746632.5141 | 191633.3844 |  |  | 15132674.102 | 0
859 | 4535801.463 | 7519622.1205 | 0 |  |  | 2983820.6575 | 0 | 36 | 3805591.7965 | 18746632.5141 | 191633.3844 |  |  | 15132674.102 | 0
860 | 4228451.88 | 6729622.9094 | 0 |  |  | 2501171.0294 | 0 | 36 | 3805591.7965 | 18746632.5141 | 191633.3844 |  |  | 15132674.102 | 0
861 | 3972447.401 | 7051474.4399 | 0 |  |  | 3079027.0389 | 0 | 36 | 3805591.7965 | 18746632.5141 | 191633.3844 |  |  | 15132674.102 | 0
862 | 3688069.837 | 7724436.7308 | 0 |  |  | 4036366.8938 | 0 | 36 | 3805591.7965 | 18746632.5141 | 191633.3844 |  |  | 15132674.102 | 0
863 | 3438678.052 | 8689991.3221 | 0 |  |  | 5251313.2701 | 0 | 36 | 3805591.7965 | 18746632.5141 | 191633.3844 |  |  | 15132674.102 | 0
864 | 3271020.594 | 9772582.8337 | 0 |  |  | 6501562.2397 | 0 | 36 | 3805591.7965 | 18746632.5141 | 191633.3844 |  |  | 15132674.102 | 0
865 | 3175259.248 | 10211471.2843 | 0 |  |  | 7036212.0363 | 0 | 37 | 4540932.4932 | 18920968.7598 | 97038.7284 |  |  | 14477074.995 | 0
866 | 3149689.636 | 10182212.0542 | 0 |  |  | 7032522.4182 | 0 | 37 | 4540932.4932 | 18920968.7598 | 97038.7284 |  |  | 14477074.995 | 0
867 | 3166332.655 | 10182212.0542 | 0 |  |  | 7015879.3992 | 0 | 37 | 4540932.4932 | 18920968.7598 | 97038.7284 |  |  | 14477074.995 | 0
868 | 3248784.689 | 9860360.5238 | 0 |  |  | 6611575.8348 | 0 | 37 | 4540932.4932 | 18920968.7598 | 97038.7284 |  |  | 14477074.995 | 0
869 | 3557401.047 | 10328508.2044 | 0 |  |  | 6771107.1574 | 0 | 37 | 4540932.4932 | 18920968.7598 | 97038.7284 |  |  | 14477074.995 | 0
870 | 4249805.669 | 11323322.0258 | 0 |  |  | 7073516.3568 | 0 | 37 | 4540932.4932 | 18920968.7598 | 97038.7284 |  |  | 14477074.995 | 0
871 | 4988302.646 | 12464431.9974 | 0 |  |  | 7476129.3514 | 0 | 37 | 4540932.4932 | 18920968.7598 | 97038.7284 |  |  | 14477074.995 | 0
872 | 5256011.327 | 13488505.0489 | 60830.2477 |  |  | 8293323.9695 | 0 | 37 | 4540932.4932 | 18920968.7598 | 97038.7284 |  |  | 14477074.995 | 0
873 | 5338636.278 | 13634801.1991 | 260701.0615 |  |  | 8556865.9825 | 0 | 37 | 4540932.4932 | 18920968.7598 | 97038.7284 |  |  | 14477074.995 | 0
874 | 5375504.662 | 14658874.2505 | 447536.8222 |  |  | 9730906.4107 | 0 | 37 | 4540932.4932 | 18920968.7598 | 97038.7284 |  |  | 14477074.995 | 0
875 | 5273555.999 | 19691461.8175 | 569197.3175 |  |  | 14987103.136 | 0 | 37 | 4540932.4932 | 18920968.7598 | 97038.7284 |  |  | 14477074.995 | 0
876 | 5221731.647 | 23495161.7228 | 438846.7868 |  |  | 18712276.8626 | 0 | 37 | 4540932.4932 | 18920968.7598 | 97038.7284 |  |  | 14477074.995 | 0
877 | 5234779.597 | 25543307.8257 | 297633.7118 |  |  | 20606161.9405 | 0 | 37 | 4540932.4932 | 18920968.7598 | 97038.7284 |  |  | 14477074.995 | 0
878 | 5224053.409 | 26655158.5673 | 189008.2696 |  |  | 21620113.4278 | 0 | 37 | 4540932.4932 | 18920968.7598 | 97038.7284 |  |  | 14477074.995 | 0
879 | 5024106.967 | 27240343.1681 | 65175.2654 |  |  | 22281411.4664 | 0 | 37 | 4540932.4932 | 18920968.7598 | 97038.7284 |  |  | 14477074.995 | 0
880 | 5069493.546 | 26977010.0977 | 0 |  |  | 21907516.5517 | 0 | 37 | 4540932.4932 | 18920968.7598 | 97038.7284 |  |  | 14477074.995 | 0
881 | 5522345.029 | 25426270.9055 | 0 |  |  | 19903925.8765 | 0 | 37 | 4540932.4932 | 18920968.7598 | 97038.7284 |  |  | 14477074.995 | 0
882 | 5403822.895 | 25192197.0652 | 0 |  |  | 19788374.1702 | 0 | 37 | 4540932.4932 | 18920968.7598 | 97038.7284 |  |  | 14477074.995 | 0
883 | 5037308.796 | 25397011.6755 | 0 |  |  | 20359702.8795 | 0 | 37 | 4540932.4932 | 18920968.7598 | 97038.7284 |  |  | 14477074.995 | 0
884 | 4663180.081 | 24958123.2249 | 0 |  |  | 20294943.1439 | 0 | 37 | 4540932.4932 | 18920968.7598 | 97038.7284 |  |  | 14477074.995 | 0
885 | 4372435.715 | 23963309.4035 | 0 |  |  | 19590873.6885 | 0 | 37 | 4540932.4932 | 18920968.7598 | 97038.7284 |  |  | 14477074.995 | 0
886 | 4026044.864 | 23231828.6525 | 0 |  |  | 19205783.7885 | 0 | 37 | 4540932.4932 | 18920968.7598 | 97038.7284 |  |  | 14477074.995 | 0
887 | 3751979.428 | 21066645.6294 | 0 |  |  | 17314666.2014 | 0 | 37 | 4540932.4932 | 18920968.7598 | 97038.7284 |  |  | 14477074.995 | 0
888 | 3651814.007 | 18930721.8365 | 0 |  |  | 15278907.8295 | 0 | 37 | 4540932.4932 | 18920968.7598 | 97038.7284 |  |  | 14477074.995 | 0
889 | 3475104.981 | 18521092.6159 | 0 |  |  | 15045987.6349 | 0 | 38 | 4867082.4878 | 16825276.4081 | 47614.1522 |  |  | 12005808.0725 | 0
890 | 3486394.3 | 18784425.6863 | 0 |  |  | 15298031.3863 | 0 | 38 | 4867082.4878 | 16825276.4081 | 47614.1522 |  |  | 12005808.0725 | 0
891 | 3549770.503 | 19369610.2871 | 0 |  |  | 15819839.7841 | 0 | 38 | 4867082.4878 | 16825276.4081 | 47614.1522 |  |  | 12005808.0725 | 0
892 | 3660632.307 | 19691461.8175 | 0 |  |  | 16030829.5105 | 0 | 38 | 4867082.4878 | 16825276.4081 | 47614.1522 |  |  | 12005808.0725 | 0
893 | 3983799.515 | 19486647.2072 | 0 |  |  | 15502847.6922 | 0 | 38 | 4867082.4878 | 16825276.4081 | 47614.1522 |  |  | 12005808.0725 | 0
894 | 4584718.892 | 17526278.7945 | 0 |  |  | 12941559.9025 | 0 | 38 | 4867082.4878 | 16825276.4081 | 47614.1522 |  |  | 12005808.0725 | 0
895 | 5330844.959 | 16297391.1328 | 0 |  |  | 10966546.1738 | 0 | 38 | 4867082.4878 | 16825276.4081 | 47614.1522 |  |  | 12005808.0725 | 0
896 | 5500409.228 | 15185540.3912 | 0 |  |  | 9685131.1632 | 0 | 38 | 4867082.4878 | 16825276.4081 | 47614.1522 |  |  | 12005808.0725 | 0
897 | 5535307.06 | 14073689.6497 | 13035.0531 |  |  | 8551417.6427 | 0 | 38 | 4867082.4878 | 16825276.4081 | 47614.1522 |  |  | 12005808.0725 | 0
898 | 5553237.344 | 13195912.7484 | 45622.6858 |  |  | 7688298.0902 | 0 | 38 | 4867082.4878 | 16825276.4081 | 47614.1522 |  |  | 12005808.0725 | 0
899 | 5600865.24 | 12786283.5279 | 84727.845 |  |  | 7270146.1328 | 0 | 38 | 4867082.4878 | 16825276.4081 | 47614.1522 |  |  | 12005808.0725 | 0
900 | 5523975.501 | 13020357.3682 | 286771.1676 |  |  | 7783153.0348 | 0 | 38 | 4867082.4878 | 16825276.4081 | 47614.1522 |  |  | 12005808.0725 | 0
901 | 5455128.193 | 14863688.8608 | 330221.3445 |  |  | 9738782.0123 | 0 | 38 | 4867082.4878 | 16825276.4081 | 47614.1522 |  |  | 12005808.0725 | 0
902 | 5453329.095 | 16911834.9636 | 265046.0791 |  |  | 11723551.9478 | 0 | 38 | 4867082.4878 | 16825276.4081 | 47614.1522 |  |  | 12005808.0725 | 0
903 | 5323366.16 | 17584797.2546 | 115142.9688 |  |  | 12376574.0634 | 0 | 38 | 4867082.4878 | 16825276.4081 | 47614.1522 |  |  | 12005808.0725 | 0
904 | 5401106.692 | 17321464.1842 | 2172.5088 |  |  | 11922530.0011 | 0 | 38 | 4867082.4878 | 16825276.4081 | 47614.1522 |  |  | 12005808.0725 | 0
905 | 5850920.761 | 14951466.5509 | 0 |  |  | 9100545.7899 | 0 | 38 | 4867082.4878 | 16825276.4081 | 47614.1522 |  |  | 12005808.0725 | 0
906 | 5774893.066 | 13751838.1192 | 0 |  |  | 7976945.0532 | 0 | 38 | 4867082.4878 | 16825276.4081 | 47614.1522 |  |  | 12005808.0725 | 0
907 | 5419372.558 | 14454059.6402 | 0 |  |  | 9034687.0822 | 0 | 38 | 4867082.4878 | 16825276.4081 | 47614.1522 |  |  | 12005808.0725 | 0
908 | 5104486.388 | 15975539.6023 | 0 |  |  | 10871053.2143 | 0 | 38 | 4867082.4878 | 16825276.4081 | 47614.1522 |  |  | 12005808.0725 | 0
909 | 4819478.713 | 18082204.1653 | 0 |  |  | 13262725.4523 | 0 | 38 | 4867082.4878 | 16825276.4081 | 47614.1522 |  |  | 12005808.0725 | 0
910 | 4459519.413 | 19779239.5076 | 0 |  |  | 15319720.0946 | 0 | 38 | 4867082.4878 | 16825276.4081 | 47614.1522 |  |  | 12005808.0725 | 0
911 | 4088176.173 | 20686275.6389 | 0 |  |  | 16598099.4659 | 0 | 38 | 4867082.4878 | 16825276.4081 | 47614.1522 |  |  | 12005808.0725 | 0
912 | 3875142.666 | 21505534.0801 | 0 |  |  | 17630391.4141 | 0 | 38 | 4867082.4878 | 16825276.4081 | 47614.1522 |  |  | 12005808.0725 | 0
913 | 3758181.172 | 22178496.371 | 0 |  |  | 18420315.199 | 0 | 39 | 4856973.385 | 23146489.2315 | 74589.4704 |  |  | 18364105.3169 | 0
914 | 3697471.702 | 22675903.2817 | 0 |  |  | 18978431.5797 | 0 | 39 | 4856973.385 | 23146489.2315 | 74589.4704 |  |  | 18364105.3169 | 0
915 | 3695255.379 | 22705162.5117 | 0 |  |  | 19009907.1327 | 0 | 39 | 4856973.385 | 23146489.2315 | 74589.4704 |  |  | 18364105.3169 | 0
916 | 3790830.822 | 23085532.5023 | 0 |  |  | 19294701.6803 | 0 | 39 | 4856973.385 | 23146489.2315 | 74589.4704 |  |  | 18364105.3169 | 0
917 | 4055565.694 | 24168124.0138 | 0 |  |  | 20112558.3198 | 0 | 39 | 4856973.385 | 23146489.2315 | 74589.4704 |  |  | 18364105.3169 | 0
918 | 4729624.372 | 25162937.8352 | 0 |  |  | 20433313.4632 | 0 | 39 | 4856973.385 | 23146489.2315 | 74589.4704 |  |  | 18364105.3169 | 0
919 | 5448117.613 | 25865159.3562 | 0 |  |  | 20417041.7432 | 0 | 39 | 4856973.385 | 23146489.2315 | 74589.4704 |  |  | 18364105.3169 | 0
920 | 5605661.24 | 26567380.8771 | 10862.5442 |  |  | 20972582.1814 | 0 | 39 | 4856973.385 | 23146489.2315 | 74589.4704 |  |  | 18364105.3169 | 0
921 | 5635539.968 | 26889232.4076 | 97762.898 |  |  | 21351455.3376 | 0 | 39 | 4856973.385 | 23146489.2315 | 74589.4704 |  |  | 18364105.3169 | 0
922 | 5691007.631 | 27094047.0179 | 193353.2872 |  |  | 21596392.6741 | 0 | 39 | 4856973.385 | 23146489.2315 | 74589.4704 |  |  | 18364105.3169 | 0
923 | 5630220.335 | 27679231.6187 | 332393.8534 |  |  | 22381405.137 | 0 | 39 | 4856973.385 | 23146489.2315 | 74589.4704 |  |  | 18364105.3169 | 0
924 | 5435421.447 | 27942564.6891 | 265046.0791 |  |  | 22772189.3212 | 0 | 39 | 4856973.385 | 23146489.2315 | 74589.4704 |  |  | 18364105.3169 | 0
925 | 5465232.586 | 27825527.7689 | 427984.2426 |  |  | 22788279.4255 | 0 | 39 | 4856973.385 | 23146489.2315 | 74589.4704 |  |  | 18364105.3169 | 0
926 | 5403724.372 | 27328120.8582 | 325876.3268 |  |  | 22250272.813 | 0 | 39 | 4856973.385 | 23146489.2315 | 74589.4704 |  |  | 18364105.3169 | 0
927 | 5266078.103 | 26625899.3372 | 134695.5484 |  |  | 21494516.7826 | 0 | 39 | 4856973.385 | 23146489.2315 | 74589.4704 |  |  | 18364105.3169 | 0
928 | 5232171.234 | 25397011.6755 | 2172.5088 |  |  | 20167012.9503 | 0 | 39 | 4856973.385 | 23146489.2315 | 74589.4704 |  |  | 18364105.3169 | 0
929 | 5743624.261 | 23846272.4833 | 0 |  |  | 18102648.2223 | 0 | 39 | 4856973.385 | 23146489.2315 | 74589.4704 |  |  | 18364105.3169 | 0
930 | 5634394.356 | 22588125.5916 | 0 |  |  | 16953731.2356 | 0 | 39 | 4856973.385 | 23146489.2315 | 74589.4704 |  |  | 18364105.3169 | 0
931 | 5292037.412 | 21505534.0801 | 0 |  |  | 16213496.6681 | 0 | 39 | 4856973.385 | 23146489.2315 | 74589.4704 |  |  | 18364105.3169 | 0
932 | 4939988.044 | 20071831.8081 | 0 |  |  | 15131843.7641 | 0 | 39 | 4856973.385 | 23146489.2315 | 74589.4704 |  |  | 18364105.3169 | 0
933 | 4613883.551 | 18287018.7756 | 0 |  |  | 13673135.2246 | 0 | 39 | 4856973.385 | 23146489.2315 | 74589.4704 |  |  | 18364105.3169 | 0
934 | 4243075.046 | 16414428.0529 | 0 |  |  | 12171353.0069 | 0 | 39 | 4856973.385 | 23146489.2315 | 74589.4704 |  |  | 18364105.3169 | 0
935 | 3896954.188 | 13693319.6591 | 0 |  |  | 9796365.4711 | 0 | 39 | 4856973.385 | 23146489.2315 | 74589.4704 |  |  | 18364105.3169 | 0
936 | 3663300.712 | 9918878.9839 | 0 |  |  | 6255578.2719 | 0 | 39 | 4856973.385 | 23146489.2315 | 74589.4704 |  |  | 18364105.3169 | 0
937 | 3558870.266 | 6846659.8296 | 0 |  |  | 3287789.5636 | 0 | 40 | 4746290.4464 | 13479971.1068 | 128087.5007 |  |  | 9763407.6363 | 901639.4753
938 | 3496741.771 | 3715922.2152 | 0 |  |  | 219180.4442 | 0 | 40 | 4746290.4464 | 13479971.1068 | 128087.5007 |  |  | 9763407.6363 | 901639.4753
939 | 3507483.538 | 2311479.1732 | 0 |  |  | 0 | 1196004.3648 | 40 | 4746290.4464 | 13479971.1068 | 128087.5007 |  |  | 9763407.6363 | 901639.4753
940 | 3600934.523 | 2516293.7835 | 0 |  |  | 0 | 1084640.7395 | 40 | 4746290.4464 | 13479971.1068 | 128087.5007 |  |  | 9763407.6363 | 901639.4753
941 | 3876126.911 | 1609257.6522 | 0 |  |  | 0 | 2266869.2588 | 40 | 4746290.4464 | 13479971.1068 | 128087.5007 |  |  | 9763407.6363 | 901639.4753
942 | 4574345.197 | 1258146.8918 | 0 |  |  | 0 | 3316198.3052 | 40 | 4746290.4464 | 13479971.1068 | 128087.5007 |  |  | 9763407.6363 | 901639.4753
943 | 5297258.399 | 1492220.7321 | 0 |  |  | 0 | 3805037.6669 | 40 | 4746290.4464 | 13479971.1068 | 128087.5007 |  |  | 9763407.6363 | 901639.4753
944 | 5432516.794 | 1550739.1922 | 6517.5265 |  |  | 0 | 3875260.0753 | 40 | 4746290.4464 | 13479971.1068 | 128087.5007 |  |  | 9763407.6363 | 901639.4753
945 | 5447117.806 | 1667776.1123 | 112970.46 |  |  | 0 | 3666371.2337 | 40 | 4746290.4464 | 13479971.1068 | 128087.5007 |  |  | 9763407.6363 | 901639.4753
946 | 5498831.465 | 2691849.1638 | 378016.5391 |  |  | 0 | 2428965.7621 | 40 | 4746290.4464 | 13479971.1068 | 128087.5007 |  |  | 9763407.6363 | 901639.4753
947 | 5422610.642 | 5734809.088 | 610474.9856 |  |  | 922673.4316 | 0 | 40 | 4746290.4464 | 13479971.1068 | 128087.5007 |  |  | 9763407.6363 | 901639.4753
948 | 5296889.694 | 10035915.904 | 708237.8836 |  |  | 5447264.0937 | 0 | 40 | 4746290.4464 | 13479971.1068 | 128087.5007 |  |  | 9763407.6363 | 901639.4753
949 | 5290792.538 | 11996284.3168 | 569197.3175 |  |  | 7274689.0963 | 0 | 40 | 4746290.4464 | 13479971.1068 | 128087.5007 |  |  | 9763407.6363 | 901639.4753
950 | 5230915.94 | 13605541.969 | 467089.4018 |  |  | 8841715.4308 | 0 | 40 | 4746290.4464 | 13479971.1068 | 128087.5007 |  |  | 9763407.6363 | 901639.4753
951 | 5147770.685 | 18257759.5455 | 202043.3226 |  |  | 13312032.1831 | 0 | 40 | 4746290.4464 | 13479971.1068 | 128087.5007 |  |  | 9763407.6363 | 901639.4753
952 | 5222821.523 | 22032200.2208 | 19552.5796 |  |  | 16828931.2774 | 0 | 40 | 4746290.4464 | 13479971.1068 | 128087.5007 |  |  | 9763407.6363 | 901639.4753
953 | 5677421.856 | 25016641.685 | 0 |  |  | 19339219.829 | 0 | 40 | 4746290.4464 | 13479971.1068 | 128087.5007 |  |  | 9763407.6363 | 901639.4753
954 | 5623141.819 | 26772195.4874 | 0 |  |  | 21149053.6684 | 0 | 40 | 4746290.4464 | 13479971.1068 | 128087.5007 |  |  | 9763407.6363 | 901639.4753
955 | 5343706.9 | 27386639.3183 | 0 |  |  | 22042932.4183 | 0 | 40 | 4746290.4464 | 13479971.1068 | 128087.5007 |  |  | 9763407.6363 | 901639.4753
956 | 4932540.438 | 27357380.0882 | 0 |  |  | 22424839.6502 | 0 | 40 | 4746290.4464 | 13479971.1068 | 128087.5007 |  |  | 9763407.6363 | 901639.4753
957 | 4642805.685 | 27211083.938 | 0 |  |  | 22568278.253 | 0 | 40 | 4746290.4464 | 13479971.1068 | 128087.5007 |  |  | 9763407.6363 | 901639.4753
958 | 4244463.431 | 27386639.3183 | 0 |  |  | 23142175.8873 | 0 | 40 | 4746290.4464 | 13479971.1068 | 128087.5007 |  |  | 9763407.6363 | 901639.4753
959 | 3885878.175 | 27386639.3183 | 0 |  |  | 23500761.1433 | 0 | 40 | 4746290.4464 | 13479971.1068 | 128087.5007 |  |  | 9763407.6363 | 901639.4753
960 | 3658984.718 | 27679231.6187 | 0 |  |  | 24020246.9007 | 0 | 40 | 4746290.4464 | 13479971.1068 | 128087.5007 |  |  | 9763407.6363 | 901639.4753
961 | 3611400.535 | 27854786.9989 | 0 |  |  | 24243386.4639 | 0 | 41 | 4726680.9278 | 23747522.5819 | 89163.3839 |  |  | 19110005.038 | 0
962 | 3636249.184 | 27825527.7689 | 0 |  |  | 24189278.5849 | 0 | 41 | 4726680.9278 | 23747522.5819 | 89163.3839 |  |  | 19110005.038 | 0
963 | 3657910.161 | 27708490.8487 | 0 |  |  | 24050580.6877 | 0 | 41 | 4726680.9278 | 23747522.5819 | 89163.3839 |  |  | 19110005.038 | 0
964 | 3631254.737 | 27591453.9286 | 0 |  |  | 23960199.1916 | 0 | 41 | 4726680.9278 | 23747522.5819 | 89163.3839 |  |  | 19110005.038 | 0
965 | 3879067.344 | 27503676.2384 | 0 |  |  | 23624608.8944 | 0 | 41 | 4726680.9278 | 23747522.5819 | 89163.3839 |  |  | 19110005.038 | 0
966 | 4622387.493 | 27445157.7784 | 0 |  |  | 22822770.2854 | 0 | 41 | 4726680.9278 | 23747522.5819 | 89163.3839 |  |  | 19110005.038 | 0
967 | 5321921.209 | 27298861.6282 | 0 |  |  | 21976940.4192 | 0 | 41 | 4726680.9278 | 23747522.5819 | 89163.3839 |  |  | 19110005.038 | 0
968 | 5550200.514 | 26772195.4874 | 49967.7034 |  |  | 21271962.6769 | 0 | 41 | 4726680.9278 | 23747522.5819 | 89163.3839 |  |  | 19110005.038 | 0
969 | 5546445.931 | 25865159.3562 | 160765.6546 |  |  | 20479479.0797 | 0 | 41 | 4726680.9278 | 23747522.5819 | 89163.3839 |  |  | 19110005.038 | 0
970 | 5602990.082 | 25367752.4455 | 241148.4818 |  |  | 20005910.8453 | 0 | 41 | 4726680.9278 | 23747522.5819 | 89163.3839 |  |  | 19110005.038 | 0
971 | 5570439.837 | 25426270.9055 | 354118.9418 |  |  | 20209950.0104 | 0 | 41 | 4726680.9278 | 23747522.5819 | 89163.3839 |  |  | 19110005.038 | 0
972 | 5385660.198 | 25572567.0557 | 421466.716 |  |  | 20608373.5738 | 0 | 41 | 4726680.9278 | 23747522.5819 | 89163.3839 |  |  | 19110005.038 | 0
973 | 5234555.699 | 25192197.0652 | 397569.1187 |  |  | 20355210.4849 | 0 | 41 | 4726680.9278 | 23747522.5819 | 89163.3839 |  |  | 19110005.038 | 0
974 | 5092546.274 | 24811827.0747 | 341083.8887 |  |  | 20060364.6894 | 0 | 41 | 4726680.9278 | 23747522.5819 | 89163.3839 |  |  | 19110005.038 | 0
975 | 4966037.406 | 24607012.4644 | 160765.6546 |  |  | 19801740.713 | 0 | 41 | 4726680.9278 | 23747522.5819 | 89163.3839 |  |  | 19110005.038 | 0
976 | 5045233.533 | 25104419.3751 | 13035.0531 |  |  | 20072220.8952 | 0 | 41 | 4726680.9278 | 23747522.5819 | 89163.3839 |  |  | 19110005.038 | 0
977 | 5449454.157 | 23875531.7134 | 0 |  |  | 18426077.5564 | 0 | 41 | 4726680.9278 | 23747522.5819 | 89163.3839 |  |  | 19110005.038 | 0
978 | 5541941.085 | 22734421.7418 | 0 |  |  | 17192480.6568 | 0 | 41 | 4726680.9278 | 23747522.5819 | 89163.3839 |  |  | 19110005.038 | 0
979 | 5083503.807 | 22529607.1315 | 0 |  |  | 17446103.3245 | 0 | 41 | 4726680.9278 | 23747522.5819 | 89163.3839 |  |  | 19110005.038 | 0
980 | 4751413.573 | 20774053.329 | 0 |  |  | 16022639.756 | 0 | 41 | 4726680.9278 | 23747522.5819 | 89163.3839 |  |  | 19110005.038 | 0
981 | 4503460.416 | 18023685.7052 | 0 |  |  | 13520225.2892 | 0 | 41 | 4726680.9278 | 23747522.5819 | 89163.3839 |  |  | 19110005.038 | 0
982 | 4189321.1 | 14775911.1707 | 0 |  |  | 10586590.0707 | 0 | 41 | 4726680.9278 | 23747522.5819 | 89163.3839 |  |  | 19110005.038 | 0
983 | 3880045.241 | 12639987.3777 | 0 |  |  | 8759942.1367 | 0 | 41 | 4726680.9278 | 23747522.5819 | 89163.3839 |  |  | 19110005.038 | 0
984 | 3686902.752 | 12639987.3777 | 0 |  |  | 8953084.6257 | 0 | 41 | 4726680.9278 | 23747522.5819 | 89163.3839 |  |  | 19110005.038 | 0
985 | 3549072.249 | 12639987.3777 | 0 |  |  | 9090915.1287 | 0 | 42 | 4227433.4629 | 13087409.7704 | 97491.3344 |  |  | 8993739.0788 | 36271.4368
986 | 3484984.459 | 12932579.6781 | 0 |  |  | 9447595.2191 | 0 | 42 | 4227433.4629 | 13087409.7704 | 97491.3344 |  |  | 8993739.0788 | 36271.4368
987 | 3460148.939 | 11118507.4155 | 0 |  |  | 7658358.4765 | 0 | 42 | 4227433.4629 | 13087409.7704 | 97491.3344 |  |  | 8993739.0788 | 36271.4368
988 | 3510783.793 | 7461103.6604 | 0 |  |  | 3950319.8674 | 0 | 42 | 4227433.4629 | 13087409.7704 | 97491.3344 |  |  | 8993739.0788 | 36271.4368
989 | 3638086.629 | 5471476.0176 | 0 |  |  | 1833389.3886 | 0 | 42 | 4227433.4629 | 13087409.7704 | 97491.3344 |  |  | 8993739.0788 | 36271.4368
990 | 3846917.954 | 5149624.4872 | 0 |  |  | 1302706.5332 | 0 | 42 | 4227433.4629 | 13087409.7704 | 97491.3344 |  |  | 8993739.0788 | 36271.4368
991 | 4153726.983 | 6027401.3884 | 0 |  |  | 1873674.4054 | 0 | 42 | 4227433.4629 | 13087409.7704 | 97491.3344 |  |  | 8993739.0788 | 36271.4368
992 | 4429824.168 | 7109992.8999 | 21725.0885 |  |  | 2701893.8204 | 0 | 42 | 4227433.4629 | 13087409.7704 | 97491.3344 |  |  | 8993739.0788 | 36271.4368
993 | 4622973.793 | 8602213.632 | 86900.3538 |  |  | 4066140.1928 | 0 | 42 | 4227433.4629 | 13087409.7704 | 97491.3344 |  |  | 8993739.0788 | 36271.4368
994 | 4658256.874 | 11177025.8756 | 178145.7253 |  |  | 6696914.727 | 0 | 42 | 4227433.4629 | 13087409.7704 | 97491.3344 |  |  | 8993739.0788 | 36271.4368
995 | 4618519.597 | 16502205.7431 | 349773.9241 |  |  | 12233460.0702 | 0 | 42 | 4227433.4629 | 13087409.7704 | 97491.3344 |  |  | 8993739.0788 | 36271.4368
996 | 4522141.605 | 21388497.1599 | 464916.8929 |  |  | 17331272.4478 | 0 | 42 | 4227433.4629 | 13087409.7704 | 97491.3344 |  |  | 8993739.0788 | 36271.4368
997 | 4462048.896 | 23582939.413 | 493159.5079 |  |  | 19614050.0249 | 0 | 42 | 4227433.4629 | 13087409.7704 | 97491.3344 |  |  | 8993739.0788 | 36271.4368
998 | 4408184.508 | 24109605.5537 | 460571.8752 |  |  | 20161992.9209 | 0 | 42 | 4227433.4629 | 13087409.7704 | 97491.3344 |  |  | 8993739.0788 | 36271.4368
999 | 4396341.566 | 22617384.8216 | 245493.4995 |  |  | 18466536.7552 | 0 | 42 | 4227433.4629 | 13087409.7704 | 97491.3344 |  |  | 8993739.0788 | 36271.4368
1000 | 4538080.57 | 21856644.8405 | 39105.1592 |  |  | 17357669.4298 | 0 | 42 | 4227433.4629 | 13087409.7704 | 97491.3344 |  |  | 8993739.0788 | 36271.4368
1001 | 5051641.865 | 21125164.0895 | 0 |  |  | 16073522.2245 | 0 | 42 | 4227433.4629 | 13087409.7704 | 97491.3344 |  |  | 8993739.0788 | 36271.4368
1002 | 5181628.921 | 19515906.4373 | 0 |  |  | 14334277.5163 | 0 | 42 | 4227433.4629 | 13087409.7704 | 97491.3344 |  |  | 8993739.0788 | 36271.4368
1003 | 4780934.486 | 16882575.7336 | 0 |  |  | 12101641.2476 | 0 | 42 | 4227433.4629 | 13087409.7704 | 97491.3344 |  |  | 8993739.0788 | 36271.4368
1004 | 4508493.323 | 13693319.6591 | 0 |  |  | 9184826.3361 | 0 | 42 | 4227433.4629 | 13087409.7704 | 97491.3344 |  |  | 8993739.0788 | 36271.4368
1005 | 4263677.891 | 10562582.0448 | 0 |  |  | 6298904.1538 | 0 | 42 | 4227433.4629 | 13087409.7704 | 97491.3344 |  |  | 8993739.0788 | 36271.4368
1006 | 4019515.054 | 7314807.5102 | 0 |  |  | 3295292.4562 | 0 | 42 | 4227433.4629 | 13087409.7704 | 97491.3344 |  |  | 8993739.0788 | 36271.4368
1007 | 3790055.338 | 4564439.8864 | 0 |  |  | 774384.5484 | 0 | 42 | 4227433.4629 | 13087409.7704 | 97491.3344 |  |  | 8993739.0788 | 36271.4368
1008 | 3562363.648 | 2691849.1638 | 0 |  |  | 0 | 870514.4842 | 42 | 4227433.4629 | 13087409.7704 | 97491.3344 |  |  | 8993739.0788 | 36271.4368
1009 | 3445532.487 | 1258146.8918 | 0 |  |  | 0 | 2187385.5952 | 43 | 4064074.3055 | 6515055.2224 | 148907.3771 |  |  | 3682177.693 | 1082289.3989
1010 | 3374587.771 | 731480.751 | 0 |  |  | 0 | 2643107.02 | 43 | 4064074.3055 | 6515055.2224 | 148907.3771 |  |  | 3682177.693 | 1082289.3989
1011 | 3359858.158 | 907036.1313 | 0 |  |  | 0 | 2452822.0267 | 43 | 4064074.3055 | 6515055.2224 | 148907.3771 |  |  | 3682177.693 | 1082289.3989
1012 | 3391115.614 | 1375183.8119 | 0 |  |  | 0 | 2015931.8021 | 43 | 4064074.3055 | 6515055.2224 | 148907.3771 |  |  | 3682177.693 | 1082289.3989
1013 | 3464828.709 | 1316665.3518 | 0 |  |  | 0 | 2148163.3572 | 43 | 4064074.3055 | 6515055.2224 | 148907.3771 |  |  | 3682177.693 | 1082289.3989
1014 | 3582913.623 | 702221.521 | 0 |  |  | 0 | 2880692.102 | 43 | 4064074.3055 | 6515055.2224 | 148907.3771 |  |  | 3682177.693 | 1082289.3989
1015 | 3759624.211 | 321851.5304 | 0 |  |  | 0 | 3437772.6806 | 43 | 4064074.3055 | 6515055.2224 | 148907.3771 |  |  | 3682177.693 | 1082289.3989
1016 | 4136875.721 | 409629.2206 | 86900.3538 |  |  | 0 | 3640346.1466 | 43 | 4064074.3055 | 6515055.2224 | 148907.3771 |  |  | 3682177.693 | 1082289.3989
1017 | 4375592.913 | 1462961.502 | 236803.4642 |  |  | 0 | 2675827.9468 | 43 | 4064074.3055 | 6515055.2224 | 148907.3771 |  |  | 3682177.693 | 1082289.3989
1018 | 4493476.72 | 2750367.6238 | 286771.1676 |  |  | 0 | 1456337.9286 | 43 | 4064074.3055 | 6515055.2224 | 148907.3771 |  |  | 3682177.693 | 1082289.3989
1019 | 4481407.355 | 3803699.9053 | 241148.4818 |  |  | 0 | 436558.9678 | 43 | 4064074.3055 | 6515055.2224 | 148907.3771 |  |  | 3682177.693 | 1082289.3989
1020 | 4301654.287 | 5120365.2572 | 421466.716 |  |  | 1240177.6862 | 0 | 43 | 4064074.3055 | 6515055.2224 | 148907.3771 |  |  | 3682177.693 | 1082289.3989
1021 | 4207621.742 | 6261475.2288 | 799483.2551 |  |  | 2853336.7419 | 0 | 43 | 4064074.3055 | 6515055.2224 | 148907.3771 |  |  | 3682177.693 | 1082289.3989
1022 | 4126757.651 | 6758882.1394 | 916798.7328 |  |  | 3548923.2212 | 0 | 43 | 4064074.3055 | 6515055.2224 | 148907.3771 |  |  | 3682177.693 | 1082289.3989
1023 | 4292968.427 | 7841473.651 | 501849.5433 |  |  | 4050354.7673 | 0 | 43 | 4064074.3055 | 6515055.2224 | 148907.3771 |  |  | 3682177.693 | 1082289.3989
1024 | 4392894.583 | 9041102.0826 | 82555.3361 |  |  | 4730762.8358 | 0 | 43 | 4064074.3055 | 6515055.2224 | 148907.3771 |  |  | 3682177.693 | 1082289.3989
1025 | 4876765.292 | 8602213.632 | 0 |  |  | 3725448.34 | 0 | 43 | 4064074.3055 | 6515055.2224 | 148907.3771 |  |  | 3682177.693 | 1082289.3989
1026 | 5012521.736 | 10416285.8946 | 0 |  |  | 5403764.1586 | 0 | 43 | 4064074.3055 | 6515055.2224 | 148907.3771 |  |  | 3682177.693 | 1082289.3989
1027 | 4726591.555 | 12493691.2275 | 0 |  |  | 7767099.6725 | 0 | 43 | 4064074.3055 | 6515055.2224 | 148907.3771 |  |  | 3682177.693 | 1082289.3989
1028 | 4442080.244 | 13517764.2789 | 0 |  |  | 9075684.0349 | 0 | 43 | 4064074.3055 | 6515055.2224 | 148907.3771 |  |  | 3682177.693 | 1082289.3989
1029 | 4193769.645 | 14278504.26 | 0 |  |  | 10084734.615 | 0 | 43 | 4064074.3055 | 6515055.2224 | 148907.3771 |  |  | 3682177.693 | 1082289.3989
1030 | 3905769.84 | 14629615.0204 | 0 |  |  | 10723845.1804 | 0 | 43 | 4064074.3055 | 6515055.2224 | 148907.3771 |  |  | 3682177.693 | 1082289.3989
1031 | 3665643.371 | 15536651.1517 | 0 |  |  | 11871007.7807 | 0 | 43 | 4064074.3055 | 6515055.2224 | 148907.3771 |  |  | 3682177.693 | 1082289.3989
1032 | 3526931.676 | 16824057.2735 | 0 |  |  | 13297125.5975 | 0 | 43 | 4064074.3055 | 6515055.2224 | 148907.3771 |  |  | 3682177.693 | 1082289.3989
1033 | 3505948.53 | 17526278.7945 | 0 |  |  | 14020330.2645 | 0 | 44 | 4566713.647 | 15904829.7964 | 204396.8739 |  |  | 11542513.0232 | 0
1034 | 3404390.272 | 18023685.7052 | 0 |  |  | 14619295.4332 | 0 | 44 | 4566713.647 | 15904829.7964 | 204396.8739 |  |  | 11542513.0232 | 0
1035 | 3415952.139 | 18608870.306 | 0 |  |  | 15192918.167 | 0 | 44 | 4566713.647 | 15904829.7964 | 204396.8739 |  |  | 11542513.0232 | 0
1036 | 3497421.106 | 18374796.4657 | 0 |  |  | 14877375.3597 | 0 | 44 | 4566713.647 | 15904829.7964 | 204396.8739 |  |  | 11542513.0232 | 0
1037 | 3750209.5 | 16999612.6538 | 0 |  |  | 13249403.1538 | 0 | 44 | 4566713.647 | 15904829.7964 | 204396.8739 |  |  | 11542513.0232 | 0
1038 | 4375873.198 | 13898134.2694 | 0 |  |  | 9522261.0714 | 0 | 44 | 4566713.647 | 15904829.7964 | 204396.8739 |  |  | 11542513.0232 | 0
1039 | 5076782.379 | 11147766.6456 | 0 |  |  | 6070984.2666 | 0 | 44 | 4566713.647 | 15904829.7964 | 204396.8739 |  |  | 11542513.0232 | 0
1040 | 5354110.064 | 9948138.2139 | 106452.9334 |  |  | 4700481.0833 | 0 | 44 | 4566713.647 | 15904829.7964 | 204396.8739 |  |  | 11542513.0232 | 0
1041 | 5387340.759 | 10328508.2044 | 419294.2072 |  |  | 5360461.6526 | 0 | 44 | 4566713.647 | 15904829.7964 | 204396.8739 |  |  | 11542513.0232 | 0
1042 | 5415679.068 | 13927393.4995 | 816863.3259 |  |  | 9328577.7574 | 0 | 44 | 4566713.647 | 15904829.7964 | 204396.8739 |  |  | 11542513.0232 | 0
1043 | 5317758.773 | 17848130.3249 | 1018906.6485 |  |  | 13549278.2005 | 0 | 44 | 4566713.647 | 15904829.7964 | 204396.8739 |  |  | 11542513.0232 | 0
1044 | 5158037.159 | 19867017.1978 | 764723.1136 |  |  | 15473703.1524 | 0 | 44 | 4566713.647 | 15904829.7964 | 204396.8739 |  |  | 11542513.0232 | 0
1045 | 5031756.371 | 21212941.7796 | 697375.3394 |  |  | 16878560.7481 | 0 | 44 | 4566713.647 | 15904829.7964 | 204396.8739 |  |  | 11542513.0232 | 0
1046 | 4910472.925 | 21681089.4603 | 649580.1448 |  |  | 17420196.6801 | 0 | 44 | 4566713.647 | 15904829.7964 | 204396.8739 |  |  | 11542513.0232 | 0
1047 | 4755417.462 | 19515906.4373 | 378016.5391 |  |  | 15138505.5144 | 0 | 44 | 4566713.647 | 15904829.7964 | 204396.8739 |  |  | 11542513.0232 | 0
1048 | 4772758.997 | 17497019.5645 | 54312.7211 |  |  | 12778573.2886 | 0 | 44 | 4566713.647 | 15904829.7964 | 204396.8739 |  |  | 11542513.0232 | 0
1049 | 5318627.609 | 15009985.011 | 0 |  |  | 9691357.402 | 0 | 44 | 4566713.647 | 15904829.7964 | 204396.8739 |  |  | 11542513.0232 | 0
1050 | 5430398.043 | 14717392.7106 | 0 |  |  | 9286994.6676 | 0 | 44 | 4566713.647 | 15904829.7964 | 204396.8739 |  |  | 11542513.0232 | 0
1051 | 5099496.624 | 15244058.8513 | 0 |  |  | 10144562.2273 | 0 | 44 | 4566713.647 | 15904829.7964 | 204396.8739 |  |  | 11542513.0232 | 0
1052 | 4720310.793 | 15127021.9311 | 0 |  |  | 10406711.1381 | 0 | 44 | 4566713.647 | 15904829.7964 | 204396.8739 |  |  | 11542513.0232 | 0
1053 | 4434047.208 | 14571096.5604 | 0 |  |  | 10137049.3524 | 0 | 44 | 4566713.647 | 15904829.7964 | 204396.8739 |  |  | 11542513.0232 | 0
1054 | 4096517.494 | 13839615.8093 | 0 |  |  | 9743098.3153 | 0 | 44 | 4566713.647 | 15904829.7964 | 204396.8739 |  |  | 11542513.0232 | 0
1055 | 3807168.05 | 13342208.8986 | 0 |  |  | 9535040.8486 | 0 | 44 | 4566713.647 | 15904829.7964 | 204396.8739 |  |  | 11542513.0232 | 0
1056 | 3564653.006 | 13459245.8188 | 0 |  |  | 9894592.8128 | 0 | 44 | 4566713.647 | 15904829.7964 | 204396.8739 |  |  | 11542513.0232 | 0
1057 | 3472423.85 | 13517764.2789 | 0 |  |  | 10045340.4289 | 0 | 45 | 4488486.1929 | 17555538.0245 | 65356.3078 |  |  | 13132408.1394 | 0
1058 | 3435728.276 | 13078875.8283 | 0 |  |  | 9643147.5523 | 0 | 45 | 4488486.1929 | 17555538.0245 | 65356.3078 |  |  | 13132408.1394 | 0
1059 | 3460395.215 | 12259617.3871 | 0 |  |  | 8799222.1721 | 0 | 45 | 4488486.1929 | 17555538.0245 | 65356.3078 |  |  | 13132408.1394 | 0
1060 | 3559605.927 | 11498877.4061 | 0 |  |  | 7939271.4791 | 0 | 45 | 4488486.1929 | 17555538.0245 | 65356.3078 |  |  | 13132408.1394 | 0
1061 | 3820482.778 | 11001470.4954 | 0 |  |  | 7180987.7174 | 0 | 45 | 4488486.1929 | 17555538.0245 | 65356.3078 |  |  | 13132408.1394 | 0
1062 | 4428159.651 | 10855174.3452 | 0 |  |  | 6427014.6942 | 0 | 45 | 4488486.1929 | 17555538.0245 | 65356.3078 |  |  | 13132408.1394 | 0
1063 | 5076258.198 | 11030729.7254 | 0 |  |  | 5954471.5274 | 0 | 45 | 4488486.1929 | 17555538.0245 | 65356.3078 |  |  | 13132408.1394 | 0
1064 | 5302914.011 | 11235544.3357 | 49967.7034 |  |  | 5982598.0281 | 0 | 45 | 4488486.1929 | 17555538.0245 | 65356.3078 |  |  | 13132408.1394 | 0
1065 | 5296869.827 | 11323322.0258 | 141213.075 |  |  | 6167665.2738 | 0 | 45 | 4488486.1929 | 17555538.0245 | 65356.3078 |  |  | 13132408.1394 | 0
1066 | 5260854.699 | 13312949.6686 | 162938.1634 |  |  | 8215033.133 | 0 | 45 | 4488486.1929 | 17555538.0245 | 65356.3078 |  |  | 13132408.1394 | 0
1067 | 5097816.827 | 16209613.4427 | 206388.3403 |  |  | 11318184.956 | 0 | 45 | 4488486.1929 | 17555538.0245 | 65356.3078 |  |  | 13132408.1394 | 0
1068 | 4915793.009 | 18345537.2356 | 238975.973 |  |  | 13668720.1996 | 0 | 45 | 4488486.1929 | 17555538.0245 | 65356.3078 |  |  | 13132408.1394 | 0
1069 | 4867832.193 | 20686275.6389 | 284598.6588 |  |  | 16103042.1047 | 0 | 45 | 4488486.1929 | 17555538.0245 | 65356.3078 |  |  | 13132408.1394 | 0
1070 | 4763986.911 | 22558866.3615 | 284598.6588 |  |  | 18079478.1093 | 0 | 45 | 4488486.1929 | 17555538.0245 | 65356.3078 |  |  | 13132408.1394 | 0
1071 | 4617536.399 | 23495161.7228 | 173800.7076 |  |  | 19051426.0315 | 0 | 45 | 4488486.1929 | 17555538.0245 | 65356.3078 |  |  | 13132408.1394 | 0
1072 | 4642645.111 | 23348865.5726 | 26070.1061 |  |  | 18732290.5678 | 0 | 45 | 4488486.1929 | 17555538.0245 | 65356.3078 |  |  | 13132408.1394 | 0
1073 | 5136712.022 | 21651830.2303 | 0 |  |  | 16515118.2083 | 0 | 45 | 4488486.1929 | 17555538.0245 | 65356.3078 |  |  | 13132408.1394 | 0
1074 | 5292405.294 | 21300719.4698 | 0 |  |  | 16008314.1758 | 0 | 45 | 4488486.1929 | 17555538.0245 | 65356.3078 |  |  | 13132408.1394 | 0
1075 | 4976280.809 | 22324792.5212 | 0 |  |  | 17348511.7122 | 0 | 45 | 4488486.1929 | 17555538.0245 | 65356.3078 |  |  | 13132408.1394 | 0
1076 | 4698309.493 | 23144050.9623 | 0 |  |  | 18445741.4693 | 0 | 45 | 4488486.1929 | 17555538.0245 | 65356.3078 |  |  | 13132408.1394 | 0
1077 | 4383649.563 | 23582939.413 | 0 |  |  | 19199289.85 | 0 | 45 | 4488486.1929 | 17555538.0245 | 65356.3078 |  |  | 13132408.1394 | 0
1078 | 4008254.986 | 22997754.8121 | 0 |  |  | 18989499.8261 | 0 | 45 | 4488486.1929 | 17555538.0245 | 65356.3078 |  |  | 13132408.1394 | 0
1079 | 3688652.787 | 21856644.8405 | 0 |  |  | 18167992.0535 | 0 | 45 | 4488486.1929 | 17555538.0245 | 65356.3078 |  |  | 13132408.1394 | 0
1080 | 3520100.793 | 20715534.869 | 0 |  |  | 17195434.076 | 0 | 45 | 4488486.1929 | 17555538.0245 | 65356.3078 |  |  | 13132408.1394 | 0
1081 | 3423100.303 | 19545165.6673 | 0 |  |  | 16122065.3643 | 0 | 46 | 4423644.1616 | 8131627.6822 | 97219.7708 |  |  | 4865414.1932 | 1060210.9018
1082 | 3398239.728 | 18404055.6957 | 0 |  |  | 15005815.9677 | 0 | 46 | 4423644.1616 | 8131627.6822 | 97219.7708 |  |  | 4865414.1932 | 1060210.9018
1083 | 3437789.526 | 17204427.264 | 0 |  |  | 13766637.738 | 0 | 46 | 4423644.1616 | 8131627.6822 | 97219.7708 |  |  | 4865414.1932 | 1060210.9018
1084 | 3539167.713 | 17409241.8743 | 0 |  |  | 13870074.1613 | 0 | 46 | 4423644.1616 | 8131627.6822 | 97219.7708 |  |  | 4865414.1932 | 1060210.9018
1085 | 3806990.671 | 17321464.1842 | 0 |  |  | 13514473.5132 | 0 | 46 | 4423644.1616 | 8131627.6822 | 97219.7708 |  |  | 4865414.1932 | 1060210.9018
1086 | 4364693.887 | 16180354.2126 | 0 |  |  | 11815660.3256 | 0 | 46 | 4423644.1616 | 8131627.6822 | 97219.7708 |  |  | 4865414.1932 | 1060210.9018
1087 | 4964766.922 | 13956652.7295 | 0 |  |  | 8991885.8075 | 0 | 46 | 4423644.1616 | 8131627.6822 | 97219.7708 |  |  | 4865414.1932 | 1060210.9018
1088 | 5177758.658 | 10942952.0353 | 26070.1061 |  |  | 5791263.4834 | 0 | 46 | 4423644.1616 | 8131627.6822 | 97219.7708 |  |  | 4865414.1932 | 1060210.9018
1089 | 5159129.969 | 8134065.9514 | 130350.5307 |  |  | 3105286.5131 | 0 | 46 | 4423644.1616 | 8131627.6822 | 97219.7708 |  |  | 4865414.1932 | 1060210.9018
1090 | 5153724.243 | 7665918.2707 | 301978.7295 |  |  | 2814172.7572 | 0 | 46 | 4423644.1616 | 8131627.6822 | 97219.7708 |  |  | 4865414.1932 | 1060210.9018
1091 | 5047957.024 | 7724436.7308 | 343256.3976 |  |  | 3019736.1044 | 0 | 46 | 4423644.1616 | 8131627.6822 | 97219.7708 |  |  | 4865414.1932 | 1060210.9018
1092 | 4892241.611 | 7139252.13 | 354118.9418 |  |  | 2601129.4608 | 0 | 46 | 4423644.1616 | 8131627.6822 | 97219.7708 |  |  | 4865414.1932 | 1060210.9018
1093 | 4824722.066 | 6700363.6794 | 382361.5568 |  |  | 2258003.1702 | 0 | 46 | 4423644.1616 | 8131627.6822 | 97219.7708 |  |  | 4865414.1932 | 1060210.9018
1094 | 4718247.261 | 6524808.2991 | 378016.5391 |  |  | 2184577.5772 | 0 | 46 | 4423644.1616 | 8131627.6822 | 97219.7708 |  |  | 4865414.1932 | 1060210.9018
1095 | 4578536.013 | 6144438.3086 | 343256.3976 |  |  | 1909158.6932 | 0 | 46 | 4423644.1616 | 8131627.6822 | 97219.7708 |  |  | 4865414.1932 | 1060210.9018
1096 | 4608574.568 | 4330366.0461 | 73865.3007 |  |  | 0 | 204343.2212 | 46 | 4423644.1616 | 8131627.6822 | 97219.7708 |  |  | 4865414.1932 | 1060210.9018
1097 | 5094422.818 | 2457775.3234 | 0 |  |  | 0 | 2636647.4946 | 46 | 4423644.1616 | 8131627.6822 | 97219.7708 |  |  | 4865414.1932 | 1060210.9018
1098 | 5206135.919 | 1258146.8918 | 0 |  |  | 0 | 3947989.0272 | 46 | 4423644.1616 | 8131627.6822 | 97219.7708 |  |  | 4865414.1932 | 1060210.9018
1099 | 4890553.87 | 731480.751 | 0 |  |  | 0 | 4159073.119 | 46 | 4423644.1616 | 8131627.6822 | 97219.7708 |  |  | 4865414.1932 | 1060210.9018
1100 | 4581951.004 | 468147.6807 | 0 |  |  | 0 | 4113803.3233 | 46 | 4423644.1616 | 8131627.6822 | 97219.7708 |  |  | 4865414.1932 | 1060210.9018
1101 | 4291074.049 | 497406.9107 | 0 |  |  | 0 | 3793667.1383 | 46 | 4423644.1616 | 8131627.6822 | 97219.7708 |  |  | 4865414.1932 | 1060210.9018
1102 | 3961334.183 | 819258.4411 | 0 |  |  | 0 | 3142075.7419 | 46 | 4423644.1616 | 8131627.6822 | 97219.7708 |  |  | 4865414.1932 | 1060210.9018
1103 | 3626749.245 | 1404443.042 | 0 |  |  | 0 | 2222306.203 | 46 | 4423644.1616 | 8131627.6822 | 97219.7708 |  |  | 4865414.1932 | 1060210.9018
1104 | 3419598.627 | 2194442.2531 | 0 |  |  | 0 | 1225156.3739 | 46 | 4423644.1616 | 8131627.6822 | 97219.7708 |  |  | 4865414.1932 | 1060210.9018
1105 | 3355722.089 | 2662589.9337 | 0 |  |  | 0 | 693132.1553 | 47 | 4416295.0545 | 941171.8996 | 77848.2336 |  |  | 0 | 3397274.9213
1106 | 3266812.703 | 1872590.7226 | 0 |  |  | 0 | 1394221.9804 | 47 | 4416295.0545 | 941171.8996 | 77848.2336 |  |  | 0 | 3397274.9213
1107 | 3266957.922 | 2077405.3329 | 0 |  |  | 0 | 1189552.5891 | 47 | 4416295.0545 | 941171.8996 | 77848.2336 |  |  | 0 | 3397274.9213
1108 | 3357097.613 | 2896663.774 | 0 |  |  | 0 | 460433.839 | 47 | 4416295.0545 | 941171.8996 | 77848.2336 |  |  | 0 | 3397274.9213
1109 | 3598954.805 | 3013700.6942 | 0 |  |  | 0 | 585254.1108 | 47 | 4416295.0545 | 941171.8996 | 77848.2336 |  |  | 0 | 3397274.9213
1110 | 4165591.405 | 2487034.5535 | 0 |  |  | 0 | 1678556.8515 | 47 | 4416295.0545 | 941171.8996 | 77848.2336 |  |  | 0 | 3397274.9213
1111 | 4830120.438 | 2018886.8728 | 0 |  |  | 0 | 2811233.5652 | 47 | 4416295.0545 | 941171.8996 | 77848.2336 |  |  | 0 | 3397274.9213
1112 | 5063901.2 | 1609257.6522 | 41277.6681 |  |  | 0 | 3413365.8797 | 47 | 4416295.0545 | 941171.8996 | 77848.2336 |  |  | 0 | 3397274.9213
1113 | 5133995.228 | 1141109.9716 | 126005.513 |  |  | 0 | 3866879.7434 | 47 | 4416295.0545 | 941171.8996 | 77848.2336 |  |  | 0 | 3397274.9213
1114 | 5217680.727 | 292592.3004 | 228113.4288 |  |  | 0 | 4696974.9978 | 47 | 4416295.0545 | 941171.8996 | 77848.2336 |  |  | 0 | 3397274.9213
1115 | 5181946.764 | 0 | 330221.3445 |  |  | 0 | 4851725.4195 | 47 | 4416295.0545 | 941171.8996 | 77848.2336 |  |  | 0 | 3397274.9213
1116 | 5116278.99 | 0 | 393224.101 |  |  | 0 | 4723054.889 | 47 | 4416295.0545 | 941171.8996 | 77848.2336 |  |  | 0 | 3397274.9213
1117 | 5110868.08 | 0 | 351946.433 |  |  | 0 | 4758921.647 | 47 | 4416295.0545 | 941171.8996 | 77848.2336 |  |  | 0 | 3397274.9213
1118 | 4980615.064 | 58518.4601 | 245493.4995 |  |  | 0 | 4676603.1044 | 47 | 4416295.0545 | 941171.8996 | 77848.2336 |  |  | 0 | 3397274.9213
1119 | 4844759.41 | 175555.3802 | 134695.5484 |  |  | 0 | 4534508.4813 | 47 | 4416295.0545 | 941171.8996 | 77848.2336 |  |  | 0 | 3397274.9213
1120 | 4849422.735 | 234073.8403 | 17380.0708 |  |  | 0 | 4597968.8239 | 47 | 4416295.0545 | 941171.8996 | 77848.2336 |  |  | 0 | 3397274.9213
1121 | 5193360.553 | 292592.3004 | 0 |  |  | 0 | 4900768.2526 | 47 | 4416295.0545 | 941171.8996 | 77848.2336 |  |  | 0 | 3397274.9213
1122 | 5171364.969 | 438888.4506 | 0 |  |  | 0 | 4732476.5184 | 47 | 4416295.0545 | 941171.8996 | 77848.2336 |  |  | 0 | 3397274.9213
1123 | 4824277.326 | 497406.9107 | 0 |  |  | 0 | 4326870.4153 | 47 | 4416295.0545 | 941171.8996 | 77848.2336 |  |  | 0 | 3397274.9213
1124 | 4509162.887 | 409629.2206 | 0 |  |  | 0 | 4099533.6664 | 47 | 4416295.0545 | 941171.8996 | 77848.2336 |  |  | 0 | 3397274.9213
1125 | 4196692.809 | 263333.0704 | 0 |  |  | 0 | 3933359.7386 | 47 | 4416295.0545 | 941171.8996 | 77848.2336 |  |  | 0 | 3397274.9213
1126 | 3855639.672 | 117036.9202 | 0 |  |  | 0 | 3738602.7518 | 47 | 4416295.0545 | 941171.8996 | 77848.2336 |  |  | 0 | 3397274.9213
1127 | 3544978.459 | 29259.23 | 0 |  |  | 0 | 3515719.229 | 47 | 4416295.0545 | 941171.8996 | 77848.2336 |  |  | 0 | 3397274.9213
1128 | 3354879.461 | 0 | 0 |  |  | 0 | 3354879.461 | 47 | 4416295.0545 | 941171.8996 | 77848.2336 |  |  | 0 | 3397274.9213
1129 | 3238353.763 | 0 | 0 |  |  | 0 | 3238353.763 | 48 | 4155805.16 | 1011881.7056 | 308405.7349 |  |  | 0 | 2835517.7196
1130 | 3178125.698 | 29259.23 | 0 |  |  | 0 | 3148866.468 | 48 | 4155805.16 | 1011881.7056 | 308405.7349 |  |  | 0 | 2835517.7196
1131 | 3169131.178 | 87777.6901 | 0 |  |  | 0 | 3081353.4879 | 48 | 4155805.16 | 1011881.7056 | 308405.7349 |  |  | 0 | 2835517.7196
1132 | 3219936.188 | 146296.1502 | 0 |  |  | 0 | 3073640.0378 | 48 | 4155805.16 | 1011881.7056 | 308405.7349 |  |  | 0 | 2835517.7196
1133 | 3447403.056 | 234073.8403 | 0 |  |  | 0 | 3213329.2157 | 48 | 4155805.16 | 1011881.7056 | 308405.7349 |  |  | 0 | 2835517.7196
1134 | 4000359.652 | 497406.9107 | 0 |  |  | 0 | 3502952.7413 | 48 | 4155805.16 | 1011881.7056 | 308405.7349 |  |  | 0 | 2835517.7196
1135 | 4609027.991 | 1170369.2016 | 2172.5088 |  |  | 0 | 3436486.2805 | 48 | 4155805.16 | 1011881.7056 | 308405.7349 |  |  | 0 | 2835517.7196
1136 | 4882318.534 | 2633330.7037 | 249838.5172 |  |  | 0 | 1999149.3131 | 48 | 4155805.16 | 1011881.7056 | 308405.7349 |  |  | 0 | 2835517.7196
1137 | 4979744.495 | 2896663.774 | 849450.9586 |  |  | 0 | 1233629.7624 | 48 | 4155805.16 | 1011881.7056 | 308405.7349 |  |  | 0 | 2835517.7196
1138 | 5020207.438 | 2282219.9432 | 1227467.4977 |  |  | 0 | 1510519.9971 | 48 | 4155805.16 | 1011881.7056 | 308405.7349 |  |  | 0 | 2835517.7196
1139 | 4937092.257 | 2282219.9432 | 1244847.5685 |  |  | 0 | 1410024.7453 | 48 | 4155805.16 | 1011881.7056 | 308405.7349 |  |  | 0 | 2835517.7196
1140 | 4746180.306 | 2165183.023 | 1164464.7412 |  |  | 0 | 1416532.5418 | 48 | 4155805.16 | 1011881.7056 | 308405.7349 |  |  | 0 | 2835517.7196
1141 | 4632227.524 | 2048146.1029 | 1066701.8431 |  |  | 0 | 1517379.578 | 48 | 4155805.16 | 1011881.7056 | 308405.7349 |  |  | 0 | 2835517.7196
1142 | 4479812.151 | 1872590.7226 | 908108.6974 |  |  | 0 | 1699112.731 | 48 | 4155805.16 | 1011881.7056 | 308405.7349 |  |  | 0 | 2835517.7196
1143 | 4360370.273 | 1404443.042 | 553989.7556 |  |  | 0 | 2401937.4754 | 48 | 4155805.16 | 1011881.7056 | 308405.7349 |  |  | 0 | 2835517.7196
1144 | 4419688.206 | 555925.3708 | 134695.5484 |  |  | 0 | 3729067.2868 | 48 | 4155805.16 | 1011881.7056 | 308405.7349 |  |  | 0 | 2835517.7196
1145 | 4839159.984 | 146296.1502 | 0 |  |  | 0 | 4692863.8338 | 48 | 4155805.16 | 1011881.7056 | 308405.7349 |  |  | 0 | 2835517.7196
1146 | 4916420.045 | 58518.4601 | 0 |  |  | 0 | 4857901.5849 | 48 | 4155805.16 | 1011881.7056 | 308405.7349 |  |  | 0 | 2835517.7196
1147 | 4506437.788 | 292592.3004 | 0 |  |  | 0 | 4213845.4876 | 48 | 4155805.16 | 1011881.7056 | 308405.7349 |  |  | 0 | 2835517.7196
1148 | 4134128.291 | 848517.6712 | 0 |  |  | 0 | 3285610.6198 | 48 | 4155805.16 | 1011881.7056 | 308405.7349 |  |  | 0 | 2835517.7196
1149 | 3869192.448 | 1199628.4317 | 0 |  |  | 0 | 2669564.0163 | 48 | 4155805.16 | 1011881.7056 | 308405.7349 |  |  | 0 | 2835517.7196
1150 | 3603193.691 | 848517.6712 | 0 |  |  | 0 | 2754676.0198 | 48 | 4155805.16 | 1011881.7056 | 308405.7349 |  |  | 0 | 2835517.7196
1151 | 3373029.267 | 409629.2206 | 0 |  |  | 0 | 2963400.0464 | 48 | 4155805.16 | 1011881.7056 | 308405.7349 |  |  | 0 | 2835517.7196
1152 | 3177783.617 | 175555.3802 | 0 |  |  | 0 | 3002228.2368 | 48 | 4155805.16 | 1011881.7056 | 308405.7349 |  |  | 0 | 2835517.7196
1153 | 3058092.378 | 87777.6901 | 0 |  |  | 0 | 2970314.6879 | 49 | 3744531.7063 | 1959149.2782 | 66714.1258 |  |  | 201019.4593 | 1919687.7617
1154 | 2991413.675 | 0 | 0 |  |  | 0 | 2991413.675 | 49 | 3744531.7063 | 1959149.2782 | 66714.1258 |  |  | 201019.4593 | 1919687.7617
1155 | 2977947.278 | 0 | 0 |  |  | 0 | 2977947.278 | 49 | 3744531.7063 | 1959149.2782 | 66714.1258 |  |  | 201019.4593 | 1919687.7617
1156 | 2991033.273 | 29259.23 | 0 |  |  | 0 | 2961774.043 | 49 | 3744531.7063 | 1959149.2782 | 66714.1258 |  |  | 201019.4593 | 1919687.7617
1157 | 3056078.198 | 117036.9202 | 0 |  |  | 0 | 2939041.2778 | 49 | 3744531.7063 | 1959149.2782 | 66714.1258 |  |  | 201019.4593 | 1919687.7617
1158 | 3239434.874 | 175555.3802 | 0 |  |  | 0 | 3063879.4938 | 49 | 3744531.7063 | 1959149.2782 | 66714.1258 |  |  | 201019.4593 | 1919687.7617
1159 | 3513912.644 | 175555.3802 | 0 |  |  | 0 | 3338357.2638 | 49 | 3744531.7063 | 1959149.2782 | 66714.1258 |  |  | 201019.4593 | 1919687.7617
1160 | 3821387.194 | 117036.9202 | 28242.615 |  |  | 0 | 3676107.6588 | 49 | 3744531.7063 | 1959149.2782 | 66714.1258 |  |  | 201019.4593 | 1919687.7617
1161 | 4041014.276 | 29259.23 | 130350.5307 |  |  | 0 | 3881404.5152 | 49 | 3744531.7063 | 1959149.2782 | 66714.1258 |  |  | 201019.4593 | 1919687.7617
1162 | 4145487.247 | 0 | 184663.2519 |  |  | 0 | 3960823.9951 | 49 | 3744531.7063 | 1959149.2782 | 66714.1258 |  |  | 201019.4593 | 1919687.7617
1163 | 4134592.436 | 0 | 238975.973 |  |  | 0 | 3895616.463 | 49 | 3744531.7063 | 1959149.2782 | 66714.1258 |  |  | 201019.4593 | 1919687.7617
1164 | 4075623.565 | 58518.4601 | 256356.0438 |  |  | 0 | 3760749.0612 | 49 | 3744531.7063 | 1959149.2782 | 66714.1258 |  |  | 201019.4593 | 1919687.7617
1165 | 4014363.327 | 760739.9811 | 241148.4818 |  |  | 0 | 3012474.8641 | 49 | 3744531.7063 | 1959149.2782 | 66714.1258 |  |  | 201019.4593 | 1919687.7617
1166 | 3992366.766 | 2106664.5629 | 267218.588 |  |  | 0 | 1618483.6151 | 49 | 3744531.7063 | 1959149.2782 | 66714.1258 |  |  | 201019.4593 | 1919687.7617
1167 | 4003866.376 | 3832959.1354 | 199870.8138 |  |  | 28963.5731 | 0 | 49 | 3744531.7063 | 1959149.2782 | 66714.1258 |  |  | 201019.4593 | 1919687.7617
1168 | 4118530.819 | 5734809.088 | 54312.7211 |  |  | 1670590.9902 | 0 | 49 | 3744531.7063 | 1959149.2782 | 66714.1258 |  |  | 201019.4593 | 1919687.7617
1169 | 4524813.022 | 5998142.1584 | 0 |  |  | 1473329.1364 | 0 | 49 | 3744531.7063 | 1959149.2782 | 66714.1258 |  |  | 201019.4593 | 1919687.7617
1170 | 4636794.818 | 5091106.0271 | 0 |  |  | 454311.2091 | 0 | 49 | 3744531.7063 | 1959149.2782 | 66714.1258 |  |  | 201019.4593 | 1919687.7617
1171 | 4313002.361 | 5032587.567 | 0 |  |  | 719585.206 | 0 | 49 | 3744531.7063 | 1959149.2782 | 66714.1258 |  |  | 201019.4593 | 1919687.7617
1172 | 4044989.969 | 4447402.9662 | 0 |  |  | 402412.9972 | 0 | 49 | 3744531.7063 | 1959149.2782 | 66714.1258 |  |  | 201019.4593 | 1919687.7617
1173 | 3816203.685 | 3891477.5954 | 0 |  |  | 75273.9104 | 0 | 49 | 3744531.7063 | 1959149.2782 | 66714.1258 |  |  | 201019.4593 | 1919687.7617
1174 | 3590744.992 | 3277033.7646 | 0 |  |  | 0 | 313711.2274 | 49 | 3744531.7063 | 1959149.2782 | 66714.1258 |  |  | 201019.4593 | 1919687.7617
1175 | 3492813.282 | 3042959.9243 | 0 |  |  | 0 | 449853.3577 | 49 | 3744531.7063 | 1959149.2782 | 66714.1258 |  |  | 201019.4593 | 1919687.7617
1176 | 3274254.497 | 3013700.6942 | 0 |  |  | 0 | 260553.8028 | 49 | 3744531.7063 | 1959149.2782 | 66714.1258 |  |  | 201019.4593 | 1919687.7617
1177 | 3155421.954 | 3277033.7646 | 0 |  |  | 121611.8106 | 0 | 50 | 3722852.8548 | 3375783.666 | 71602.2707 |  |  | 794013.9515 | 1069480.8696
1178 | 3086722.587 | 4213329.1259 | 0 |  |  | 1126606.5389 | 0 | 50 | 3722852.8548 | 3375783.666 | 71602.2707 |  |  | 794013.9515 | 1069480.8696
1179 | 3059671.416 | 5061846.7971 | 0 |  |  | 2002175.3811 | 0 | 50 | 3722852.8548 | 3375783.666 | 71602.2707 |  |  | 794013.9515 | 1069480.8696
1180 | 3063112.923 | 4798513.7267 | 0 |  |  | 1735400.8037 | 0 | 50 | 3722852.8548 | 3375783.666 | 71602.2707 |  |  | 794013.9515 | 1069480.8696
1181 | 3051855.237 | 4359625.2761 | 0 |  |  | 1307770.0391 | 0 | 50 | 3722852.8548 | 3375783.666 | 71602.2707 |  |  | 794013.9515 | 1069480.8696
1182 | 3219039.44 | 4242588.3559 | 0 |  |  | 1023548.9159 | 0 | 50 | 3722852.8548 | 3375783.666 | 71602.2707 |  |  | 794013.9515 | 1069480.8696
1183 | 3490584.137 | 3891477.5954 | 0 |  |  | 400893.4584 | 0 | 50 | 3722852.8548 | 3375783.666 | 71602.2707 |  |  | 794013.9515 | 1069480.8696
1184 | 3713355.088 | 2984441.4642 | 34760.1415 |  |  | 0 | 694153.4823 | 50 | 3722852.8548 | 3375783.666 | 71602.2707 |  |  | 794013.9515 | 1069480.8696
1185 | 3964236.182 | 1433702.272 | 143385.5838 |  |  | 0 | 2387148.3262 | 50 | 3722852.8548 | 3375783.666 | 71602.2707 |  |  | 794013.9515 | 1069480.8696
1186 | 4091606.626 | 1462961.502 | 236803.4642 |  |  | 0 | 2391841.6598 | 50 | 3722852.8548 | 3375783.666 | 71602.2707 |  |  | 794013.9515 | 1069480.8696
1187 | 4110245.917 | 3511107.6049 | 321531.3091 |  |  | 0 | 277607.003 | 50 | 3722852.8548 | 3375783.666 | 71602.2707 |  |  | 794013.9515 | 1069480.8696
1188 | 4074281.36 | 4330366.0461 | 306323.7472 |  |  | 562408.4333 | 0 | 50 | 3722852.8548 | 3375783.666 | 71602.2707 |  |  | 794013.9515 | 1069480.8696
1189 | 3960410.928 | 5325179.8674 | 256356.0438 |  |  | 1621124.9832 | 0 | 50 | 3722852.8548 | 3375783.666 | 71602.2707 |  |  | 794013.9515 | 1069480.8696
1190 | 3914215.664 | 6583326.7592 | 217250.8845 |  |  | 2886361.9798 | 0 | 50 | 3722852.8548 | 3375783.666 | 71602.2707 |  |  | 794013.9515 | 1069480.8696
1191 | 3895168.45 | 7227029.8201 | 154248.128 |  |  | 3486109.4981 | 0 | 50 | 3722852.8548 | 3375783.666 | 71602.2707 |  |  | 794013.9515 | 1069480.8696
1192 | 4024354.339 | 6758882.1394 | 47795.1946 |  |  | 2782322.995 | 0 | 50 | 3722852.8548 | 3375783.666 | 71602.2707 |  |  | 794013.9515 | 1069480.8696
1193 | 4505407.622 | 4154810.6658 | 0 |  |  | 0 | 350596.9562 | 50 | 3722852.8548 | 3375783.666 | 71602.2707 |  |  | 794013.9515 | 1069480.8696
1194 | 4662897.587 | 1989627.6428 | 0 |  |  | 0 | 2673269.9442 | 50 | 3722852.8548 | 3375783.666 | 71602.2707 |  |  | 794013.9515 | 1069480.8696
1195 | 4337987.637 | 1345924.5819 | 0 |  |  | 0 | 2992063.0551 | 50 | 3722852.8548 | 3375783.666 | 71602.2707 |  |  | 794013.9515 | 1069480.8696
1196 | 4027084.287 | 907036.1313 | 0 |  |  | 0 | 3120048.1557 | 50 | 3722852.8548 | 3375783.666 | 71602.2707 |  |  | 794013.9515 | 1069480.8696
1197 | 3773517.385 | 555925.3708 | 0 |  |  | 0 | 3217592.0142 | 50 | 3722852.8548 | 3375783.666 | 71602.2707 |  |  | 794013.9515 | 1069480.8696
1198 | 3526321.511 | 555925.3708 | 0 |  |  | 0 | 2970396.1402 | 50 | 3722852.8548 | 3375783.666 | 71602.2707 |  |  | 794013.9515 | 1069480.8696
1199 | 3306301.992 | 819258.4411 | 0 |  |  | 0 | 2487043.5509 | 50 | 3722852.8548 | 3375783.666 | 71602.2707 |  |  | 794013.9515 | 1069480.8696
1200 | 3334668.245 | 1228887.6617 | 0 |  |  | 0 | 2105780.5833 | 50 | 3722852.8548 | 3375783.666 | 71602.2707 |  |  | 794013.9515 | 1069480.8696
1201 | 3303296.835 | 1843331.4926 | 0 |  |  | 0 | 1459965.3424 | 51 | 4499358.4899 | 6822277.1379 | 68886.6346 |  |  | 2910998.4773 | 519193.1947
1202 | 3277033.524 | 2691849.1638 | 0 |  |  | 0 | 585184.3602 | 51 | 4499358.4899 | 6822277.1379 | 68886.6346 |  |  | 2910998.4773 | 519193.1947
1203 | 3293253.046 | 3481848.3749 | 0 |  |  | 188595.3289 | 0 | 51 | 4499358.4899 | 6822277.1379 | 68886.6346 |  |  | 2910998.4773 | 519193.1947
1204 | 3404766.316 | 3364811.4547 | 0 |  |  | 0 | 39954.8613 | 51 | 4499358.4899 | 6822277.1379 | 68886.6346 |  |  | 2910998.4773 | 519193.1947
1205 | 3675538.097 | 2779626.8539 | 0 |  |  | 0 | 895911.2431 | 51 | 4499358.4899 | 6822277.1379 | 68886.6346 |  |  | 2910998.4773 | 519193.1947
1206 | 4217709.508 | 2369997.6333 | 0 |  |  | 0 | 1847711.8747 | 51 | 4499358.4899 | 6822277.1379 | 68886.6346 |  |  | 2910998.4773 | 519193.1947
1207 | 4811299.677 | 2399256.8634 | 0 |  |  | 0 | 2412042.8136 | 51 | 4499358.4899 | 6822277.1379 | 68886.6346 |  |  | 2910998.4773 | 519193.1947
1208 | 5029142.633 | 2955182.2341 | 58657.7388 |  |  | 0 | 2015302.66 | 51 | 4499358.4899 | 6822277.1379 | 68886.6346 |  |  | 2910998.4773 | 519193.1947
1209 | 5056595.884 | 2867404.544 | 158593.1457 |  |  | 0 | 2030598.1943 | 51 | 4499358.4899 | 6822277.1379 | 68886.6346 |  |  | 2910998.4773 | 519193.1947
1210 | 5139865.335 | 3657403.7551 | 308496.2561 |  |  | 0 | 1173965.3238 | 51 | 4499358.4899 | 6822277.1379 | 68886.6346 |  |  | 2910998.4773 | 519193.1947
1211 | 5113943.122 | 7402585.2003 | 369326.5037 |  |  | 2657968.5821 | 0 | 51 | 4499358.4899 | 6822277.1379 | 68886.6346 |  |  | 2910998.4773 | 519193.1947
1212 | 5062798.298 | 8397399.0217 | 293288.6941 |  |  | 3627889.4179 | 0 | 51 | 4499358.4899 | 6822277.1379 | 68886.6346 |  |  | 2910998.4773 | 519193.1947
1213 | 5103294.755 | 8953324.3925 | 236803.4642 |  |  | 4086833.1017 | 0 | 51 | 4499358.4899 | 6822277.1379 | 68886.6346 |  |  | 2910998.4773 | 519193.1947
1214 | 5044747.214 | 9977397.4439 | 149903.1103 |  |  | 5082553.3403 | 0 | 51 | 4499358.4899 | 6822277.1379 | 68886.6346 |  |  | 2910998.4773 | 519193.1947
1215 | 4935546.382 | 11762210.4764 | 60830.2477 |  |  | 6887494.3421 | 0 | 51 | 4499358.4899 | 6822277.1379 | 68886.6346 |  |  | 2910998.4773 | 519193.1947
1216 | 4942620.153 | 13342208.8986 | 17380.0708 |  |  | 8416968.8164 | 0 | 51 | 4499358.4899 | 6822277.1379 | 68886.6346 |  |  | 2910998.4773 | 519193.1947
1217 | 5310537.344 | 13049616.5982 | 0 |  |  | 7739079.2542 | 0 | 51 | 4499358.4899 | 6822277.1379 | 68886.6346 |  |  | 2910998.4773 | 519193.1947
1218 | 5294588.244 | 10416285.8946 | 0 |  |  | 5121697.6506 | 0 | 51 | 4499358.4899 | 6822277.1379 | 68886.6346 |  |  | 2910998.4773 | 519193.1947
1219 | 5070449.097 | 10065175.1341 | 0 |  |  | 4994726.0371 | 0 | 51 | 4499358.4899 | 6822277.1379 | 68886.6346 |  |  | 2910998.4773 | 519193.1947
1220 | 4797558.038 | 9479990.5332 | 0 |  |  | 4682432.4952 | 0 | 51 | 4499358.4899 | 6822277.1379 | 68886.6346 |  |  | 2910998.4773 | 519193.1947
1221 | 4544086.215 | 9128879.7728 | 0 |  |  | 4584793.5578 | 0 | 51 | 4499358.4899 | 6822277.1379 | 68886.6346 |  |  | 2910998.4773 | 519193.1947
1222 | 4170897.809 | 8689991.3221 | 0 |  |  | 4519093.5131 | 0 | 51 | 4499358.4899 | 6822277.1379 | 68886.6346 |  |  | 2910998.4773 | 519193.1947
1223 | 3900672.564 | 7607399.8106 | 0 |  |  | 3706727.2466 | 0 | 51 | 4499358.4899 | 6822277.1379 | 68886.6346 |  |  | 2910998.4773 | 519193.1947
1224 | 3484363.668 | 7051474.4399 | 0 |  |  | 3567110.7719 | 0 | 51 | 4499358.4899 | 6822277.1379 | 68886.6346 |  |  | 2910998.4773 | 519193.1947
1225 | 3368086.45 | 7227029.8201 | 0 |  |  | 3858943.3701 | 0 | 52 | 4358852.3738 | 5243497.8502 | 98215.5041 |  |  | 1462531.7781 | 479670.7975
1226 | 3386873.641 | 7636659.0407 | 0 |  |  | 4249785.3997 | 0 | 52 | 4358852.3738 | 5243497.8502 | 98215.5041 |  |  | 1462531.7781 | 479670.7975
1227 | 3257561.347 | 7841473.651 | 0 |  |  | 4583912.304 | 0 | 52 | 4358852.3738 | 5243497.8502 | 98215.5041 |  |  | 1462531.7781 | 479670.7975
1228 | 3345319.985 | 7431844.4304 | 0 |  |  | 4086524.4454 | 0 | 52 | 4358852.3738 | 5243497.8502 | 98215.5041 |  |  | 1462531.7781 | 479670.7975
1229 | 3672260.217 | 6583326.7592 | 0 |  |  | 2911066.5422 | 0 | 52 | 4358852.3738 | 5243497.8502 | 98215.5041 |  |  | 1462531.7781 | 479670.7975
1230 | 4232025.649 | 5822586.7781 | 0 |  |  | 1590561.1291 | 0 | 52 | 4358852.3738 | 5243497.8502 | 98215.5041 |  |  | 1462531.7781 | 479670.7975
1231 | 4860744.002 | 5412957.5576 | 0 |  |  | 552213.5556 | 0 | 52 | 4358852.3738 | 5243497.8502 | 98215.5041 |  |  | 1462531.7781 | 479670.7975
1232 | 5013451.021 | 4974069.107 | 84727.845 |  |  | 45345.9309 | 0 | 52 | 4358852.3738 | 5243497.8502 | 98215.5041 |  |  | 1462531.7781 | 479670.7975
1233 | 5007541.398 | 4037773.7456 | 247666.0084 |  |  | 0 | 722101.644 | 52 | 4358852.3738 | 5243497.8502 | 98215.5041 |  |  | 1462531.7781 | 479670.7975
1234 | 5022670.781 | 3277033.7646 | 421466.716 |  |  | 0 | 1324170.3004 | 52 | 4358852.3738 | 5243497.8502 | 98215.5041 |  |  | 1462531.7781 | 479670.7975
1235 | 4990747.901 | 2925923.0041 | 484469.4725 |  |  | 0 | 1580355.4244 | 52 | 4358852.3738 | 5243497.8502 | 98215.5041 |  |  | 1462531.7781 | 479670.7975
1236 | 4894905.947 | 2574812.2436 | 382361.5568 |  |  | 0 | 1937732.1466 | 52 | 4358852.3738 | 5243497.8502 | 98215.5041 |  |  | 1462531.7781 | 479670.7975
1237 | 4859161.087 | 2604071.4736 | 306323.7472 |  |  | 0 | 1948765.8661 | 52 | 4358852.3738 | 5243497.8502 | 98215.5041 |  |  | 1462531.7781 | 479670.7975
1238 | 4740232.785 | 2808886.0839 | 234630.9553 |  |  | 0 | 1696715.7458 | 52 | 4358852.3738 | 5243497.8502 | 98215.5041 |  |  | 1462531.7781 | 479670.7975
1239 | 4585048.592 | 2925923.0041 | 154248.128 |  |  | 0 | 1504877.4599 | 52 | 4358852.3738 | 5243497.8502 | 98215.5041 |  |  | 1462531.7781 | 479670.7975
1240 | 4609626.121 | 3862218.3654 | 41277.6681 |  |  | 0 | 706130.0875 | 52 | 4358852.3738 | 5243497.8502 | 98215.5041 |  |  | 1462531.7781 | 479670.7975
1241 | 5006801.113 | 4915550.6469 | 0 |  |  | 0 | 91250.4661 | 52 | 4358852.3738 | 5243497.8502 | 98215.5041 |  |  | 1462531.7781 | 479670.7975
1242 | 5141278.665 | 5295920.6374 | 0 |  |  | 154641.9724 | 0 | 52 | 4358852.3738 | 5243497.8502 | 98215.5041 |  |  | 1462531.7781 | 479670.7975
1243 | 4820681.915 | 6583326.7592 | 0 |  |  | 1762644.8442 | 0 | 52 | 4358852.3738 | 5243497.8502 | 98215.5041 |  |  | 1462531.7781 | 479670.7975
1244 | 4488754.517 | 6846659.8296 | 0 |  |  | 2357905.3126 | 0 | 52 | 4358852.3738 | 5243497.8502 | 98215.5041 |  |  | 1462531.7781 | 479670.7975
1245 | 4168219.54 | 6729622.9094 | 0 |  |  | 2561403.3694 | 0 | 52 | 4358852.3738 | 5243497.8502 | 98215.5041 |  |  | 1462531.7781 | 479670.7975
1246 | 3900044.366 | 6319993.6888 | 0 |  |  | 2419949.3228 | 0 | 52 | 4358852.3738 | 5243497.8502 | 98215.5041 |  |  | 1462531.7781 | 479670.7975
1247 | 3601487.061 | 5851846.0082 | 0 |  |  | 2250358.9472 | 0 | 52 | 4358852.3738 | 5243497.8502 | 98215.5041 |  |  | 1462531.7781 | 479670.7975
1248 | 3638932.869 | 5354439.0975 | 0 |  |  | 1715506.2285 | 0 | 52 | 4358852.3738 | 5243497.8502 | 98215.5041 |  |  | 1462531.7781 | 479670.7975
1249 | 3542892.104 | 4652217.5765 | 0 |  |  | 1109325.4725 | 0 | 53 | 4502377.048 | 2248084.1748 | 41187.1469 |  |  | 49347.4847 | 2262453.211
1250 | 3611648.824 | 3686662.9852 | 0 |  |  | 75014.1612 | 0 | 53 | 4502377.048 | 2248084.1748 | 41187.1469 |  |  | 49347.4847 | 2262453.211
1251 | 3663011.576 | 2662589.9337 | 0 |  |  | 0 | 1000421.6423 | 53 | 4502377.048 | 2248084.1748 | 41187.1469 |  |  | 49347.4847 | 2262453.211
1252 | 3732507.405 | 2165183.023 | 0 |  |  | 0 | 1567324.382 | 53 | 4502377.048 | 2248084.1748 | 41187.1469 |  |  | 49347.4847 | 2262453.211
1253 | 3982877.013 | 2048146.1029 | 0 |  |  | 0 | 1934730.9101 | 53 | 4502377.048 | 2248084.1748 | 41187.1469 |  |  | 49347.4847 | 2262453.211
1254 | 4529933.439 | 1872590.7226 | 0 |  |  | 0 | 2657342.7164 | 53 | 4502377.048 | 2248084.1748 | 41187.1469 |  |  | 49347.4847 | 2262453.211
1255 | 4981848.22 | 1726294.5724 | 0 |  |  | 0 | 3255553.6476 | 53 | 4502377.048 | 2248084.1748 | 41187.1469 |  |  | 49347.4847 | 2262453.211
1256 | 5067854.89 | 1609257.6522 | 36932.6504 |  |  | 0 | 3421664.5874 | 53 | 4502377.048 | 2248084.1748 | 41187.1469 |  |  | 49347.4847 | 2262453.211
1257 | 4964275.854 | 936295.3613 | 97762.898 |  |  | 0 | 3930217.5946 | 53 | 4502377.048 | 2248084.1748 | 41187.1469 |  |  | 49347.4847 | 2262453.211
1258 | 5053335.493 | 1638516.8823 | 169455.6899 |  |  | 0 | 3245362.9208 | 53 | 4502377.048 | 2248084.1748 | 41187.1469 |  |  | 49347.4847 | 2262453.211
1259 | 5021317.359 | 3277033.7646 | 191180.7784 |  |  | 0 | 1553102.816 | 53 | 4502377.048 | 2248084.1748 | 41187.1469 |  |  | 49347.4847 | 2262453.211
1260 | 4914800.808 | 4125551.4358 | 171628.1988 |  |  | 0 | 617621.1734 | 53 | 4502377.048 | 2248084.1748 | 41187.1469 |  |  | 49347.4847 | 2262453.211
1261 | 4883044.473 | 4564439.8864 | 123833.0042 |  |  | 0 | 194771.5824 | 53 | 4502377.048 | 2248084.1748 | 41187.1469 |  |  | 49347.4847 | 2262453.211
1262 | 4824406.981 | 4505921.4263 | 93417.8804 |  |  | 0 | 225067.6743 | 53 | 4502377.048 | 2248084.1748 | 41187.1469 |  |  | 49347.4847 | 2262453.211
1263 | 4735430.538 | 4330366.0461 | 78210.3184 |  |  | 0 | 326854.1735 | 53 | 4502377.048 | 2248084.1748 | 41187.1469 |  |  | 49347.4847 | 2262453.211
1264 | 4776703.892 | 3774440.6753 | 26070.1061 |  |  | 0 | 976193.1106 | 53 | 4502377.048 | 2248084.1748 | 41187.1469 |  |  | 49347.4847 | 2262453.211
1265 | 5150380.15 | 2808886.0839 | 0 |  |  | 0 | 2341494.0661 | 53 | 4502377.048 | 2248084.1748 | 41187.1469 |  |  | 49347.4847 | 2262453.211
1266 | 5243579.105 | 1755553.8025 | 0 |  |  | 0 | 3488025.3025 | 53 | 4502377.048 | 2248084.1748 | 41187.1469 |  |  | 49347.4847 | 2262453.211
1267 | 4943016.553 | 1199628.4317 | 0 |  |  | 0 | 3743388.1213 | 53 | 4502377.048 | 2248084.1748 | 41187.1469 |  |  | 49347.4847 | 2262453.211
1268 | 4629971.534 | 526666.1407 | 0 |  |  | 0 | 4103305.3933 | 53 | 4502377.048 | 2248084.1748 | 41187.1469 |  |  | 49347.4847 | 2262453.211
1269 | 4349428.841 | 87777.6901 | 0 |  |  | 0 | 4261651.1509 | 53 | 4502377.048 | 2248084.1748 | 41187.1469 |  |  | 49347.4847 | 2262453.211
1270 | 4026456.628 | 0 | 0 |  |  | 0 | 4026456.628 | 53 | 4502377.048 | 2248084.1748 | 41187.1469 |  |  | 49347.4847 | 2262453.211
1271 | 3786703.371 | 0 | 0 |  |  | 0 | 3786703.371 | 53 | 4502377.048 | 2248084.1748 | 41187.1469 |  |  | 49347.4847 | 2262453.211
1272 | 3641624.1 | 0 | 0 |  |  | 0 | 3641624.1 | 53 | 4502377.048 | 2248084.1748 | 41187.1469 |  |  | 49347.4847 | 2262453.211
1273 | 3575829.937 | 58518.4601 | 0 |  |  | 0 | 3517311.4769 | 54 | 4432913.6583 | 5288605.8299 | 301616.6447 |  |  | 1785389.8181 | 628081.0018
1274 | 3612878.327 | 409629.2206 | 0 |  |  | 0 | 3203249.1064 | 54 | 4432913.6583 | 5288605.8299 | 301616.6447 |  |  | 1785389.8181 | 628081.0018
1275 | 3341503.755 | 1111850.7416 | 0 |  |  | 0 | 2229653.0134 | 54 | 4432913.6583 | 5288605.8299 | 301616.6447 |  |  | 1785389.8181 | 628081.0018
1276 | 3363792.61 | 1726294.5724 | 0 |  |  | 0 | 1637498.0376 | 54 | 4432913.6583 | 5288605.8299 | 301616.6447 |  |  | 1785389.8181 | 628081.0018
1277 | 3582781.764 | 2487034.5535 | 0 |  |  | 0 | 1095747.2105 | 54 | 4432913.6583 | 5288605.8299 | 301616.6447 |  |  | 1785389.8181 | 628081.0018
1278 | 4215132.271 | 3394070.6847 | 0 |  |  | 0 | 821061.5863 | 54 | 4432913.6583 | 5288605.8299 | 301616.6447 |  |  | 1785389.8181 | 628081.0018
1279 | 4761509.614 | 4301106.816 | 2172.5088 |  |  | 0 | 458230.2891 | 54 | 4432913.6583 | 5288605.8299 | 301616.6447 |  |  | 1785389.8181 | 628081.0018
1280 | 4901072.736 | 4857032.1868 | 136868.0573 |  |  | 92827.5081 | 0 | 54 | 4432913.6583 | 5288605.8299 | 301616.6447 |  |  | 1785389.8181 | 628081.0018
1281 | 4899374.067 | 3335552.2247 | 343256.3976 |  |  | 0 | 1220565.4448 | 54 | 4432913.6583 | 5288605.8299 | 301616.6447 |  |  | 1785389.8181 | 628081.0018
1282 | 4961008.237 | 3481848.3749 | 1001526.5778 |  |  | 0 | 477633.2844 | 54 | 4432913.6583 | 5288605.8299 | 301616.6447 |  |  | 1785389.8181 | 628081.0018
1283 | 4944143.904 | 4505921.4263 | 1505548.6299 |  |  | 1067326.1522 | 0 | 54 | 4432913.6583 | 5288605.8299 | 301616.6447 |  |  | 1785389.8181 | 628081.0018
1284 | 4887191.617 | 4184069.8958 | 1475133.5061 |  |  | 772011.7849 | 0 | 54 | 4432913.6583 | 5288605.8299 | 301616.6447 |  |  | 1785389.8181 | 628081.0018
1285 | 4923151.689 | 3979255.2856 | 1368680.5727 |  |  | 424784.1692 | 0 | 54 | 4432913.6583 | 5288605.8299 | 301616.6447 |  |  | 1785389.8181 | 628081.0018
1286 | 4844247.076 | 4125551.4358 | 932006.2947 |  |  | 213310.6545 | 0 | 54 | 4432913.6583 | 5288605.8299 | 301616.6447 |  |  | 1785389.8181 | 628081.0018
1287 | 4785413.074 | 4505921.4263 | 384534.0657 |  |  | 105042.4179 | 0 | 54 | 4432913.6583 | 5288605.8299 | 301616.6447 |  |  | 1785389.8181 | 628081.0018
1288 | 4922731.286 | 5061846.7971 | 89072.8627 |  |  | 228188.3737 | 0 | 54 | 4432913.6583 | 5288605.8299 | 301616.6447 |  |  | 1785389.8181 | 628081.0018
1289 | 5328545.241 | 4915550.6469 | 0 |  |  | 0 | 412994.5941 | 54 | 4432913.6583 | 5288605.8299 | 301616.6447 |  |  | 1785389.8181 | 628081.0018
1290 | 5290812.161 | 5442216.7876 | 0 |  |  | 151404.6266 | 0 | 54 | 4432913.6583 | 5288605.8299 | 301616.6447 |  |  | 1785389.8181 | 628081.0018
1291 | 4988374.004 | 7373325.9703 | 0 |  |  | 2384951.9663 | 0 | 54 | 4432913.6583 | 5288605.8299 | 301616.6447 |  |  | 1785389.8181 | 628081.0018
1292 | 4644324.531 | 9362953.6131 | 0 |  |  | 4718629.0821 | 0 | 54 | 4432913.6583 | 5288605.8299 | 301616.6447 |  |  | 1785389.8181 | 628081.0018
1293 | 4349647.665 | 10942952.0353 | 0 |  |  | 6593304.3703 | 0 | 54 | 4432913.6583 | 5288605.8299 | 301616.6447 |  |  | 1785389.8181 | 628081.0018
1294 | 4042079.236 | 12113321.2369 | 0 |  |  | 8071242.0009 | 0 | 54 | 4432913.6583 | 5288605.8299 | 301616.6447 |  |  | 1785389.8181 | 628081.0018
1295 | 3699923.012 | 12669246.6077 | 0 |  |  | 8969323.5957 | 0 | 54 | 4432913.6583 | 5288605.8299 | 301616.6447 |  |  | 1785389.8181 | 628081.0018
1296 | 3524459.985 | 12581468.9176 | 0 |  |  | 9057008.9326 | 0 | 54 | 4432913.6583 | 5288605.8299 | 301616.6447 |  |  | 1785389.8181 | 628081.0018
1297 | 3457037.241 | 12288876.6172 | 0 |  |  | 8831839.3762 | 0 | 55 | 4208545.1883 | 7091705.8812 | 448713.5978 |  |  | 3331874.2906 | 0
1298 | 3418983.288 | 12259617.3871 | 0 |  |  | 8840634.0991 | 0 | 55 | 4208545.1883 | 7091705.8812 | 448713.5978 |  |  | 3331874.2906 | 0
1299 | 3415880.239 | 12084062.0069 | 0 |  |  | 8668181.7679 | 0 | 55 | 4208545.1883 | 7091705.8812 | 448713.5978 |  |  | 3331874.2906 | 0
1300 | 3451142.806 | 11762210.4764 | 0 |  |  | 8311067.6704 | 0 | 55 | 4208545.1883 | 7091705.8812 | 448713.5978 |  |  | 3331874.2906 | 0
1301 | 3688346.808 | 10913692.8053 | 0 |  |  | 7225345.9973 | 0 | 55 | 4208545.1883 | 7091705.8812 | 448713.5978 |  |  | 3331874.2906 | 0
1302 | 4248085.574 | 9187398.2328 | 0 |  |  | 4939312.6588 | 0 | 55 | 4208545.1883 | 7091705.8812 | 448713.5978 |  |  | 3331874.2906 | 0
1303 | 4812803.265 | 7431844.4304 | 28242.615 |  |  | 2647283.7804 | 0 | 55 | 4208545.1883 | 7091705.8812 | 448713.5978 |  |  | 3331874.2906 | 0
1304 | 4963363.445 | 6202956.7687 | 317186.2914 |  |  | 1556779.6151 | 0 | 55 | 4208545.1883 | 7091705.8812 | 448713.5978 |  |  | 3331874.2906 | 0
1305 | 4897959.252 | 5237402.1773 | 1084081.9139 |  |  | 1423524.8392 | 0 | 55 | 4208545.1883 | 7091705.8812 | 448713.5978 |  |  | 3331874.2906 | 0
1306 | 4894826.312 | 4476662.1963 | 1507721.1388 |  |  | 1089557.023 | 0 | 55 | 4208545.1883 | 7091705.8812 | 448713.5978 |  |  | 3331874.2906 | 0
1307 | 4783296.254 | 4857032.1868 | 1753214.6383 |  |  | 1826950.5711 | 0 | 55 | 4208545.1883 | 7091705.8812 | 448713.5978 |  |  | 3331874.2906 | 0
1308 | 4600404.284 | 4330366.0461 | 1811872.3771 |  |  | 1541834.1392 | 0 | 55 | 4208545.1883 | 7091705.8812 | 448713.5978 |  |  | 3331874.2906 | 0
1309 | 4469845.077 | 3364811.4547 | 1655451.7403 |  |  | 550418.118 | 0 | 55 | 4208545.1883 | 7091705.8812 | 448713.5978 |  |  | 3331874.2906 | 0
1310 | 4308589.394 | 3247774.5345 | 1368680.5727 |  |  | 307865.7132 | 0 | 55 | 4208545.1883 | 7091705.8812 | 448713.5978 |  |  | 3331874.2906 | 0
1311 | 4190986.199 | 3481848.3749 | 912453.7151 |  |  | 203315.891 | 0 | 55 | 4208545.1883 | 7091705.8812 | 448713.5978 |  |  | 3331874.2906 | 0
1312 | 4255751.188 | 4447402.9662 | 330221.3445 |  |  | 521873.1227 | 0 | 55 | 4208545.1883 | 7091705.8812 | 448713.5978 |  |  | 3331874.2906 | 0
1313 | 4643723.86 | 5178883.7172 | 0 |  |  | 535159.8572 | 0 | 55 | 4208545.1883 | 7091705.8812 | 448713.5978 |  |  | 3331874.2906 | 0
1314 | 4891931.911 | 5178883.7172 | 0 |  |  | 286951.8062 | 0 | 55 | 4208545.1883 | 7091705.8812 | 448713.5978 |  |  | 3331874.2906 | 0
1315 | 4569436.757 | 5939623.6983 | 0 |  |  | 1370186.9413 | 0 | 55 | 4208545.1883 | 7091705.8812 | 448713.5978 |  |  | 3331874.2906 | 0
1316 | 4222480.333 | 6729622.9094 | 0 |  |  | 2507142.5764 | 0 | 55 | 4208545.1883 | 7091705.8812 | 448713.5978 |  |  | 3331874.2906 | 0
1317 | 4059207.111 | 7461103.6604 | 0 |  |  | 3401896.5494 | 0 | 55 | 4208545.1883 | 7091705.8812 | 448713.5978 |  |  | 3331874.2906 | 0
1318 | 3917484.019 | 7724436.7308 | 0 |  |  | 3806952.7118 | 0 | 55 | 4208545.1883 | 7091705.8812 | 448713.5978 |  |  | 3331874.2906 | 0
1319 | 3589880.725 | 8221843.6415 | 0 |  |  | 4631962.9165 | 0 | 55 | 4208545.1883 | 7091705.8812 | 448713.5978 |  |  | 3331874.2906 | 0
1320 | 3253639.178 | 8192584.4115 | 0 |  |  | 4938945.2335 | 0 | 55 | 4208545.1883 | 7091705.8812 | 448713.5978 |  |  | 3331874.2906 | 0
1321 | 3143259.932 | 6700363.6794 | 0 |  |  | 3557103.7474 | 0 | 56 | 3908555.958 | 9036225.5443 | 359097.6079 |  |  | 5749724.048 | 262956.8539
1322 | 3104406.221 | 5149624.4872 | 0 |  |  | 2045218.2662 | 0 | 56 | 3908555.958 | 9036225.5443 | 359097.6079 |  |  | 5749724.048 | 262956.8539
1323 | 3066956.88 | 4096292.2057 | 0 |  |  | 1029335.3257 | 0 | 56 | 3908555.958 | 9036225.5443 | 359097.6079 |  |  | 5749724.048 | 262956.8539
1324 | 3095919.224 | 3218515.3045 | 0 |  |  | 122596.0805 | 0 | 56 | 3908555.958 | 9036225.5443 | 359097.6079 |  |  | 5749724.048 | 262956.8539
1325 | 3156773.681 | 2574812.2436 | 0 |  |  | 0 | 581961.4374 | 56 | 3908555.958 | 9036225.5443 | 359097.6079 |  |  | 5749724.048 | 262956.8539
1326 | 3373278.62 | 2399256.8634 | 0 |  |  | 0 | 974021.7566 | 56 | 3908555.958 | 9036225.5443 | 359097.6079 |  |  | 5749724.048 | 262956.8539
1327 | 3611719.06 | 2048146.1029 | 28242.615 |  |  | 0 | 1535330.3421 | 56 | 3908555.958 | 9036225.5443 | 359097.6079 |  |  | 5749724.048 | 262956.8539
1328 | 3890508.297 | 1550739.1922 | 369326.5037 |  |  | 0 | 1970442.6011 | 56 | 3908555.958 | 9036225.5443 | 359097.6079 |  |  | 5749724.048 | 262956.8539
1329 | 4052788.758 | 1843331.4926 | 960248.9097 |  |  | 0 | 1249208.3557 | 56 | 3908555.958 | 9036225.5443 | 359097.6079 |  |  | 5749724.048 | 262956.8539
1330 | 4130792.166 | 3130737.6144 | 1327402.9046 |  |  | 327348.353 | 0 | 56 | 3908555.958 | 9036225.5443 | 359097.6079 |  |  | 5749724.048 | 262956.8539
1331 | 4159472.798 | 5412957.5576 | 1514238.6653 |  |  | 2767723.4249 | 0 | 56 | 3908555.958 | 9036225.5443 | 359097.6079 |  |  | 5749724.048 | 262956.8539
1332 | 4183416.312 | 7490362.8905 | 1525101.2095 |  |  | 4832047.788 | 0 | 56 | 3908555.958 | 9036225.5443 | 359097.6079 |  |  | 5749724.048 | 262956.8539
1333 | 4211262.795 | 9918878.9839 | 1312195.3427 |  |  | 7019811.5315 | 0 | 56 | 3908555.958 | 9036225.5443 | 359097.6079 |  |  | 5749724.048 | 262956.8539
1334 | 4207425.528 | 12259617.3871 | 942868.8389 |  |  | 8995060.6981 | 0 | 56 | 3908555.958 | 9036225.5443 | 359097.6079 |  |  | 5749724.048 | 262956.8539
1335 | 4289233.118 | 14717392.7106 | 488814.4902 |  |  | 10916974.0828 | 0 | 56 | 3908555.958 | 9036225.5443 | 359097.6079 |  |  | 5749724.048 | 262956.8539
1336 | 4420650.56 | 16736279.5834 | 149903.1103 |  |  | 12465532.1337 | 0 | 56 | 3908555.958 | 9036225.5443 | 359097.6079 |  |  | 5749724.048 | 262956.8539
1337 | 4817621.822 | 15565910.3818 | 0 |  |  | 10748288.5598 | 0 | 56 | 3908555.958 | 9036225.5443 | 359097.6079 |  |  | 5749724.048 | 262956.8539
1338 | 4916386.222 | 13020357.3682 | 0 |  |  | 8103971.1462 | 0 | 56 | 3908555.958 | 9036225.5443 | 359097.6079 |  |  | 5749724.048 | 262956.8539
1339 | 4576894.197 | 14746651.9406 | 0 |  |  | 10169757.7436 | 0 | 56 | 3908555.958 | 9036225.5443 | 359097.6079 |  |  | 5749724.048 | 262956.8539
1340 | 4339677.061 | 15478132.6916 | 0 |  |  | 11138455.6306 | 0 | 56 | 3908555.958 | 9036225.5443 | 359097.6079 |  |  | 5749724.048 | 262956.8539
1341 | 4147288.303 | 15478132.6916 | 0 |  |  | 11330844.3886 | 0 | 56 | 3908555.958 | 9036225.5443 | 359097.6079 |  |  | 5749724.048 | 262956.8539
1342 | 3907265.918 | 15214799.6213 | 0 |  |  | 11307533.7033 | 0 | 56 | 3908555.958 | 9036225.5443 | 359097.6079 |  |  | 5749724.048 | 262956.8539
1343 | 3675941.861 | 14892948.0908 | 0 |  |  | 11217006.2298 | 0 | 56 | 3908555.958 | 9036225.5443 | 359097.6079 |  |  | 5749724.048 | 262956.8539
1344 | 3326403.659 | 13225171.9785 | 0 |  |  | 9898768.3195 | 0 | 56 | 3908555.958 | 9036225.5443 | 359097.6079 |  |  | 5749724.048 | 262956.8539
1345 | 3254522.438 | 10006656.674 | 0 |  |  | 6752134.236 | 0 | 57 | 3725401.7163 | 4543714.5984 | 273011.9449 |  |  | 1697146.1712 | 605821.3441
1346 | 3144663.163 | 7782955.1909 | 0 |  |  | 4638292.0279 | 0 | 57 | 3725401.7163 | 4543714.5984 | 273011.9449 |  |  | 1697146.1712 | 605821.3441
1347 | 3122370.188 | 7285548.2802 | 0 |  |  | 4163178.0922 | 0 | 57 | 3725401.7163 | 4543714.5984 | 273011.9449 |  |  | 1697146.1712 | 605821.3441
1348 | 3192092.924 | 6934437.5197 | 0 |  |  | 3742344.5957 | 0 | 57 | 3725401.7163 | 4543714.5984 | 273011.9449 |  |  | 1697146.1712 | 605821.3441
1349 | 3105677.465 | 5471476.0176 | 0 |  |  | 2365798.5526 | 0 | 57 | 3725401.7163 | 4543714.5984 | 273011.9449 |  |  | 1697146.1712 | 605821.3441
1350 | 3197451.231 | 3979255.2856 | 0 |  |  | 781804.0546 | 0 | 57 | 3725401.7163 | 4543714.5984 | 273011.9449 |  |  | 1697146.1712 | 605821.3441
1351 | 3425900.484 | 3452589.1448 | 10862.5442 |  |  | 37551.2051 | 0 | 57 | 3725401.7163 | 4543714.5984 | 273011.9449 |  |  | 1697146.1712 | 605821.3441
1352 | 3731696.097 | 3189256.0745 | 136868.0573 |  |  | 0 | 405571.9653 | 57 | 3725401.7163 | 4543714.5984 | 273011.9449 |  |  | 1697146.1712 | 605821.3441
1353 | 3957731.24 | 3189256.0745 | 388879.0833 |  |  | 0 | 379596.0822 | 57 | 3725401.7163 | 4543714.5984 | 273011.9449 |  |  | 1697146.1712 | 605821.3441
1354 | 4041048.24 | 4476662.1963 | 855968.4851 |  |  | 1291582.4414 | 0 | 57 | 3725401.7163 | 4543714.5984 | 273011.9449 |  |  | 1697146.1712 | 605821.3441
1355 | 4064823.045 | 6407771.379 | 1275262.6923 |  |  | 3618211.0263 | 0 | 57 | 3725401.7163 | 4543714.5984 | 273011.9449 |  |  | 1697146.1712 | 605821.3441
1356 | 4035212.868 | 7314807.5102 | 1407785.7319 |  |  | 4687380.3741 | 0 | 57 | 3725401.7163 | 4543714.5984 | 273011.9449 |  |  | 1697146.1712 | 605821.3441
1357 | 3990161.049 | 7051474.4399 | 1160119.7235 |  |  | 4221433.1143 | 0 | 57 | 3725401.7163 | 4543714.5984 | 273011.9449 |  |  | 1697146.1712 | 605821.3441
1358 | 3939103.52 | 5734809.088 | 756033.0782 |  |  | 2551738.6462 | 0 | 57 | 3725401.7163 | 4543714.5984 | 273011.9449 |  |  | 1697146.1712 | 605821.3441
1359 | 3940857.007 | 4915550.6469 | 425811.7337 |  |  | 1400505.3736 | 0 | 57 | 3725401.7163 | 4543714.5984 | 273011.9449 |  |  | 1697146.1712 | 605821.3441
1360 | 4073284.916 | 4418143.7362 | 134695.5484 |  |  | 479554.3686 | 0 | 57 | 3725401.7163 | 4543714.5984 | 273011.9449 |  |  | 1697146.1712 | 605821.3441
1361 | 4507965.164 | 3569626.065 | 0 |  |  | 0 | 938339.099 | 57 | 3725401.7163 | 4543714.5984 | 273011.9449 |  |  | 1697146.1712 | 605821.3441
1362 | 4612416.943 | 2604071.4736 | 0 |  |  | 0 | 2008345.4694 | 57 | 3725401.7163 | 4543714.5984 | 273011.9449 |  |  | 1697146.1712 | 605821.3441
1363 | 4351585.271 | 2633330.7037 | 0 |  |  | 0 | 1718254.5673 | 57 | 3725401.7163 | 4543714.5984 | 273011.9449 |  |  | 1697146.1712 | 605821.3441
1364 | 4045632.514 | 2340738.4033 | 0 |  |  | 0 | 1704894.1107 | 57 | 3725401.7163 | 4543714.5984 | 273011.9449 |  |  | 1697146.1712 | 605821.3441
1365 | 3785913.824 | 2048146.1029 | 0 |  |  | 0 | 1737767.7211 | 57 | 3725401.7163 | 4543714.5984 | 273011.9449 |  |  | 1697146.1712 | 605821.3441
1366 | 3513090.683 | 1784813.0325 | 0 |  |  | 0 | 1728277.6505 | 57 | 3725401.7163 | 4543714.5984 | 273011.9449 |  |  | 1697146.1712 | 605821.3441
1367 | 3267818.334 | 1404443.042 | 0 |  |  | 0 | 1863375.292 | 57 | 3725401.7163 | 4543714.5984 | 273011.9449 |  |  | 1697146.1712 | 605821.3441
1368 | 3108622.582 | 1053332.2815 | 0 |  |  | 0 | 2055290.3005 | 57 | 3725401.7163 | 4543714.5984 | 273011.9449 |  |  | 1697146.1712 | 605821.3441
1369 | 3016333.296 | 819258.4411 | 0 |  |  | 0 | 2197074.8549 | 58 | 4254989.4433 | 4697325.5561 | 215440.4605 |  |  | 1413276.3784 | 755499.805
1370 | 2984696.38 | 643703.0609 | 0 |  |  | 0 | 2340993.3191 | 58 | 4254989.4433 | 4697325.5561 | 215440.4605 |  |  | 1413276.3784 | 755499.805
1371 | 3024915.671 | 731480.751 | 0 |  |  | 0 | 2293434.92 | 58 | 4254989.4433 | 4697325.5561 | 215440.4605 |  |  | 1413276.3784 | 755499.805
1372 | 3114368.942 | 1228887.6617 | 0 |  |  | 0 | 1885481.2803 | 58 | 4254989.4433 | 4697325.5561 | 215440.4605 |  |  | 1413276.3784 | 755499.805
1373 | 3371305.65 | 1872590.7226 | 0 |  |  | 0 | 1498714.9274 | 58 | 4254989.4433 | 4697325.5561 | 215440.4605 |  |  | 1413276.3784 | 755499.805
1374 | 4053220.346 | 2077405.3329 | 0 |  |  | 0 | 1975815.0131 | 58 | 4254989.4433 | 4697325.5561 | 215440.4605 |  |  | 1413276.3784 | 755499.805
1375 | 4676438.825 | 2457775.3234 | 6517.5265 |  |  | 0 | 2212145.975 | 58 | 4254989.4433 | 4697325.5561 | 215440.4605 |  |  | 1413276.3784 | 755499.805
1376 | 4862539.674 | 3277033.7646 | 86900.3538 |  |  | 0 | 1498605.5556 | 58 | 4254989.4433 | 4697325.5561 | 215440.4605 |  |  | 1413276.3784 | 755499.805
1377 | 4928357.276 | 2925923.0041 | 217250.8845 |  |  | 0 | 1785183.3874 | 58 | 4254989.4433 | 4697325.5561 | 215440.4605 |  |  | 1413276.3784 | 755499.805
1378 | 5007629.04 | 4505921.4263 | 373671.5214 |  |  | 0 | 128036.0923 | 58 | 4254989.4433 | 4697325.5561 | 215440.4605 |  |  | 1413276.3784 | 755499.805
1379 | 4951941.904 | 6115179.0785 | 545299.7202 |  |  | 1708536.8948 | 0 | 58 | 4254989.4433 | 4697325.5561 | 215440.4605 |  |  | 1413276.3784 | 755499.805
1380 | 4919360.534 | 6905178.2897 | 734307.9898 |  |  | 2720125.7454 | 0 | 58 | 4254989.4433 | 4697325.5561 | 215440.4605 |  |  | 1413276.3784 | 755499.805
1381 | 4967350.972 | 7080733.6699 | 1220949.9712 |  |  | 3334332.6691 | 0 | 58 | 4254989.4433 | 4697325.5561 | 215440.4605 |  |  | 1413276.3784 | 755499.805
1382 | 4830483.251 | 7227029.8201 | 1099289.4758 |  |  | 3495836.0449 | 0 | 58 | 4254989.4433 | 4697325.5561 | 215440.4605 |  |  | 1413276.3784 | 755499.805
1383 | 4700920.38 | 7109992.8999 | 658270.1802 |  |  | 3067342.7001 | 0 | 58 | 4254989.4433 | 4697325.5561 | 215440.4605 |  |  | 1413276.3784 | 755499.805
1384 | 4666239.93 | 5471476.0176 | 221595.9022 |  |  | 1026831.9899 | 0 | 58 | 4254989.4433 | 4697325.5561 | 215440.4605 |  |  | 1413276.3784 | 755499.805
1385 | 5033763.558 | 4710736.0366 | 6517.5265 |  |  | 0 | 316509.9949 | 58 | 4254989.4433 | 4697325.5561 | 215440.4605 |  |  | 1413276.3784 | 755499.805
1386 | 5052271.033 | 5178883.7172 | 0 |  |  | 126612.6842 | 0 | 58 | 4254989.4433 | 4697325.5561 | 215440.4605 |  |  | 1413276.3784 | 755499.805
1387 | 4740235.788 | 6349252.9189 | 0 |  |  | 1609017.1309 | 0 | 58 | 4254989.4433 | 4697325.5561 | 215440.4605 |  |  | 1413276.3784 | 755499.805
1388 | 4398373.853 | 7929251.3411 | 0 |  |  | 3530877.4881 | 0 | 58 | 4254989.4433 | 4697325.5561 | 215440.4605 |  |  | 1413276.3784 | 755499.805
1389 | 4164879.274 | 8251102.8715 | 0 |  |  | 4086223.5975 | 0 | 58 | 4254989.4433 | 4697325.5561 | 215440.4605 |  |  | 1413276.3784 | 755499.805
1390 | 3835200.495 | 7841473.651 | 0 |  |  | 4006273.156 | 0 | 58 | 4254989.4433 | 4697325.5561 | 215440.4605 |  |  | 1413276.3784 | 755499.805
1391 | 3520474.949 | 6290734.4588 | 0 |  |  | 2770259.5098 | 0 | 58 | 4254989.4433 | 4697325.5561 | 215440.4605 |  |  | 1413276.3784 | 755499.805
1392 | 3298445.618 | 5734809.088 | 0 |  |  | 2436363.47 | 0 | 58 | 4254989.4433 | 4697325.5561 | 215440.4605 |  |  | 1413276.3784 | 755499.805
1393 | 3198303.973 | 5998142.1584 | 0 |  |  | 2799838.1854 | 0 | 59 | 4350814.8758 | 18634472.1323 | 156058.5521 |  |  | 14439715.8085 | 0
1394 | 3136408.929 | 6202956.7687 | 0 |  |  | 3066547.8397 | 0 | 59 | 4350814.8758 | 18634472.1323 | 156058.5521 |  |  | 14439715.8085 | 0
1395 | 3151697.11 | 6583326.7592 | 0 |  |  | 3431629.6492 | 0 | 59 | 4350814.8758 | 18634472.1323 | 156058.5521 |  |  | 14439715.8085 | 0
1396 | 3228649.893 | 7841473.651 | 0 |  |  | 4612823.758 | 0 | 59 | 4350814.8758 | 18634472.1323 | 156058.5521 |  |  | 14439715.8085 | 0
1397 | 3526579.208 | 10240730.5143 | 0 |  |  | 6714151.3063 | 0 | 59 | 4350814.8758 | 18634472.1323 | 156058.5521 |  |  | 14439715.8085 | 0
1398 | 4202811.256 | 13839615.8093 | 0 |  |  | 9636804.5533 | 0 | 59 | 4350814.8758 | 18634472.1323 | 156058.5521 |  |  | 14439715.8085 | 0
1399 | 4788205.765 | 17204427.264 | 10862.5442 |  |  | 12427084.0433 | 0 | 59 | 4350814.8758 | 18634472.1323 | 156058.5521 |  |  | 14439715.8085 | 0
1400 | 4962316.112 | 18901462.6064 | 106452.9334 |  |  | 14045599.4278 | 0 | 59 | 4350814.8758 | 18634472.1323 | 156058.5521 |  |  | 14439715.8085 | 0
1401 | 4966501.826 | 20832571.7891 | 236803.4642 |  |  | 16102873.4273 | 0 | 59 | 4350814.8758 | 18634472.1323 | 156058.5521 |  |  | 14439715.8085 | 0
1402 | 5021534.964 | 21505534.0801 | 391051.5922 |  |  | 16875050.7082 | 0 | 59 | 4350814.8758 | 18634472.1323 | 156058.5521 |  |  | 14439715.8085 | 0
1403 | 4983394.882 | 21856644.8405 | 532264.6671 |  |  | 17405514.6257 | 0 | 59 | 4350814.8758 | 18634472.1323 | 156058.5521 |  |  | 14439715.8085 | 0
1404 | 4993154.027 | 22558866.3615 | 660442.689 |  |  | 18226155.0236 | 0 | 59 | 4350814.8758 | 18634472.1323 | 156058.5521 |  |  | 14439715.8085 | 0
1405 | 4913098.494 | 23934050.1735 | 777758.1667 |  |  | 19798709.8461 | 0 | 59 | 4350814.8758 | 18634472.1323 | 156058.5521 |  |  | 14439715.8085 | 0
1406 | 4789406.994 | 25221456.2953 | 627855.0563 |  |  | 21059904.3576 | 0 | 59 | 4350814.8758 | 18634472.1323 | 156058.5521 |  |  | 14439715.8085 | 0
1407 | 4688051.729 | 26011455.5064 | 312841.2738 |  |  | 21636245.0511 | 0 | 59 | 4350814.8758 | 18634472.1323 | 156058.5521 |  |  | 14439715.8085 | 0
1408 | 4695234.636 | 26245529.3467 | 89072.8627 |  |  | 21639367.5733 | 0 | 59 | 4350814.8758 | 18634472.1323 | 156058.5521 |  |  | 14439715.8085 | 0
1409 | 5032962.649 | 25104419.3751 | 0 |  |  | 20071456.7261 | 0 | 59 | 4350814.8758 | 18634472.1323 | 156058.5521 |  |  | 14439715.8085 | 0
1410 | 5150900.693 | 24607012.4644 | 0 |  |  | 19456111.7714 | 0 | 59 | 4350814.8758 | 18634472.1323 | 156058.5521 |  |  | 14439715.8085 | 0
1411 | 4880474.689 | 24577753.2344 | 0 |  |  | 19697278.5454 | 0 | 59 | 4350814.8758 | 18634472.1323 | 156058.5521 |  |  | 14439715.8085 | 0
1412 | 4584889.38 | 23934050.1735 | 0 |  |  | 19349160.7935 | 0 | 59 | 4350814.8758 | 18634472.1323 | 156058.5521 |  |  | 14439715.8085 | 0
1413 | 4322318.864 | 22383310.9813 | 0 |  |  | 18060992.1173 | 0 | 59 | 4350814.8758 | 18634472.1323 | 156058.5521 |  |  | 14439715.8085 | 0
1414 | 4018240.062 | 19749980.2776 | 0 |  |  | 15731740.2156 | 0 | 59 | 4350814.8758 | 18634472.1323 | 156058.5521 |  |  | 14439715.8085 | 0
1415 | 3675435.722 | 16970353.4237 | 0 |  |  | 13294917.7017 | 0 | 59 | 4350814.8758 | 18634472.1323 | 156058.5521 |  |  | 14439715.8085 | 0
1416 | 3508985.163 | 14922207.3209 | 0 |  |  | 11413222.1579 | 0 | 59 | 4350814.8758 | 18634472.1323 | 156058.5521 |  |  | 14439715.8085 | 0
1417 | 3423381.998 | 12727765.0678 | 0 |  |  | 9304383.0698 | 0 | 60 | 4409841.3854 | 19276956.0586 | 220690.6902 |  |  | 15087805.3635 | 0
1418 | 3362065.55 | 10913692.8053 | 0 |  |  | 7551627.2553 | 0 | 60 | 4409841.3854 | 19276956.0586 | 220690.6902 |  |  | 15087805.3635 | 0
1419 | 3368355.996 | 10006656.674 | 0 |  |  | 6638300.678 | 0 | 60 | 4409841.3854 | 19276956.0586 | 220690.6902 |  |  | 15087805.3635 | 0
1420 | 3444599.616 | 11147766.6456 | 0 |  |  | 7703167.0296 | 0 | 60 | 4409841.3854 | 19276956.0586 | 220690.6902 |  |  | 15087805.3635 | 0
1421 | 3697173.467 | 12464431.9974 | 0 |  |  | 8767258.5304 | 0 | 60 | 4409841.3854 | 19276956.0586 | 220690.6902 |  |  | 15087805.3635 | 0
1422 | 4345848.669 | 12639987.3777 | 0 |  |  | 8294138.7087 | 0 | 60 | 4409841.3854 | 19276956.0586 | 220690.6902 |  |  | 15087805.3635 | 0
1423 | 4923655.212 | 12493691.2275 | 8690.0354 |  |  | 7578726.0508 | 0 | 60 | 4409841.3854 | 19276956.0586 | 220690.6902 |  |  | 15087805.3635 | 0
1424 | 5076712.788 | 12815542.7579 | 104280.4246 |  |  | 7843110.3945 | 0 | 60 | 4409841.3854 | 19276956.0586 | 220690.6902 |  |  | 15087805.3635 | 0
1425 | 5047643.4 | 13868875.0394 | 238975.973 |  |  | 9060207.6124 | 0 | 60 | 4409841.3854 | 19276956.0586 | 220690.6902 |  |  | 15087805.3635 | 0
1426 | 5067806.608 | 14337022.72 | 417121.6983 |  |  | 9686337.8104 | 0 | 60 | 4409841.3854 | 19276956.0586 | 220690.6902 |  |  | 15087805.3635 | 0
1427 | 5019018.078 | 16355909.5929 | 836415.9055 |  |  | 12173307.4204 | 0 | 60 | 4409841.3854 | 19276956.0586 | 220690.6902 |  |  | 15087805.3635 | 0
1428 | 4930957.318 | 19545165.6673 | 1160119.7235 |  |  | 15774328.0728 | 0 | 60 | 4409841.3854 | 19276956.0586 | 220690.6902 |  |  | 15087805.3635 | 0
1429 | 4932638.591 | 22646644.0517 | 1107979.5112 |  |  | 18821984.9719 | 0 | 60 | 4409841.3854 | 19276956.0586 | 220690.6902 |  |  | 15087805.3635 | 0
1430 | 4857675.116 | 25309233.9854 | 832070.8878 |  |  | 21283629.7572 | 0 | 60 | 4409841.3854 | 19276956.0586 | 220690.6902 |  |  | 15087805.3635 | 0
1431 | 4667499.984 | 26274788.5767 | 445364.3133 |  |  | 22052652.906 | 0 | 60 | 4409841.3854 | 19276956.0586 | 220690.6902 |  |  | 15087805.3635 | 0
1432 | 4696577.048 | 26625899.3372 | 143385.5838 |  |  | 22072707.873 | 0 | 60 | 4409841.3854 | 19276956.0586 | 220690.6902 |  |  | 15087805.3635 | 0
1433 | 5044178.498 | 26655158.5673 | 2172.5088 |  |  | 21613152.5781 | 0 | 60 | 4409841.3854 | 19276956.0586 | 220690.6902 |  |  | 15087805.3635 | 0
1434 | 5189955.497 | 26596640.1072 | 0 |  |  | 21406684.6102 | 0 | 60 | 4409841.3854 | 19276956.0586 | 220690.6902 |  |  | 15087805.3635 | 0
1435 | 4923137.816 | 26274788.5767 | 0 |  |  | 21351650.7607 | 0 | 60 | 4409841.3854 | 19276956.0586 | 220690.6902 |  |  | 15087805.3635 | 0
1436 | 4604705.337 | 25718863.2059 | 0 |  |  | 21114157.8689 | 0 | 60 | 4409841.3854 | 19276956.0586 | 220690.6902 |  |  | 15087805.3635 | 0
1437 | 4285278.491 | 25338493.2154 | 0 |  |  | 21053214.7244 | 0 | 60 | 4409841.3854 | 19276956.0586 | 220690.6902 |  |  | 15087805.3635 | 0
1438 | 3928871.58 | 24899604.7648 | 0 |  |  | 20970733.1848 | 0 | 60 | 4409841.3854 | 19276956.0586 | 220690.6902 |  |  | 15087805.3635 | 0
1439 | 3599589.852 | 24138864.7837 | 0 |  |  | 20539274.9317 | 0 | 60 | 4409841.3854 | 19276956.0586 | 220690.6902 |  |  | 15087805.3635 | 0
1440 | 3398866.739 | 22851458.6619 | 0 |  |  | 19452591.9229 | 0 | 60 | 4409841.3854 | 19276956.0586 | 220690.6902 |  |  | 15087805.3635 | 0
1441 | 3294596.185 | 21388497.1599 | 0 |  |  | 18093900.9749 | 0 | 61 | 4377006.8447 | 18313839.7364 | 89978.0747 |  |  | 14026810.9664 | 0
1442 | 3248717.576 | 19311091.827 | 0 |  |  | 16062374.251 | 0 | 61 | 4377006.8447 | 18313839.7364 | 89978.0747 |  |  | 14026810.9664 | 0
1443 | 3258716.795 | 16824057.2735 | 0 |  |  | 13565340.4785 | 0 | 61 | 4377006.8447 | 18313839.7364 | 89978.0747 |  |  | 14026810.9664 | 0
1444 | 3349073.458 | 14863688.8608 | 0 |  |  | 11514615.4028 | 0 | 61 | 4377006.8447 | 18313839.7364 | 89978.0747 |  |  | 14026810.9664 | 0
1445 | 3620061.238 | 13751838.1192 | 0 |  |  | 10131776.8812 | 0 | 61 | 4377006.8447 | 18313839.7364 | 89978.0747 |  |  | 14026810.9664 | 0
1446 | 4267143.834 | 12698505.8377 | 0 |  |  | 8431362.0037 | 0 | 61 | 4377006.8447 | 18313839.7364 | 89978.0747 |  |  | 14026810.9664 | 0
1447 | 4840082.643 | 12171839.697 | 6517.5265 |  |  | 7338274.5805 | 0 | 61 | 4377006.8447 | 18313839.7364 | 89978.0747 |  |  | 14026810.9664 | 0
1448 | 5041802.526 | 11235544.3357 | 54312.7211 |  |  | 6248054.5308 | 0 | 61 | 4377006.8447 | 18313839.7364 | 89978.0747 |  |  | 14026810.9664 | 0
1449 | 5039838.327 | 10387026.6645 | 115142.9688 |  |  | 5462331.3063 | 0 | 61 | 4377006.8447 | 18313839.7364 | 89978.0747 |  |  | 14026810.9664 | 0
1450 | 5110996.182 | 12347395.0773 | 180318.2342 |  |  | 7416717.1294 | 0 | 61 | 4377006.8447 | 18313839.7364 | 89978.0747 |  |  | 14026810.9664 | 0
1451 | 5043443.619 | 14863688.8608 | 295461.203 |  |  | 10115706.4448 | 0 | 61 | 4377006.8447 | 18313839.7364 | 89978.0747 |  |  | 14026810.9664 | 0
1452 | 4889762.866 | 16619242.6632 | 482296.9637 |  |  | 12211776.7609 | 0 | 61 | 4377006.8447 | 18313839.7364 | 89978.0747 |  |  | 14026810.9664 | 0
1453 | 4892121.541 | 18959981.0665 | 530092.1583 |  |  | 14597951.6838 | 0 | 61 | 4377006.8447 | 18313839.7364 | 89978.0747 |  |  | 14026810.9664 | 0
1454 | 4803940.938 | 20481461.0286 | 332393.8534 |  |  | 16009913.944 | 0 | 61 | 4377006.8447 | 18313839.7364 | 89978.0747 |  |  | 14026810.9664 | 0
1455 | 4656382.741 | 21885904.0706 | 121660.4953 |  |  | 17351181.8249 | 0 | 61 | 4377006.8447 | 18313839.7364 | 89978.0747 |  |  | 14026810.9664 | 0
1456 | 4650573.391 | 23495161.7228 | 41277.6681 |  |  | 18885865.9999 | 0 | 61 | 4377006.8447 | 18313839.7364 | 89978.0747 |  |  | 14026810.9664 | 0
1457 | 4940701.004 | 22529607.1315 | 0 |  |  | 17588906.1275 | 0 | 61 | 4377006.8447 | 18313839.7364 | 89978.0747 |  |  | 14026810.9664 | 0
1458 | 5144874.18 | 21681089.4603 | 0 |  |  | 16536215.2803 | 0 | 61 | 4377006.8447 | 18313839.7364 | 89978.0747 |  |  | 14026810.9664 | 0
1459 | 4918410.192 | 21681089.4603 | 0 |  |  | 16762679.2683 | 0 | 61 | 4377006.8447 | 18313839.7364 | 89978.0747 |  |  | 14026810.9664 | 0
1460 | 4612560.774 | 21681089.4603 | 0 |  |  | 17068528.6863 | 0 | 61 | 4377006.8447 | 18313839.7364 | 89978.0747 |  |  | 14026810.9664 | 0
1461 | 4291939.293 | 22646644.0517 | 0 |  |  | 18354704.7587 | 0 | 61 | 4377006.8447 | 18313839.7364 | 89978.0747 |  |  | 14026810.9664 | 0
1462 | 3986112.046 | 22968495.5821 | 0 |  |  | 18982383.5361 | 0 | 61 | 4377006.8447 | 18313839.7364 | 89978.0747 |  |  | 14026810.9664 | 0
1463 | 3680496.676 | 22529607.1315 | 0 |  |  | 18849110.4555 | 0 | 61 | 4377006.8447 | 18313839.7364 | 89978.0747 |  |  | 14026810.9664 | 0
1464 | 3465816.248 | 22529607.1315 | 0 |  |  | 19063790.8835 | 0 | 61 | 4377006.8447 | 18313839.7364 | 89978.0747 |  |  | 14026810.9664 | 0
1465 | 3351519.587 | 22851458.6619 | 0 |  |  | 19499939.0749 | 0 | 62 | 4239711.3555 | 24486318.1405 | 394581.9191 |  |  | 20641188.7041 | 0
1466 | 3295624.493 | 23056273.2722 | 0 |  |  | 19760648.7792 | 0 | 62 | 4239711.3555 | 24486318.1405 | 394581.9191 |  |  | 20641188.7041 | 0
1467 | 3308507.948 | 23495161.7228 | 0 |  |  | 20186653.7748 | 0 | 62 | 4239711.3555 | 24486318.1405 | 394581.9191 |  |  | 20641188.7041 | 0
1468 | 3367536.817 | 23758494.7932 | 0 |  |  | 20390957.9762 | 0 | 62 | 4239711.3555 | 24486318.1405 | 394581.9191 |  |  | 20641188.7041 | 0
1469 | 3614523.097 | 23524420.9529 | 0 |  |  | 19909897.8559 | 0 | 62 | 4239711.3555 | 24486318.1405 | 394581.9191 |  |  | 20641188.7041 | 0
1470 | 4258298 | 23290347.1126 | 0 |  |  | 19032049.1126 | 0 | 62 | 4239711.3555 | 24486318.1405 | 394581.9191 |  |  | 20641188.7041 | 0
1471 | 4805685.035 | 23699976.3331 | 39105.1592 |  |  | 18933396.4573 | 0 | 62 | 4239711.3555 | 24486318.1405 | 394581.9191 |  |  | 20641188.7041 | 0
1472 | 4986995.019 | 23524420.9529 | 256356.0438 |  |  | 18793781.9776 | 0 | 62 | 4239711.3555 | 24486318.1405 | 394581.9191 |  |  | 20641188.7041 | 0
1473 | 4960760.7 | 24577753.2344 | 373671.5214 |  |  | 19990664.0558 | 0 | 62 | 4239711.3555 | 24486318.1405 | 394581.9191 |  |  | 20641188.7041 | 0
1474 | 4978900.105 | 25865159.3562 | 960248.9097 |  |  | 21846508.1609 | 0 | 62 | 4239711.3555 | 24486318.1405 | 394581.9191 |  |  | 20641188.7041 | 0
1475 | 4942533.51 | 26713677.0273 | 1616346.581 |  |  | 23387490.0984 | 0 | 62 | 4239711.3555 | 24486318.1405 | 394581.9191 |  |  | 20641188.7041 | 0
1476 | 4811993.27 | 26801454.7175 | 1779284.7445 |  |  | 23768746.1919 | 0 | 62 | 4239711.3555 | 24486318.1405 | 394581.9191 |  |  | 20641188.7041 | 0
1477 | 4688880.316 | 26684417.7973 | 1638071.6695 |  |  | 23633609.1508 | 0 | 62 | 4239711.3555 | 24486318.1405 | 394581.9191 |  |  | 20641188.7041 | 0
1478 | 4504784.383 | 26742936.2574 | 1388233.1523 |  |  | 23626385.0266 | 0 | 62 | 4239711.3555 | 24486318.1405 | 394581.9191 |  |  | 20641188.7041 | 0
1479 | 4369997.492 | 26859973.1775 | 971111.4539 |  |  | 23461087.1395 | 0 | 62 | 4239711.3555 | 24486318.1405 | 394581.9191 |  |  | 20641188.7041 | 0
1480 | 4420313.011 | 26947750.8677 | 421466.716 |  |  | 22948904.5727 | 0 | 62 | 4239711.3555 | 24486318.1405 | 394581.9191 |  |  | 20641188.7041 | 0
1481 | 4771499.639 | 26245529.3467 | 26070.1061 |  |  | 21500099.8138 | 0 | 62 | 4239711.3555 | 24486318.1405 | 394581.9191 |  |  | 20641188.7041 | 0
1482 | 4978845.459 | 24343679.394 | 0 |  |  | 19364833.935 | 0 | 62 | 4239711.3555 | 24486318.1405 | 394581.9191 |  |  | 20641188.7041 | 0
1483 | 4666267.495 | 24285160.9339 | 0 |  |  | 19618893.4389 | 0 | 62 | 4239711.3555 | 24486318.1405 | 394581.9191 |  |  | 20641188.7041 | 0
1484 | 4281266.332 | 24109605.5537 | 0 |  |  | 19828339.2217 | 0 | 62 | 4239711.3555 | 24486318.1405 | 394581.9191 |  |  | 20641188.7041 | 0
1485 | 3991879.443 | 23729235.5632 | 0 |  |  | 19737356.1202 | 0 | 62 | 4239711.3555 | 24486318.1405 | 394581.9191 |  |  | 20641188.7041 | 0
1486 | 3709487.838 | 22851458.6619 | 0 |  |  | 19141970.8239 | 0 | 62 | 4239711.3555 | 24486318.1405 | 394581.9191 |  |  | 20641188.7041 | 0
1487 | 3451223.545 | 22032200.2208 | 0 |  |  | 18580976.6758 | 0 | 62 | 4239711.3555 | 24486318.1405 | 394581.9191 |  |  | 20641188.7041 | 0
1488 | 3235749.997 | 21681089.4603 | 0 |  |  | 18445339.4633 | 0 | 62 | 4239711.3555 | 24486318.1405 | 394581.9191 |  |  | 20641188.7041 | 0
1489 | 3090866.096 | 21125164.0895 | 0 |  |  | 18034297.9935 | 0 | 63 | 3758649.0273 | 16430276.8025 | 133790.3364 |  |  | 12805418.1116 | 0
1490 | 3030699.231 | 20276646.4183 | 0 |  |  | 17245947.1873 | 0 | 63 | 3758649.0273 | 16430276.8025 | 133790.3364 |  |  | 12805418.1116 | 0
1491 | 3048820.314 | 19340351.057 | 0 |  |  | 16291530.743 | 0 | 63 | 3758649.0273 | 16430276.8025 | 133790.3364 |  |  | 12805418.1116 | 0
1492 | 3077095.83 | 16824057.2735 | 0 |  |  | 13746961.4435 | 0 | 63 | 3758649.0273 | 16430276.8025 | 133790.3364 |  |  | 12805418.1116 | 0
1493 | 3129080.267 | 14190726.5698 | 0 |  |  | 11061646.3028 | 0 | 63 | 3758649.0273 | 16430276.8025 | 133790.3364 |  |  | 12805418.1116 | 0
1494 | 3322360.779 | 13049616.5982 | 0 |  |  | 9727255.8192 | 0 | 63 | 3758649.0273 | 16430276.8025 | 133790.3364 |  |  | 12805418.1116 | 0
1495 | 3606368.446 | 13020357.3682 | 19552.5796 |  |  | 9433541.5018 | 0 | 63 | 3758649.0273 | 16430276.8025 | 133790.3364 |  |  | 12805418.1116 | 0
1496 | 3922464.805 | 12084062.0069 | 121660.4953 |  |  | 8283257.6972 | 0 | 63 | 3758649.0273 | 16430276.8025 | 133790.3364 |  |  | 12805418.1116 | 0
1497 | 4134130.604 | 12961838.9081 | 256356.0438 |  |  | 9084064.3479 | 0 | 63 | 3758649.0273 | 16430276.8025 | 133790.3364 |  |  | 12805418.1116 | 0
1498 | 4226289.802 | 14746651.9406 | 458399.3664 |  |  | 10978761.505 | 0 | 63 | 3758649.0273 | 16430276.8025 | 133790.3364 |  |  | 12805418.1116 | 0
1499 | 4165452.694 | 14629615.0204 | 625682.5475 |  |  | 11089844.8739 | 0 | 63 | 3758649.0273 | 16430276.8025 | 133790.3364 |  |  | 12805418.1116 | 0
1500 | 4075005.045 | 13722578.8892 | 627855.0563 |  |  | 10275428.9005 | 0 | 63 | 3758649.0273 | 16430276.8025 | 133790.3364 |  |  | 12805418.1116 | 0
1501 | 3999664.273 | 13342208.8986 | 517057.1052 |  |  | 9859601.7309 | 0 | 63 | 3758649.0273 | 16430276.8025 | 133790.3364 |  |  | 12805418.1116 | 0
1502 | 3956401.021 | 13254431.2085 | 345428.9064 |  |  | 9643459.094 | 0 | 63 | 3758649.0273 | 16430276.8025 | 133790.3364 |  |  | 12805418.1116 | 0
1503 | 3951760.12 | 13547023.5089 | 180318.2342 |  |  | 9775581.6231 | 0 | 63 | 3758649.0273 | 16430276.8025 | 133790.3364 |  |  | 12805418.1116 | 0
1504 | 4081259.812 | 16531464.9731 | 58657.7388 |  |  | 12508862.8999 | 0 | 63 | 3758649.0273 | 16430276.8025 | 133790.3364 |  |  | 12805418.1116 | 0
1505 | 4446409.431 | 18462574.1558 | 0 |  |  | 14016164.7248 | 0 | 63 | 3758649.0273 | 16430276.8025 | 133790.3364 |  |  | 12805418.1116 | 0
1506 | 4626020.639 | 18023685.7052 | 0 |  |  | 13397665.0662 | 0 | 63 | 3758649.0273 | 16430276.8025 | 133790.3364 |  |  | 12805418.1116 | 0
1507 | 4331873.915 | 19515906.4373 | 0 |  |  | 15184032.5223 | 0 | 63 | 3758649.0273 | 16430276.8025 | 133790.3364 |  |  | 12805418.1116 | 0
1508 | 4037615.45 | 20481461.0286 | 0 |  |  | 16443845.5786 | 0 | 63 | 3758649.0273 | 16430276.8025 | 133790.3364 |  |  | 12805418.1116 | 0
1509 | 3803963.646 | 20657016.4089 | 0 |  |  | 16853052.7629 | 0 | 63 | 3758649.0273 | 16430276.8025 | 133790.3364 |  |  | 12805418.1116 | 0
1510 | 3589117.673 | 19311091.827 | 0 |  |  | 15721974.154 | 0 | 63 | 3758649.0273 | 16430276.8025 | 133790.3364 |  |  | 12805418.1116 | 0
1511 | 3358183.33 | 17965167.2451 | 0 |  |  | 14606983.9151 | 0 | 63 | 3758649.0273 | 16430276.8025 | 133790.3364 |  |  | 12805418.1116 | 0
1512 | 3196673.433 | 17262945.7241 | 0 |  |  | 14066272.2911 | 0 | 63 | 3758649.0273 | 16430276.8025 | 133790.3364 |  |  | 12805418.1116 | 0
1513 | 3128372.654 | 16297391.1328 | 0 |  |  | 13169018.4788 | 0 | 64 | 3827534.1759 | 6867385.1175 | 133880.8576 |  |  | 3233105.0743 | 59373.2751
1514 | 3144479.017 | 15244058.8513 | 0 |  |  | 12099579.8343 | 0 | 64 | 3827534.1759 | 6867385.1175 | 133880.8576 |  |  | 3233105.0743 | 59373.2751
1515 | 3161640.652 | 13576282.739 | 0 |  |  | 10414642.087 | 0 | 64 | 3827534.1759 | 6867385.1175 | 133880.8576 |  |  | 3233105.0743 | 59373.2751
1516 | 3247168.298 | 11937765.8567 | 0 |  |  | 8690597.5587 | 0 | 64 | 3827534.1759 | 6867385.1175 | 133880.8576 |  |  | 3233105.0743 | 59373.2751
1517 | 3320361.026 | 9860360.5238 | 0 |  |  | 6539999.4978 | 0 | 64 | 3827534.1759 | 6867385.1175 | 133880.8576 |  |  | 3233105.0743 | 59373.2751
1518 | 3493279.698 | 7695177.5008 | 0 |  |  | 4201897.8028 | 0 | 64 | 3827534.1759 | 6867385.1175 | 133880.8576 |  |  | 3233105.0743 | 59373.2751
1519 | 3510718.451 | 6085919.8485 | 17380.0708 |  |  | 2592581.4683 | 0 | 64 | 3827534.1759 | 6867385.1175 | 133880.8576 |  |  | 3233105.0743 | 59373.2751
1520 | 3846484.637 | 4827772.9567 | 121660.4953 |  |  | 1102948.8151 | 0 | 64 | 3827534.1759 | 6867385.1175 | 133880.8576 |  |  | 3233105.0743 | 59373.2751
1521 | 4092834.053 | 3949996.0555 | 247666.0084 |  |  | 104828.0109 | 0 | 64 | 3827534.1759 | 6867385.1175 | 133880.8576 |  |  | 3233105.0743 | 59373.2751
1522 | 4255369.074 | 4827772.9567 | 349773.9241 |  |  | 922177.8069 | 0 | 64 | 3827534.1759 | 6867385.1175 | 133880.8576 |  |  | 3233105.0743 | 59373.2751
1523 | 4318285.225 | 5471476.0176 | 445364.3133 |  |  | 1598555.106 | 0 | 64 | 3827534.1759 | 6867385.1175 | 133880.8576 |  |  | 3233105.0743 | 59373.2751
1524 | 4236425.982 | 5471476.0176 | 536609.6848 |  |  | 1771659.7205 | 0 | 64 | 3827534.1759 | 6867385.1175 | 133880.8576 |  |  | 3233105.0743 | 59373.2751
1525 | 4192500.03 | 5559253.7078 | 599612.4414 |  |  | 1966366.1191 | 0 | 64 | 3827534.1759 | 6867385.1175 | 133880.8576 |  |  | 3233105.0743 | 59373.2751
1526 | 4158546.916 | 5910364.4683 | 430156.7514 |  |  | 2181974.3037 | 0 | 64 | 3827534.1759 | 6867385.1175 | 133880.8576 |  |  | 3233105.0743 | 59373.2751
1527 | 4112561.067 | 6437030.609 | 308496.2561 |  |  | 2632965.7981 | 0 | 64 | 3827534.1759 | 6867385.1175 | 133880.8576 |  |  | 3233105.0743 | 59373.2751
1528 | 4193190.963 | 7109992.8999 | 145558.0926 |  |  | 3062360.0296 | 0 | 64 | 3827534.1759 | 6867385.1175 | 133880.8576 |  |  | 3233105.0743 | 59373.2751
1529 | 4557729.378 | 6466289.839 | 10862.5442 |  |  | 1919423.0053 | 0 | 64 | 3827534.1759 | 6867385.1175 | 133880.8576 |  |  | 3233105.0743 | 59373.2751
1530 | 4668282.276 | 4359625.2761 | 0 |  |  | 0 | 308656.9999 | 64 | 3827534.1759 | 6867385.1175 | 133880.8576 |  |  | 3233105.0743 | 59373.2751
1531 | 4404153.386 | 3949996.0555 | 0 |  |  | 0 | 454157.3305 | 64 | 3827534.1759 | 6867385.1175 | 133880.8576 |  |  | 3233105.0743 | 59373.2751
1532 | 4111642.502 | 3686662.9852 | 0 |  |  | 0 | 424979.5168 | 64 | 3827534.1759 | 6867385.1175 | 133880.8576 |  |  | 3233105.0743 | 59373.2751
1533 | 3806790.82 | 3569626.065 | 0 |  |  | 0 | 237164.755 | 64 | 3827534.1759 | 6867385.1175 | 133880.8576 |  |  | 3233105.0743 | 59373.2751
1534 | 3504660.198 | 3832959.1354 | 0 |  |  | 328298.9374 | 0 | 64 | 3827534.1759 | 6867385.1175 | 133880.8576 |  |  | 3233105.0743 | 59373.2751
1535 | 3269379.545 | 4213329.1259 | 0 |  |  | 943949.5809 | 0 | 64 | 3827534.1759 | 6867385.1175 | 133880.8576 |  |  | 3233105.0743 | 59373.2751
1536 | 3125964.373 | 4476662.1963 | 0 |  |  | 1350697.8233 | 0 | 64 | 3827534.1759 | 6867385.1175 | 133880.8576 |  |  | 3233105.0743 | 59373.2751
1537 | 3040953.655 | 4593699.1164 | 0 |  |  | 1552745.4614 | 0 | 65 | 4454935.469 | 3112450.5956 | 193081.7236 |  |  | 980136.4216 | 2129539.5713
1538 | 3041309.02 | 4476662.1963 | 0 |  |  | 1435353.1763 | 0 | 65 | 4454935.469 | 3112450.5956 | 193081.7236 |  |  | 980136.4216 | 2129539.5713
1539 | 3078570.553 | 4184069.8958 | 0 |  |  | 1105499.3428 | 0 | 65 | 4454935.469 | 3112450.5956 | 193081.7236 |  |  | 980136.4216 | 2129539.5713
1540 | 3169400.41 | 3686662.9852 | 0 |  |  | 517262.5752 | 0 | 65 | 4454935.469 | 3112450.5956 | 193081.7236 |  |  | 980136.4216 | 2129539.5713
1541 | 3444584.714 | 3306292.9946 | 0 |  |  | 0 | 138291.7194 | 65 | 4454935.469 | 3112450.5956 | 193081.7236 |  |  | 980136.4216 | 2129539.5713
1542 | 4151606.997 | 2750367.6238 | 0 |  |  | 0 | 1401239.3732 | 65 | 4454935.469 | 3112450.5956 | 193081.7236 |  |  | 980136.4216 | 2129539.5713
1543 | 4798051.97 | 1989627.6428 | 17380.0708 |  |  | 0 | 2791044.2565 | 65 | 4454935.469 | 3112450.5956 | 193081.7236 |  |  | 980136.4216 | 2129539.5713
1544 | 5058164.288 | 1141109.9716 | 97762.898 |  |  | 0 | 3819291.4184 | 65 | 4454935.469 | 3112450.5956 | 193081.7236 |  |  | 980136.4216 | 2129539.5713
1545 | 5113811.807 | 234073.8403 | 247666.0084 |  |  | 0 | 4632071.9583 | 65 | 4454935.469 | 3112450.5956 | 193081.7236 |  |  | 980136.4216 | 2129539.5713
1546 | 5248719.377 | 117036.9202 | 393224.101 |  |  | 0 | 4738458.3558 | 65 | 4454935.469 | 3112450.5956 | 193081.7236 |  |  | 980136.4216 | 2129539.5713
1547 | 5230749.157 | 204814.6103 | 649580.1448 |  |  | 0 | 4376354.4019 | 65 | 4454935.469 | 3112450.5956 | 193081.7236 |  |  | 980136.4216 | 2129539.5713
1548 | 5153443.532 | 380369.9905 | 788620.7109 |  |  | 0 | 3984452.8306 | 65 | 4454935.469 | 3112450.5956 | 193081.7236 |  |  | 980136.4216 | 2129539.5713
1549 | 5169495.103 | 848517.6712 | 873348.5559 |  |  | 0 | 3447628.8759 | 65 | 4454935.469 | 3112450.5956 | 193081.7236 |  |  | 980136.4216 | 2129539.5713
1550 | 5061337.987 | 1550739.1922 | 749515.5517 |  |  | 0 | 2761083.2431 | 65 | 4454935.469 | 3112450.5956 | 193081.7236 |  |  | 980136.4216 | 2129539.5713
1551 | 4983380.057 | 2048146.1029 | 536609.6848 |  |  | 0 | 2398624.2693 | 65 | 4454935.469 | 3112450.5956 | 193081.7236 |  |  | 980136.4216 | 2129539.5713
1552 | 4976190.928 | 2282219.9432 | 258528.5526 |  |  | 0 | 2435442.4322 | 65 | 4454935.469 | 3112450.5956 | 193081.7236 |  |  | 980136.4216 | 2129539.5713
1553 | 5371633.238 | 1755553.8025 | 21725.0885 |  |  | 0 | 3594354.3471 | 65 | 4454935.469 | 3112450.5956 | 193081.7236 |  |  | 980136.4216 | 2129539.5713
1554 | 5387842.668 | 1258146.8918 | 0 |  |  | 0 | 4129695.7762 | 65 | 4454935.469 | 3112450.5956 | 193081.7236 |  |  | 980136.4216 | 2129539.5713
1555 | 5111682.898 | 1462961.502 | 0 |  |  | 0 | 3648721.396 | 65 | 4454935.469 | 3112450.5956 | 193081.7236 |  |  | 980136.4216 | 2129539.5713
1556 | 4727709.372 | 2311479.1732 | 0 |  |  | 0 | 2416230.1988 | 65 | 4454935.469 | 3112450.5956 | 193081.7236 |  |  | 980136.4216 | 2129539.5713
1557 | 4404479.375 | 4008514.5156 | 0 |  |  | 0 | 395964.8594 | 65 | 4454935.469 | 3112450.5956 | 193081.7236 |  |  | 980136.4216 | 2129539.5713
1558 | 4075114.001 | 7168511.36 | 0 |  |  | 3093397.359 | 0 | 65 | 4454935.469 | 3112450.5956 | 193081.7236 |  |  | 980136.4216 | 2129539.5713
1559 | 3689410.309 | 10445545.1246 | 0 |  |  | 6756134.8156 | 0 | 65 | 4454935.469 | 3112450.5956 | 193081.7236 |  |  | 980136.4216 | 2129539.5713
1560 | 3430809.84 | 12493691.2275 | 0 |  |  | 9062881.3875 | 0 | 65 | 4454935.469 | 3112450.5956 | 193081.7236 |  |  | 980136.4216 | 2129539.5713
1561 | 3334686.536 | 12961838.9081 | 0 |  |  | 9627152.3721 | 0 | 66 | 4491426.7156 | 5271537.9457 | 184482.2095 |  |  | 2334763.6918 | 1370170.2522
1562 | 3282963.403 | 12171839.697 | 0 |  |  | 8888876.294 | 0 | 66 | 4491426.7156 | 5271537.9457 | 184482.2095 |  |  | 2334763.6918 | 1370170.2522
1563 | 3269014.93 | 10328508.2044 | 0 |  |  | 7059493.2744 | 0 | 66 | 4491426.7156 | 5271537.9457 | 184482.2095 |  |  | 2334763.6918 | 1370170.2522
1564 | 3351526.757 | 8543695.1719 | 0 |  |  | 5192168.4149 | 0 | 66 | 4491426.7156 | 5271537.9457 | 184482.2095 |  |  | 2334763.6918 | 1370170.2522
1565 | 3634364.256 | 6788141.3695 | 0 |  |  | 3153777.1135 | 0 | 66 | 4491426.7156 | 5271537.9457 | 184482.2095 |  |  | 2334763.6918 | 1370170.2522
1566 | 4330731.045 | 5939623.6983 | 0 |  |  | 7166322.5563 | 5557429.903 | 66 | 4491426.7156 | 5271537.9457 | 184482.2095 |  |  | 2334763.6918 | 1370170.2522
1567 | 4965417.623 | 5588512.9378 | 89072.8627 |  |  | 712168.1775 | 0 | 66 | 4491426.7156 | 5271537.9457 | 184482.2095 |  |  | 2334763.6918 | 1370170.2522
1568 | 5167807.106 | 5676290.6279 | 497504.5256 |  |  | 1005988.0476 | 0 | 66 | 4491426.7156 | 5271537.9457 | 184482.2095 |  |  | 2334763.6918 | 1370170.2522
1569 | 5177987.553 | 5851846.0082 | 782103.1844 |  |  | 1455961.6396 | 0 | 66 | 4491426.7156 | 5271537.9457 | 184482.2095 |  |  | 2334763.6918 | 1370170.2522
1570 | 5248577.257 | 5500735.2477 | 801655.764 |  |  | 1053813.7547 | 0 | 66 | 4491426.7156 | 5271537.9457 | 184482.2095 |  |  | 2334763.6918 | 1370170.2522
1571 | 5204533.077 | 4974069.107 | 695202.8306 |  |  | 464738.8605 | 0 | 66 | 4491426.7156 | 5271537.9457 | 184482.2095 |  |  | 2334763.6918 | 1370170.2522
1572 | 5099694.155 | 3920736.8255 | 530092.1583 |  |  | 0 | 648865.1712 | 66 | 4491426.7156 | 5271537.9457 | 184482.2095 |  |  | 2334763.6918 | 1370170.2522
1573 | 5090340.381 | 2633330.7037 | 432329.2603 |  |  | 0 | 2024680.4171 | 66 | 4491426.7156 | 5271537.9457 | 184482.2095 |  |  | 2334763.6918 | 1370170.2522
1574 | 4987202.985 | 1492220.7321 | 341083.8887 |  |  | 0 | 3153898.3642 | 66 | 4491426.7156 | 5271537.9457 | 184482.2095 |  |  | 2334763.6918 | 1370170.2522
1575 | 4852723.251 | 760739.9811 | 191180.7784 |  |  | 0 | 3900802.4915 | 66 | 4491426.7156 | 5271537.9457 | 184482.2095 |  |  | 2334763.6918 | 1370170.2522
1576 | 4876758.283 | 497406.9107 | 65175.2654 |  |  | 0 | 4314176.1069 | 66 | 4491426.7156 | 5271537.9457 | 184482.2095 |  |  | 2334763.6918 | 1370170.2522
1577 | 5190662.074 | 497406.9107 | 2172.5088 |  |  | 0 | 4691082.6545 | 66 | 4491426.7156 | 5271537.9457 | 184482.2095 |  |  | 2334763.6918 | 1370170.2522
1578 | 5286060.068 | 907036.1313 | 0 |  |  | 0 | 4379023.9367 | 66 | 4491426.7156 | 5271537.9457 | 184482.2095 |  |  | 2334763.6918 | 1370170.2522
1579 | 5074061.05 | 2018886.8728 | 0 |  |  | 0 | 3055174.1772 | 66 | 4491426.7156 | 5271537.9457 | 184482.2095 |  |  | 2334763.6918 | 1370170.2522
1580 | 4757838.126 | 3598885.295 | 0 |  |  | 0 | 1158952.831 | 66 | 4491426.7156 | 5271537.9457 | 184482.2095 |  |  | 2334763.6918 | 1370170.2522
1581 | 4413053.75 | 5354439.0975 | 0 |  |  | 941385.3475 | 0 | 66 | 4491426.7156 | 5271537.9457 | 184482.2095 |  |  | 2334763.6918 | 1370170.2522
1582 | 4050620.822 | 6583326.7592 | 0 |  |  | 2532705.9372 | 0 | 66 | 4491426.7156 | 5271537.9457 | 184482.2095 |  |  | 2334763.6918 | 1370170.2522
1583 | 3693568.615 | 7051474.4399 | 0 |  |  | 3357905.8249 | 0 | 66 | 4491426.7156 | 5271537.9457 | 184482.2095 |  |  | 2334763.6918 | 1370170.2522
1584 | 3454048.071 | 6875919.0596 | 0 |  |  | 3421870.9886 | 0 | 66 | 4491426.7156 | 5271537.9457 | 184482.2095 |  |  | 2334763.6918 | 1370170.2522
1585 | 3346323.729 | 6437030.609 | 0 |  |  | 3090706.88 | 0 | 67 | 4454831.9972 | 5027711.0287 | 527467.0434 |  |  | 1845010.1348 | 744664.0598
1586 | 3308824.504 | 6085919.8485 | 0 |  |  | 2777095.3445 | 0 | 67 | 4454831.9972 | 5027711.0287 | 527467.0434 |  |  | 1845010.1348 | 744664.0598
1587 | 3313590.14 | 5881105.2382 | 0 |  |  | 2567515.0982 | 0 | 67 | 4454831.9972 | 5027711.0287 | 527467.0434 |  |  | 1845010.1348 | 744664.0598
1588 | 3386491.665 | 5588512.9378 | 0 |  |  | 2202021.2728 | 0 | 67 | 4454831.9972 | 5027711.0287 | 527467.0434 |  |  | 1845010.1348 | 744664.0598
1589 | 3677984.054 | 5354439.0975 | 0 |  |  | 1676455.0435 | 0 | 67 | 4454831.9972 | 5027711.0287 | 527467.0434 |  |  | 1845010.1348 | 744664.0598
1590 | 4371400.998 | 5354439.0975 | 0 |  |  | 983038.0995 | 0 | 67 | 4454831.9972 | 5027711.0287 | 527467.0434 |  |  | 1845010.1348 | 744664.0598
1591 | 4935067.975 | 5647031.3979 | 202043.3226 |  |  | 914006.7455 | 0 | 67 | 4454831.9972 | 5027711.0287 | 527467.0434 |  |  | 1845010.1348 | 744664.0598
1592 | 5135974.693 | 5354439.0975 | 869003.5382 |  |  | 1087467.9427 | 0 | 67 | 4454831.9972 | 5027711.0287 | 527467.0434 |  |  | 1845010.1348 | 744664.0598
1593 | 5111841.455 | 3247774.5345 | 1373025.5904 |  |  | 0 | 491041.3301 | 67 | 4454831.9972 | 5027711.0287 | 527467.0434 |  |  | 1845010.1348 | 744664.0598
1594 | 5201023.454 | 3364811.4547 | 1722799.5145 |  |  | 0 | 113412.4848 | 67 | 4454831.9972 | 5027711.0287 | 527467.0434 |  |  | 1845010.1348 | 744664.0598
1595 | 5116043.302 | 3247774.5345 | 1907462.7663 |  |  | 39193.9989 | 0 | 67 | 4454831.9972 | 5027711.0287 | 527467.0434 |  |  | 1845010.1348 | 744664.0598
1596 | 5009866.537 | 2516293.7835 | 1877047.6425 |  |  | 0 | 616525.111 | 67 | 4454831.9972 | 5027711.0287 | 527467.0434 |  |  | 1845010.1348 | 744664.0598
1597 | 5009231.981 | 1960368.4127 | 1666314.2845 |  |  | 0 | 1382549.2838 | 67 | 4454831.9972 | 5027711.0287 | 527467.0434 |  |  | 1845010.1348 | 744664.0598
1598 | 4986496.203 | 1579998.4222 | 1373025.5904 |  |  | 0 | 2033472.1904 | 67 | 4454831.9972 | 5027711.0287 | 527467.0434 |  |  | 1845010.1348 | 744664.0598
1599 | 4874340.166 | 1375183.8119 | 979801.4893 |  |  | 0 | 2519354.8648 | 67 | 4454831.9972 | 5027711.0287 | 527467.0434 |  |  | 1845010.1348 | 744664.0598
1600 | 4912659.114 | 1404443.042 | 593094.9148 |  |  | 0 | 2915121.1572 | 67 | 4454831.9972 | 5027711.0287 | 527467.0434 |  |  | 1845010.1348 | 744664.0598
1601 | 5246014.227 | 1492220.7321 | 95590.3892 |  |  | 0 | 3658203.1057 | 67 | 4454831.9972 | 5027711.0287 | 527467.0434 |  |  | 1845010.1348 | 744664.0598
1602 | 5259986.057 | 2165183.023 | 0 |  |  | 0 | 3094803.034 | 67 | 4454831.9972 | 5027711.0287 | 527467.0434 |  |  | 1845010.1348 | 744664.0598
1603 | 4968191.7 | 3920736.8255 | 0 |  |  | 0 | 1047454.8745 | 67 | 4454831.9972 | 5027711.0287 | 527467.0434 |  |  | 1845010.1348 | 744664.0598
1604 | 4602531.122 | 6232215.9987 | 0 |  |  | 1629684.8767 | 0 | 67 | 4454831.9972 | 5027711.0287 | 527467.0434 |  |  | 1845010.1348 | 744664.0598
1605 | 4272525.975 | 8397399.0217 | 0 |  |  | 4124873.0467 | 0 | 67 | 4454831.9972 | 5027711.0287 | 527467.0434 |  |  | 1845010.1348 | 744664.0598
1606 | 3910933.632 | 10269989.7444 | 0 |  |  | 6359056.1124 | 0 | 67 | 4454831.9972 | 5027711.0287 | 527467.0434 |  |  | 1845010.1348 | 744664.0598
1607 | 3583637.544 | 11528136.6361 | 0 |  |  | 7944499.0921 | 0 | 67 | 4454831.9972 | 5027711.0287 | 527467.0434 |  |  | 1845010.1348 | 744664.0598
1608 | 3374987.705 | 12259617.3871 | 0 |  |  | 8884629.6821 | 0 | 67 | 4454831.9972 | 5027711.0287 | 527467.0434 |  |  | 1845010.1348 | 744664.0598
1609 | 3270413.087 | 13049616.5982 | 0 |  |  | 9779203.5112 | 0 | 68 | 4316370.502 | 13759152.9267 | 534256.1336 |  |  | 10903276.8754 | 926238.3172
1610 | 3223100.602 | 13927393.4995 | 0 |  |  | 10704292.8975 | 0 | 68 | 4316370.502 | 13759152.9267 | 534256.1336 |  |  | 10903276.8754 | 926238.3172
1611 | 3245017.985 | 14922207.3209 | 0 |  |  | 11677189.3359 | 0 | 68 | 4316370.502 | 13759152.9267 | 534256.1336 |  |  | 10903276.8754 | 926238.3172
1612 | 3283650.049 | 16151094.9826 | 0 |  |  | 12867444.9336 | 0 | 68 | 4316370.502 | 13759152.9267 | 534256.1336 |  |  | 10903276.8754 | 926238.3172
1613 | 3552145.882 | 17643315.7147 | 0 |  |  | 19648599.7357 | 5557429.903 | 68 | 4316370.502 | 13759152.9267 | 534256.1336 |  |  | 10903276.8754 | 926238.3172
1614 | 4184445.201 | 19018499.5266 | 0 |  |  | 14834054.3256 | 0 | 68 | 4316370.502 | 13759152.9267 | 534256.1336 |  |  | 10903276.8754 | 926238.3172
1615 | 4749249.146 | 20101091.0381 | 162938.1634 |  |  | 15514780.0555 | 0 | 68 | 4316370.502 | 13759152.9267 | 534256.1336 |  |  | 10903276.8754 | 926238.3172
1616 | 4953289.636 | 19837757.9677 | 506194.561 |  |  | 15390662.8927 | 0 | 68 | 4316370.502 | 13759152.9267 | 534256.1336 |  |  | 10903276.8754 | 926238.3172
1617 | 4951848.523 | 18755166.4562 | 1325230.3957 |  |  | 15128548.329 | 0 | 68 | 4316370.502 | 13759152.9267 | 534256.1336 |  |  | 10903276.8754 | 926238.3172
1618 | 4996014.777 | 19984054.1179 | 1707591.9526 |  |  | 16695631.2935 | 0 | 68 | 4316370.502 | 13759152.9267 | 534256.1336 |  |  | 10903276.8754 | 926238.3172
1619 | 4955199.572 | 18667388.7661 | 1903117.7487 |  |  | 21172736.8457 | 5557429.903 | 68 | 4316370.502 | 13759152.9267 | 534256.1336 |  |  | 10903276.8754 | 926238.3172
1620 | 4827165.098 | 15653688.0719 | 1944395.4167 |  |  | 12770918.3906 | 0 | 68 | 4316370.502 | 13759152.9267 | 534256.1336 |  |  | 10903276.8754 | 926238.3172
1621 | 4835358.495 | 12698505.8377 | 1831424.9567 |  |  | 9694572.2995 | 0 | 68 | 4316370.502 | 13759152.9267 | 534256.1336 |  |  | 10903276.8754 | 926238.3172
1622 | 4775114.423 | 10182212.0542 | 1568551.3864 |  |  | 6975649.0177 | 0 | 68 | 4316370.502 | 13759152.9267 | 534256.1336 |  |  | 10903276.8754 | 926238.3172
1623 | 4650656.156 | 8338880.5617 | 1162292.2323 |  |  | 4850516.638 | 0 | 68 | 4316370.502 | 13759152.9267 | 534256.1336 |  |  | 10903276.8754 | 926238.3172
1624 | 4707237.769 | 8134065.9514 | 612647.4944 |  |  | 4039475.6768 | 0 | 68 | 4316370.502 | 13759152.9267 | 534256.1336 |  |  | 10903276.8754 | 926238.3172
1625 | 5033494.934 | 7870732.881 | 97762.898 |  |  | 2935000.845 | 0 | 68 | 4316370.502 | 13759152.9267 | 534256.1336 |  |  | 10903276.8754 | 926238.3172
1626 | 5095928.654 | 7870732.881 | 0 |  |  | 2774804.227 | 0 | 68 | 4316370.502 | 13759152.9267 | 534256.1336 |  |  | 10903276.8754 | 926238.3172
1627 | 4821245.354 | 10738137.425 | 0 |  |  | 5916892.071 | 0 | 68 | 4316370.502 | 13759152.9267 | 534256.1336 |  |  | 10903276.8754 | 926238.3172
1628 | 4478051.778 | 12698505.8377 | 0 |  |  | 8220454.0597 | 0 | 68 | 4316370.502 | 13759152.9267 | 534256.1336 |  |  | 10903276.8754 | 926238.3172
1629 | 4198395.277 | 12903320.448 | 0 |  |  | 8704925.171 | 0 | 68 | 4316370.502 | 13759152.9267 | 534256.1336 |  |  | 10903276.8754 | 926238.3172
1630 | 3859957.791 | 11762210.4764 | 0 |  |  | 13459682.5884 | 5557429.903 | 68 | 4316370.502 | 13759152.9267 | 534256.1336 |  |  | 10903276.8754 | 926238.3172
1631 | 3566043.718 | 10328508.2044 | 0 |  |  | 6762464.4864 | 0 | 68 | 4316370.502 | 13759152.9267 | 534256.1336 |  |  | 10903276.8754 | 926238.3172
1632 | 3379868.142 | 8982583.6226 | 0 |  |  | 11160145.3836 | 5557429.903 | 68 | 4316370.502 | 13759152.9267 | 534256.1336 |  |  | 10903276.8754 | 926238.3172
1633 | 3297635.765 | 7929251.3411 | 0 |  |  | 4631615.5761 | 0 | 69 | 4073974.6385 | 2911293.3891 | 483292.6969 |  |  | 598223.7339 | 1277612.2864
1634 | 3234636.374 | 6934437.5197 | 0 |  |  | 3699801.1457 | 0 | 69 | 4073974.6385 | 2911293.3891 | 483292.6969 |  |  | 598223.7339 | 1277612.2864
1635 | 3223005.365 | 5822586.7781 | 0 |  |  | 2599581.4131 | 0 | 69 | 4073974.6385 | 2911293.3891 | 483292.6969 |  |  | 598223.7339 | 1277612.2864
1636 | 3297060.339 | 4535180.6563 | 0 |  |  | 1238120.3173 | 0 | 69 | 4073974.6385 | 2911293.3891 | 483292.6969 |  |  | 598223.7339 | 1277612.2864
1637 | 3555279.59 | 2955182.2341 | 0 |  |  | 0 | 600097.3559 | 69 | 4073974.6385 | 2911293.3891 | 483292.6969 |  |  | 598223.7339 | 1277612.2864
1638 | 4133645.796 | 2252960.7131 | 0 |  |  | 0 | 1880685.0829 | 69 | 4073974.6385 | 2911293.3891 | 483292.6969 |  |  | 598223.7339 | 1277612.2864
1639 | 4673050.719 | 1960368.4127 | 41277.6681 |  |  | 0 | 2671404.6382 | 69 | 4073974.6385 | 2911293.3891 | 483292.6969 |  |  | 598223.7339 | 1277612.2864
1640 | 4862853.53 | 1901849.9527 | 343256.3976 |  |  | 0 | 2617747.1798 | 69 | 4073974.6385 | 2911293.3891 | 483292.6969 |  |  | 598223.7339 | 1277612.2864
1641 | 4822455.893 | 1960368.4127 | 1314367.8515 |  |  | 0 | 1547719.6287 | 69 | 4073974.6385 | 2911293.3891 | 483292.6969 |  |  | 598223.7339 | 1277612.2864
1642 | 4831986.071 | 2574812.2436 | 1698901.9172 |  |  | 0 | 558271.9102 | 69 | 4073974.6385 | 2911293.3891 | 483292.6969 |  |  | 598223.7339 | 1277612.2864
1643 | 4729772.841 | 3130737.6144 | 1868357.6071 |  |  | 269322.3805 | 0 | 69 | 4073974.6385 | 2911293.3891 | 483292.6969 |  |  | 598223.7339 | 1277612.2864
1644 | 4534422.285 | 3832959.1354 | 1855322.554 |  |  | 1153859.4044 | 0 | 69 | 4073974.6385 | 2911293.3891 | 483292.6969 |  |  | 598223.7339 | 1277612.2864
1645 | 4387438.301 | 3481848.3749 | 1670659.3022 |  |  | 765069.376 | 0 | 69 | 4073974.6385 | 2911293.3891 | 483292.6969 |  |  | 598223.7339 | 1277612.2864
1646 | 4209698.768 | 2779626.8539 | 1412130.7496 |  |  | 0 | 17941.1645 | 69 | 4073974.6385 | 2911293.3891 | 483292.6969 |  |  | 598223.7339 | 1277612.2864
1647 | 4080425.136 | 2165183.023 | 960248.9097 |  |  | 0 | 954993.2033 | 69 | 4073974.6385 | 2911293.3891 | 483292.6969 |  |  | 598223.7339 | 1277612.2864
1648 | 4147728.498 | 1872590.7226 | 388879.0833 |  |  | 0 | 1886258.692 | 69 | 4073974.6385 | 2911293.3891 | 483292.6969 |  |  | 598223.7339 | 1277612.2864
1649 | 4460825.76 | 1667776.1123 | 45622.6858 |  |  | 0 | 2747426.9619 | 69 | 4073974.6385 | 2911293.3891 | 483292.6969 |  |  | 598223.7339 | 1277612.2864
1650 | 4690000.937 | 1345924.5819 | 0 |  |  | 0 | 3344076.3551 | 69 | 4073974.6385 | 2911293.3891 | 483292.6969 |  |  | 598223.7339 | 1277612.2864
1651 | 4486707.81 | 1345924.5819 | 0 |  |  | 0 | 3140783.2281 | 69 | 4073974.6385 | 2911293.3891 | 483292.6969 |  |  | 598223.7339 | 1277612.2864
1652 | 4145069.145 | 1404443.042 | 0 |  |  | 0 | 2740626.103 | 69 | 4073974.6385 | 2911293.3891 | 483292.6969 |  |  | 598223.7339 | 1277612.2864
1653 | 3879772.64 | 1550739.1922 | 0 |  |  | 0 | 2329033.4478 | 69 | 4073974.6385 | 2911293.3891 | 483292.6969 |  |  | 598223.7339 | 1277612.2864
1654 | 3617148.345 | 1814072.2625 | 0 |  |  | 0 | 1803076.0825 | 69 | 4073974.6385 | 2911293.3891 | 483292.6969 |  |  | 598223.7339 | 1277612.2864
1655 | 3347353.45 | 2135923.793 | 0 |  |  | 0 | 1211429.657 | 69 | 4073974.6385 | 2911293.3891 | 483292.6969 |  |  | 598223.7339 | 1277612.2864
1656 | 3127417.966 | 2516293.7835 | 0 |  |  | 0 | 611124.1825 | 69 | 4073974.6385 | 2911293.3891 | 483292.6969 |  |  | 598223.7339 | 1277612.2864
1657 | 2974677.658 | 2779626.8539 | 0 |  |  | 0 | 195050.8041 | 70 | 3539572.8951 | 5720179.473 | 584133.3158 |  |  | 3162641.3398 | 397901.4461
1658 | 2903849.564 | 2896663.774 | 0 |  |  | 0 | 7185.79 | 70 | 3539572.8951 | 5720179.473 | 584133.3158 |  |  | 3162641.3398 | 397901.4461
1659 | 2859592.51 | 3306292.9946 | 0 |  |  | 446700.4846 | 0 | 70 | 3539572.8951 | 5720179.473 | 584133.3158 |  |  | 3162641.3398 | 397901.4461
1660 | 2889258.674 | 4037773.7456 | 0 |  |  | 1148515.0716 | 0 | 70 | 3539572.8951 | 5720179.473 | 584133.3158 |  |  | 3162641.3398 | 397901.4461
1661 | 2964379.256 | 5061846.7971 | 0 |  |  | 2097467.5411 | 0 | 70 | 3539572.8951 | 5720179.473 | 584133.3158 |  |  | 3162641.3398 | 397901.4461
1662 | 3189703.832 | 6232215.9987 | 0 |  |  | 3042512.1667 | 0 | 70 | 3539572.8951 | 5720179.473 | 584133.3158 |  |  | 3162641.3398 | 397901.4461
1663 | 3483786.42 | 7344066.7403 | 254183.5349 |  |  | 4114463.8552 | 0 | 70 | 3539572.8951 | 5720179.473 | 584133.3158 |  |  | 3162641.3398 | 397901.4461
1664 | 3810318.659 | 7285548.2802 | 875521.0647 |  |  | 4350750.6859 | 0 | 70 | 3539572.8951 | 5720179.473 | 584133.3158 |  |  | 3162641.3398 | 397901.4461
1665 | 3959715.735 | 4857032.1868 | 1451235.9088 |  |  | 2348552.3606 | 0 | 70 | 3539572.8951 | 5720179.473 | 584133.3158 |  |  | 3162641.3398 | 397901.4461
1666 | 4006848.692 | 5178883.7172 | 1798837.3241 |  |  | 2970872.3493 | 0 | 70 | 3539572.8951 | 5720179.473 | 584133.3158 |  |  | 3162641.3398 | 397901.4461
1667 | 3921895.866 | 6671104.4493 | 1974810.5406 |  |  | 4724019.1239 | 0 | 70 | 3539572.8951 | 5720179.473 | 584133.3158 |  |  | 3162641.3398 | 397901.4461
1668 | 3783427.689 | 5617772.1679 | 2011743.1909 |  |  | 3846087.6698 | 0 | 70 | 3539572.8951 | 5720179.473 | 584133.3158 |  |  | 3162641.3398 | 397901.4461
1669 | 3695239.541 | 4213329.1259 | 1905290.2575 |  |  | 2423379.8424 | 0 | 70 | 3539572.8951 | 5720179.473 | 584133.3158 |  |  | 3162641.3398 | 397901.4461
1670 | 3568353.436 | 3042959.9243 | 1655451.7403 |  |  | 1130058.2285 | 0 | 70 | 3539572.8951 | 5720179.473 | 584133.3158 |  |  | 3162641.3398 | 397901.4461
1671 | 3535972.218 | 2340738.4033 | 1249192.5862 |  |  | 53958.7714 | 0 | 70 | 3539572.8951 | 5720179.473 | 584133.3158 |  |  | 3162641.3398 | 397901.4461
1672 | 3654781.533 | 2194442.2531 | 706065.3748 |  |  | 0 | 754273.9051 | 70 | 3539572.8951 | 5720179.473 | 584133.3158 |  |  | 3162641.3398 | 397901.4461
1673 | 4085675.822 | 2252960.7131 | 136868.0573 |  |  | 0 | 1695847.0516 | 70 | 3539572.8951 | 5720179.473 | 584133.3158 |  |  | 3162641.3398 | 397901.4461
1674 | 4353547.946 | 3013700.6942 | 0 |  |  | 0 | 1339847.2518 | 70 | 3539572.8951 | 5720179.473 | 584133.3158 |  |  | 3162641.3398 | 397901.4461
1675 | 4182985.497 | 5588512.9378 | 0 |  |  | 1405527.4408 | 0 | 70 | 3539572.8951 | 5720179.473 | 584133.3158 |  |  | 3162641.3398 | 397901.4461
1676 | 3881350.725 | 8836287.4724 | 0 |  |  | 4954936.7474 | 0 | 70 | 3539572.8951 | 5720179.473 | 584133.3158 |  |  | 3162641.3398 | 397901.4461
1677 | 3641569.622 | 11411099.7159 | 0 |  |  | 13326959.9969 | 5557429.903 | 70 | 3539572.8951 | 5720179.473 | 584133.3158 |  |  | 3162641.3398 | 397901.4461
1678 | 3393046.617 | 12405913.5373 | 0 |  |  | 9012866.9203 | 0 | 70 | 3539572.8951 | 5720179.473 | 584133.3158 |  |  | 3162641.3398 | 397901.4461
1679 | 3185097.992 | 11235544.3357 | 0 |  |  | 8050446.3437 | 0 | 70 | 3539572.8951 | 5720179.473 | 584133.3158 |  |  | 3162641.3398 | 397901.4461
1680 | 3024673.979 | 9479990.5332 | 0 |  |  | 6455316.5542 | 0 | 70 | 3539572.8951 | 5720179.473 | 584133.3158 |  |  | 3162641.3398 | 397901.4461
1681 | 2944589.316 | 8104806.7213 | 0 |  |  | 5160217.4053 | 0 | 71 | 3589981.5405 | 8337661.4271 | 579335.6921 |  |  | 5807175.0715 | 480159.4929
1682 | 2909871.576 | 7051474.4399 | 0 |  |  | 4141602.8639 | 0 | 71 | 3589981.5405 | 8337661.4271 | 579335.6921 |  |  | 5807175.0715 | 480159.4929
1683 | 2898742.292 | 6056660.6185 | 0 |  |  | 3157918.3265 | 0 | 71 | 3589981.5405 | 8337661.4271 | 579335.6921 |  |  | 5807175.0715 | 480159.4929
1684 | 2931218.306 | 5910364.4683 | 0 |  |  | 2979146.1623 | 0 | 71 | 3589981.5405 | 8337661.4271 | 579335.6921 |  |  | 5807175.0715 | 480159.4929
1685 | 3005128.174 | 6788141.3695 | 0 |  |  | 3783013.1955 | 0 | 71 | 3589981.5405 | 8337661.4271 | 579335.6921 |  |  | 5807175.0715 | 480159.4929
1686 | 3138415.966 | 7695177.5008 | 0 |  |  | 4556761.5348 | 0 | 71 | 3589981.5405 | 8337661.4271 | 579335.6921 |  |  | 5807175.0715 | 480159.4929
1687 | 3389447.075 | 8719250.5522 | 351946.433 |  |  | 5681749.9102 | 0 | 71 | 3589981.5405 | 8337661.4271 | 579335.6921 |  |  | 5807175.0715 | 480159.4929
1688 | 3698517.405 | 9275175.923 | 932006.2947 |  |  | 6508664.8127 | 0 | 71 | 3589981.5405 | 8337661.4271 | 579335.6921 |  |  | 5807175.0715 | 480159.4929
1689 | 3866310.081 | 12815542.7579 | 1418648.2761 |  |  | 10367880.953 | 0 | 71 | 3589981.5405 | 8337661.4271 | 579335.6921 |  |  | 5807175.0715 | 480159.4929
1690 | 3934839.573 | 16648501.8933 | 1746697.1118 |  |  | 14460359.432 | 0 | 71 | 3589981.5405 | 8337661.4271 | 579335.6921 |  |  | 5807175.0715 | 480159.4929
1691 | 3916164.784 | 16355909.5929 | 1927015.346 |  |  | 14366760.1548 | 0 | 71 | 3589981.5405 | 8337661.4271 | 579335.6921 |  |  | 5807175.0715 | 480159.4929
1692 | 3868664.537 | 14775911.1707 | 1966120.5052 |  |  | 18430797.0418 | 5557429.903 | 71 | 3589981.5405 | 8337661.4271 | 579335.6921 |  |  | 5807175.0715 | 480159.4929
1693 | 3793174.027 | 12991098.1382 | 1868357.6071 |  |  | 11066281.7183 | 0 | 71 | 3589981.5405 | 8337661.4271 | 579335.6921 |  |  | 5807175.0715 | 480159.4929
1694 | 3699786.292 | 11615914.3262 | 1622864.1076 |  |  | 9538992.1418 | 0 | 71 | 3589981.5405 | 8337661.4271 | 579335.6921 |  |  | 5807175.0715 | 480159.4929
1695 | 3690128.497 | 10562582.0448 | 1229640.0065 |  |  | 8102093.5543 | 0 | 71 | 3589981.5405 | 8337661.4271 | 579335.6921 |  |  | 5807175.0715 | 480159.4929
1696 | 3806062.833 | 8953324.3925 | 697375.3394 |  |  | 5844636.8989 | 0 | 71 | 3589981.5405 | 8337661.4271 | 579335.6921 |  |  | 5807175.0715 | 480159.4929
1697 | 4216677.392 | 7227029.8201 | 143385.5838 |  |  | 3153738.0119 | 0 | 71 | 3589981.5405 | 8337661.4271 | 579335.6921 |  |  | 5807175.0715 | 480159.4929
1698 | 4441778.655 | 5295920.6374 | 0 |  |  | 854141.9824 | 0 | 71 | 3589981.5405 | 8337661.4271 | 579335.6921 |  |  | 5807175.0715 | 480159.4929
1699 | 4324976.94 | 4857032.1868 | 0 |  |  | 532055.2468 | 0 | 71 | 3589981.5405 | 8337661.4271 | 579335.6921 |  |  | 5807175.0715 | 480159.4929
1700 | 4043560.563 | 4944809.8769 | 0 |  |  | 901249.3139 | 0 | 71 | 3589981.5405 | 8337661.4271 | 579335.6921 |  |  | 5807175.0715 | 480159.4929
1701 | 3763903.673 | 4593699.1164 | 0 |  |  | 829795.4434 | 0 | 71 | 3589981.5405 | 8337661.4271 | 579335.6921 |  |  | 5807175.0715 | 480159.4929
1702 | 3474107.331 | 3832959.1354 | 0 |  |  | 358851.8044 | 0 | 71 | 3589981.5405 | 8337661.4271 | 579335.6921 |  |  | 5807175.0715 | 480159.4929
1703 | 3276372.567 | 2867404.544 | 0 |  |  | 0 | 408968.023 | 71 | 3589981.5405 | 8337661.4271 | 579335.6921 |  |  | 5807175.0715 | 480159.4929
1704 | 3127119.118 | 2165183.023 | 0 |  |  | 4595493.808 | 5557429.903 | 71 | 3589981.5405 | 8337661.4271 | 579335.6921 |  |  | 5807175.0715 | 480159.4929
1705 | 3036405.633 | 1726294.5724 | 0 |  |  | 4247318.8424 | 5557429.903 | 72 | 4206607.4482 | 2374874.1717 | 547110.1443 |  |  | 546453.826 | 1831076.9583
1706 | 3017641.793 | 1433702.272 | 0 |  |  | 3973490.382 | 5557429.903 | 72 | 4206607.4482 | 2374874.1717 | 547110.1443 |  |  | 546453.826 | 1831076.9583
1707 | 3045008.921 | 1199628.4317 | 0 |  |  | 0 | 1845380.4893 | 72 | 4206607.4482 | 2374874.1717 | 547110.1443 |  |  | 546453.826 | 1831076.9583
1708 | 3121781.691 | 1316665.3518 | 0 |  |  | 0 | 1805116.3392 | 72 | 4206607.4482 | 2374874.1717 | 547110.1443 |  |  | 546453.826 | 1831076.9583
1709 | 3399377.177 | 1697035.3424 | 0 |  |  | 0 | 1702341.8346 | 72 | 4206607.4482 | 2374874.1717 | 547110.1443 |  |  | 546453.826 | 1831076.9583
1710 | 4053162.587 | 1901849.9527 | 0 |  |  | 0 | 2151312.6343 | 72 | 4206607.4482 | 2374874.1717 | 547110.1443 |  |  | 546453.826 | 1831076.9583
1711 | 4660875.981 | 1872590.7226 | 160765.6546 |  |  | 0 | 2627519.6038 | 72 | 4206607.4482 | 2374874.1717 | 547110.1443 |  |  | 546453.826 | 1831076.9583
1712 | 4888555.07 | 1638516.8823 | 517057.1052 |  |  | 0 | 2732981.0825 | 72 | 4206607.4482 | 2374874.1717 | 547110.1443 |  |  | 546453.826 | 1831076.9583
1713 | 4889142.071 | 1638516.8823 | 1064529.3343 |  |  | 0 | 2186095.8544 | 72 | 4206607.4482 | 2374874.1717 | 547110.1443 |  |  | 546453.826 | 1831076.9583
1714 | 4962247.821 | 2048146.1029 | 1764077.1825 |  |  | 0 | 1150024.5356 | 72 | 4206607.4482 | 2374874.1717 | 547110.1443 |  |  | 546453.826 | 1831076.9583
1715 | 4941958.214 | 2077405.3329 | 1990018.1025 |  |  | 0 | 874534.7786 | 72 | 4206607.4482 | 2374874.1717 | 547110.1443 |  |  | 546453.826 | 1831076.9583
1716 | 4832987.871 | 2223701.4831 | 2018260.7175 |  |  | 0 | 591025.6704 | 72 | 4206607.4482 | 2374874.1717 | 547110.1443 |  |  | 546453.826 | 1831076.9583
1717 | 4790886.81 | 2457775.3234 | 1905290.2575 |  |  | 0 | 427821.2291 | 72 | 4206607.4482 | 2374874.1717 | 547110.1443 |  |  | 546453.826 | 1831076.9583
1718 | 4708071.001 | 2662589.9337 | 1646761.7049 |  |  | 0 | 398719.3624 | 72 | 4206607.4482 | 2374874.1717 | 547110.1443 |  |  | 546453.826 | 1831076.9583
1719 | 4560530.676 | 2925923.0041 | 1238330.0419 |  |  | 0 | 396277.63 | 72 | 4206607.4482 | 2374874.1717 | 547110.1443 |  |  | 546453.826 | 1831076.9583
1720 | 4547424.185 | 3101478.3843 | 688685.304 |  |  | 0 | 757260.4966 | 72 | 4206607.4482 | 2374874.1717 | 547110.1443 |  |  | 546453.826 | 1831076.9583
1721 | 4880616.397 | 2808886.0839 | 136868.0573 |  |  | 0 | 1934862.2558 | 72 | 4206607.4482 | 2374874.1717 | 547110.1443 |  |  | 546453.826 | 1831076.9583
1722 | 4956895.464 | 2223701.4831 | 0 |  |  | 0 | 2733193.9809 | 72 | 4206607.4482 | 2374874.1717 | 547110.1443 |  |  | 546453.826 | 1831076.9583
1723 | 4779628.654 | 2808886.0839 | 0 |  |  | 0 | 1970742.5701 | 72 | 4206607.4482 | 2374874.1717 | 547110.1443 |  |  | 546453.826 | 1831076.9583
1724 | 4448118.537 | 3803699.9053 | 0 |  |  | 0 | 644418.6317 | 72 | 4206607.4482 | 2374874.1717 | 547110.1443 |  |  | 546453.826 | 1831076.9583
1725 | 4114796.885 | 4359625.2761 | 0 |  |  | 244828.3911 | 0 | 72 | 4206607.4482 | 2374874.1717 | 547110.1443 |  |  | 546453.826 | 1831076.9583
1726 | 3729110.959 | 3920736.8255 | 0 |  |  | 191625.8665 | 0 | 72 | 4206607.4482 | 2374874.1717 | 547110.1443 |  |  | 546453.826 | 1831076.9583
1727 | 3386888.235 | 3042959.9243 | 0 |  |  | 0 | 343928.3107 | 72 | 4206607.4482 | 2374874.1717 | 547110.1443 |  |  | 546453.826 | 1831076.9583
1728 | 3206466.124 | 2106664.5629 | 0 |  |  | 4457628.3419 | 5557429.903 | 72 | 4206607.4482 | 2374874.1717 | 547110.1443 |  |  | 546453.826 | 1831076.9583
1729 | 3109580.429 | 1375183.8119 | 0 |  |  | 0 | 1734396.6171 | 73 | 4236007.9133 | 497406.9107 | 208651.3704 |  |  | 304331.5933 | 3834281.2255
1730 | 3064342.263 | 760739.9811 | 0 |  |  | 0 | 2303602.2819 | 73 | 4236007.9133 | 497406.9107 | 208651.3704 |  |  | 304331.5933 | 3834281.2255
1731 | 3078111.597 | 409629.2206 | 0 |  |  | 0 | 2668482.3764 | 73 | 4236007.9133 | 497406.9107 | 208651.3704 |  |  | 304331.5933 | 3834281.2255
1732 | 3145509.837 | 468147.6807 | 0 |  |  | 0 | 2677362.1563 | 73 | 4236007.9133 | 497406.9107 | 208651.3704 |  |  | 304331.5933 | 3834281.2255
1733 | 3424028.551 | 643703.0609 | 0 |  |  | 0 | 2780325.4901 | 73 | 4236007.9133 | 497406.9107 | 208651.3704 |  |  | 304331.5933 | 3834281.2255
1734 | 4055276.994 | 731480.751 | 0 |  |  | 0 | 3323796.243 | 73 | 4236007.9133 | 497406.9107 | 208651.3704 |  |  | 304331.5933 | 3834281.2255
1735 | 4663033.886 | 526666.1407 | 36932.6504 |  |  | 0 | 4099435.0949 | 73 | 4236007.9133 | 497406.9107 | 208651.3704 |  |  | 304331.5933 | 3834281.2255
1736 | 4867634.116 | 351110.7605 | 191180.7784 |  |  | 0 | 4325342.5771 | 73 | 4236007.9133 | 497406.9107 | 208651.3704 |  |  | 304331.5933 | 3834281.2255
1737 | 4833454.655 | 234073.8403 | 647407.636 |  |  | 1605456.7243 | 5557429.903 | 73 | 4236007.9133 | 497406.9107 | 208651.3704 |  |  | 304331.5933 | 3834281.2255
1738 | 4855900.321 | 321851.5304 | 1125359.582 |  |  | 0 | 3408689.2086 | 73 | 4236007.9133 | 497406.9107 | 208651.3704 |  |  | 304331.5933 | 3834281.2255
1739 | 4817319.722 | 702221.521 | 984146.507 |  |  | 0 | 3130951.694 | 73 | 4236007.9133 | 497406.9107 | 208651.3704 |  |  | 304331.5933 | 3834281.2255
1740 | 4707683.849 | 1024073.0514 | 630027.5652 |  |  | 0 | 3053583.2324 | 73 | 4236007.9133 | 497406.9107 | 208651.3704 |  |  | 304331.5933 | 3834281.2255
1741 | 4743118.779 | 819258.4411 | 427984.2426 |  |  | 0 | 3495876.0953 | 73 | 4236007.9133 | 497406.9107 | 208651.3704 |  |  | 304331.5933 | 3834281.2255
1742 | 4696548.19 | 731480.751 | 306323.7472 |  |  | 0 | 3658743.6918 | 73 | 4236007.9133 | 497406.9107 | 208651.3704 |  |  | 304331.5933 | 3834281.2255
1743 | 4583620.643 | 789999.2111 | 304151.2384 |  |  | 0 | 3489470.1935 | 73 | 4236007.9133 | 497406.9107 | 208651.3704 |  |  | 304331.5933 | 3834281.2255
1744 | 4597996.339 | 819258.4411 | 304151.2384 |  |  | 0 | 3474586.6595 | 73 | 4236007.9133 | 497406.9107 | 208651.3704 |  |  | 304331.5933 | 3834281.2255
1745 | 4898456.467 | 585184.6008 | 49967.7034 |  |  | 0 | 4263304.1627 | 73 | 4236007.9133 | 497406.9107 | 208651.3704 |  |  | 304331.5933 | 3834281.2255
1746 | 4956892.463 | 87777.6901 | 0 |  |  | 0 | 4869114.7729 | 73 | 4236007.9133 | 497406.9107 | 208651.3704 |  |  | 304331.5933 | 3834281.2255
1747 | 4830026.672 | 29259.23 | 0 |  |  | 0 | 4800767.442 | 73 | 4236007.9133 | 497406.9107 | 208651.3704 |  |  | 304331.5933 | 3834281.2255
1748 | 4461112.656 | 29259.23 | 0 |  |  | 0 | 4431853.426 | 73 | 4236007.9133 | 497406.9107 | 208651.3704 |  |  | 304331.5933 | 3834281.2255
1749 | 4160393.463 | 29259.23 | 0 |  |  | 1426295.67 | 5557429.903 | 73 | 4236007.9133 | 497406.9107 | 208651.3704 |  |  | 304331.5933 | 3834281.2255
1750 | 3861864.845 | 58518.4601 | 0 |  |  | 0 | 3803346.3849 | 73 | 4236007.9133 | 497406.9107 | 208651.3704 |  |  | 304331.5933 | 3834281.2255
1751 | 3641669.443 | 146296.1502 | 0 |  |  | 2062056.6102 | 5557429.903 | 73 | 4236007.9133 | 497406.9107 | 208651.3704 |  |  | 304331.5933 | 3834281.2255
1752 | 3610613.738 | 263333.0704 | 0 |  |  | 2210149.2354 | 5557429.903 | 73 | 4236007.9133 | 497406.9107 | 208651.3704 |  |  | 304331.5933 | 3834281.2255
1753 | 3476498.221 | 321851.5304 | 0 |  |  | 0 | 3154646.6906 | 74 | 4241936.4404 | 1937204.8556 | 565848.033 |  |  | 377477.9668 | 2116361.5186
1754 | 3403943.761 | 409629.2206 | 0 |  |  | 2563115.3626 | 5557429.903 | 74 | 4241936.4404 | 1937204.8556 | 565848.033 |  |  | 377477.9668 | 2116361.5186
1755 | 3435986.286 | 497406.9107 | 0 |  |  | 0 | 2938579.3753 | 74 | 4241936.4404 | 1937204.8556 | 565848.033 |  |  | 377477.9668 | 2116361.5186
1756 | 3507404.531 | 907036.1313 | 0 |  |  | 0 | 2600368.3997 | 74 | 4241936.4404 | 1937204.8556 | 565848.033 |  |  | 377477.9668 | 2116361.5186
1757 | 3575007.712 | 1550739.1922 | 0 |  |  | 0 | 2024268.5198 | 74 | 4241936.4404 | 1937204.8556 | 565848.033 |  |  | 377477.9668 | 2116361.5186
1758 | 4122347.834 | 2194442.2531 | 2172.5088 |  |  | 0 | 1925733.0721 | 74 | 4241936.4404 | 1937204.8556 | 565848.033 |  |  | 377477.9668 | 2116361.5186
1759 | 4636139.71 | 2721108.3938 | 323703.818 |  |  | 3966102.4048 | 5557429.903 | 74 | 4241936.4404 | 1937204.8556 | 565848.033 |  |  | 377477.9668 | 2116361.5186
1760 | 4793742.586 | 2662589.9337 | 914626.224 |  |  | 0 | 1216526.4283 | 74 | 4241936.4404 | 1937204.8556 | 565848.033 |  |  | 377477.9668 | 2116361.5186
1761 | 4800862.225 | 1258146.8918 | 1431683.3292 |  |  | 0 | 2111032.0041 | 74 | 4241936.4404 | 1937204.8556 | 565848.033 |  |  | 377477.9668 | 2116361.5186
1762 | 4843789.597 | 1170369.2016 | 1779284.7445 |  |  | 0 | 1894135.6509 | 74 | 4241936.4404 | 1937204.8556 | 565848.033 |  |  | 377477.9668 | 2116361.5186
1763 | 4802981.813 | 2048146.1029 | 1966120.5052 |  |  | 0 | 788715.205 | 74 | 4241936.4404 | 1937204.8556 | 565848.033 |  |  | 377477.9668 | 2116361.5186
1764 | 4707165.849 | 2252960.7131 | 1992190.6113 |  |  | 0 | 462014.5245 | 74 | 4241936.4404 | 1937204.8556 | 565848.033 |  |  | 377477.9668 | 2116361.5186
1765 | 4690223.129 | 2252960.7131 | 1835769.9744 |  |  | 0 | 601492.4414 | 74 | 4241936.4404 | 1937204.8556 | 565848.033 |  |  | 377477.9668 | 2116361.5186
1766 | 4557663.045 | 1989627.6428 | 1542481.2803 |  |  | 0 | 1025554.1219 | 74 | 4241936.4404 | 1937204.8556 | 565848.033 |  |  | 377477.9668 | 2116361.5186
1767 | 4443492.507 | 1784813.0325 | 1134049.6173 |  |  | 0 | 1524629.8572 | 74 | 4241936.4404 | 1937204.8556 | 565848.033 |  |  | 377477.9668 | 2116361.5186
1768 | 4455205.428 | 1726294.5724 | 584404.8794 |  |  | 0 | 2144505.9762 | 74 | 4241936.4404 | 1937204.8556 | 565848.033 |  |  | 377477.9668 | 2116361.5186
1769 | 4740884.87 | 1579998.4222 | 73865.3007 |  |  | 0 | 3087021.147 | 74 | 4241936.4404 | 1937204.8556 | 565848.033 |  |  | 377477.9668 | 2116361.5186
1770 | 4831130.868 | 1316665.3518 | 0 |  |  | 0 | 3514465.5162 | 74 | 4241936.4404 | 1937204.8556 | 565848.033 |  |  | 377477.9668 | 2116361.5186
1771 | 4761525.478 | 1462961.502 | 0 |  |  | 0 | 3298563.976 | 74 | 4241936.4404 | 1937204.8556 | 565848.033 |  |  | 377477.9668 | 2116361.5186
1772 | 4460355.372 | 1697035.3424 | 0 |  |  | 0 | 2763320.0296 | 74 | 4241936.4404 | 1937204.8556 | 565848.033 |  |  | 377477.9668 | 2116361.5186
1773 | 4177672.865 | 2077405.3329 | 0 |  |  | 0 | 2100267.5321 | 74 | 4241936.4404 | 1937204.8556 | 565848.033 |  |  | 377477.9668 | 2116361.5186
1774 | 3808269.166 | 3306292.9946 | 0 |  |  | 0 | 501976.1714 | 74 | 4241936.4404 | 1937204.8556 | 565848.033 |  |  | 377477.9668 | 2116361.5186
1775 | 3494474.37 | 4388884.5061 | 0 |  |  | 894410.1361 | 0 | 74 | 4241936.4404 | 1937204.8556 | 565848.033 |  |  | 377477.9668 | 2116361.5186
1776 | 3279707.347 | 4915550.6469 | 0 |  |  | 1635843.2999 | 0 | 74 | 4241936.4404 | 1937204.8556 | 565848.033 |  |  | 377477.9668 | 2116361.5186
1777 | 3160981.037 | 5178883.7172 | 0 |  |  | 2017902.6802 | 0 | 75 | 4147719.7517 | 1590970.6335 | 148364.2499 |  |  | 884551.0308 | 3292935.8991
1778 | 3111255.54 | 5588512.9378 | 0 |  |  | 2477257.3978 | 0 | 75 | 4147719.7517 | 1590970.6335 | 148364.2499 |  |  | 884551.0308 | 3292935.8991
1779 | 3132209.544 | 5939623.6983 | 0 |  |  | 2807414.1543 | 0 | 75 | 4147719.7517 | 1590970.6335 | 148364.2499 |  |  | 884551.0308 | 3292935.8991
1780 | 3190014.57 | 5266661.4074 | 0 |  |  | 2076646.8374 | 0 | 75 | 4147719.7517 | 1590970.6335 | 148364.2499 |  |  | 884551.0308 | 3292935.8991
1781 | 3463045.994 | 4388884.5061 | 0 |  |  | 6483268.4151 | 5557429.903 | 75 | 4147719.7517 | 1590970.6335 | 148364.2499 |  |  | 884551.0308 | 3292935.8991
1782 | 4032553.525 | 3657403.7551 | 0 |  |  | 0 | 375149.7699 | 75 | 4147719.7517 | 1590970.6335 | 148364.2499 |  |  | 884551.0308 | 3292935.8991
1783 | 4610938.139 | 3277033.7646 | 30415.1238 |  |  | 0 | 1303489.2506 | 75 | 4147719.7517 | 1590970.6335 | 148364.2499 |  |  | 884551.0308 | 3292935.8991
1784 | 4801462.92 | 2077405.3329 | 162938.1634 |  |  | 0 | 2561119.4237 | 75 | 4147719.7517 | 1590970.6335 | 148364.2499 |  |  | 884551.0308 | 3292935.8991
1785 | 4800314.042 | 1053332.2815 | 286771.1676 |  |  | 0 | 3460210.5929 | 75 | 4147719.7517 | 1590970.6335 | 148364.2499 |  |  | 884551.0308 | 3292935.8991
1786 | 4841273.005 | 731480.751 | 458399.3664 |  |  | 1906037.0154 | 5557429.903 | 75 | 4147719.7517 | 1590970.6335 | 148364.2499 |  |  | 884551.0308 | 3292935.8991
1787 | 4757250.987 | 351110.7605 | 569197.3175 |  |  | 0 | 3836942.909 | 75 | 4147719.7517 | 1590970.6335 | 148364.2499 |  |  | 884551.0308 | 3292935.8991
1788 | 4618579.306 | 117036.9202 | 603957.459 |  |  | 0 | 3897584.9268 | 75 | 4147719.7517 | 1590970.6335 | 148364.2499 |  |  | 884551.0308 | 3292935.8991
1789 | 4606905.814 | 0 | 660442.689 |  |  | 0 | 3946463.125 | 75 | 4147719.7517 | 1590970.6335 | 148364.2499 |  |  | 884551.0308 | 3292935.8991
1790 | 4528090.372 | 0 | 456226.8576 |  |  | 0 | 4071863.5144 | 75 | 4147719.7517 | 1590970.6335 | 148364.2499 |  |  | 884551.0308 | 3292935.8991
1791 | 4354560.966 | 0 | 225940.9199 |  |  | 0 | 4128620.0461 | 75 | 4147719.7517 | 1590970.6335 | 148364.2499 |  |  | 884551.0308 | 3292935.8991
1792 | 4403292.288 | 0 | 93417.8804 |  |  | 0 | 4309874.4076 | 75 | 4147719.7517 | 1590970.6335 | 148364.2499 |  |  | 884551.0308 | 3292935.8991
1793 | 4671110.112 | 0 | 13035.0531 |  |  | 0 | 4658075.0589 | 75 | 4147719.7517 | 1590970.6335 | 148364.2499 |  |  | 884551.0308 | 3292935.8991
1794 | 4772796.868 | 0 | 0 |  |  | 0 | 4772796.868 | 75 | 4147719.7517 | 1590970.6335 | 148364.2499 |  |  | 884551.0308 | 3292935.8991
1795 | 4684755.037 | 58518.4601 | 0 |  |  | 0 | 4626236.5769 | 75 | 4147719.7517 | 1590970.6335 | 148364.2499 |  |  | 884551.0308 | 3292935.8991
1796 | 4405088.26 | 87777.6901 | 0 |  |  | 1240119.3331 | 5557429.903 | 75 | 4147719.7517 | 1590970.6335 | 148364.2499 |  |  | 884551.0308 | 3292935.8991
1797 | 4112332.701 | 87777.6901 | 0 |  |  | 0 | 4024555.0109 | 75 | 4147719.7517 | 1590970.6335 | 148364.2499 |  |  | 884551.0308 | 3292935.8991
1798 | 3765789.243 | 117036.9202 | 0 |  |  | 0 | 3648752.3228 | 75 | 4147719.7517 | 1590970.6335 | 148364.2499 |  |  | 884551.0308 | 3292935.8991
1799 | 3453887.917 | 117036.9202 | 0 |  |  | 2220578.9062 | 5557429.903 | 75 | 4147719.7517 | 1590970.6335 | 148364.2499 |  |  | 884551.0308 | 3292935.8991
1800 | 3266785.854 | 87777.6901 | 0 |  |  | 0 | 3179008.1639 | 75 | 4147719.7517 | 1590970.6335 | 148364.2499 |  |  | 884551.0308 | 3292935.8991
1801 | 3137916.735 | 58518.4601 | 0 |  |  | 0 | 3079398.2749 | 76 | 4078597.3337 | 169459.7073 | 209103.9764 |  |  | 163913.1532 | 3863946.8032
1802 | 3051507.27 | 29259.23 | 0 |  |  | 0 | 3022248.04 | 76 | 4078597.3337 | 169459.7073 | 209103.9764 |  |  | 163913.1532 | 3863946.8032
1803 | 3049276.565 | 117036.9202 | 0 |  |  | 0 | 2932239.6448 | 76 | 4078597.3337 | 169459.7073 | 209103.9764 |  |  | 163913.1532 | 3863946.8032
1804 | 3146115.794 | 146296.1502 | 0 |  |  | 0 | 2999819.6438 | 76 | 4078597.3337 | 169459.7073 | 209103.9764 |  |  | 163913.1532 | 3863946.8032
1805 | 3406785.495 | 117036.9202 | 0 |  |  | 0 | 3289748.5748 | 76 | 4078597.3337 | 169459.7073 | 209103.9764 |  |  | 163913.1532 | 3863946.8032
1806 | 4005989.956 | 117036.9202 | 0 |  |  | 0 | 3888953.0358 | 76 | 4078597.3337 | 169459.7073 | 209103.9764 |  |  | 163913.1532 | 3863946.8032
1807 | 4563746.217 | 87777.6901 | 49967.7034 |  |  | 0 | 4426000.8234 | 76 | 4078597.3337 | 169459.7073 | 209103.9764 |  |  | 163913.1532 | 3863946.8032
1808 | 4760830.827 | 58518.4601 | 230285.9376 |  |  | 0 | 4472026.4293 | 76 | 4078597.3337 | 169459.7073 | 209103.9764 |  |  | 163913.1532 | 3863946.8032
1809 | 4743823.617 | 0 | 582232.3706 |  |  | 0 | 4161591.2464 | 76 | 4078597.3337 | 169459.7073 | 209103.9764 |  |  | 163913.1532 | 3863946.8032
1810 | 4790692.969 | 0 | 884211.1001 |  |  | 0 | 3906481.8689 | 76 | 4078597.3337 | 169459.7073 | 209103.9764 |  |  | 163913.1532 | 3863946.8032
1811 | 4754348.105 | 0 | 727790.4632 |  |  | 0 | 4026557.6418 | 76 | 4078597.3337 | 169459.7073 | 209103.9764 |  |  | 163913.1532 | 3863946.8032
1812 | 4654245.536 | 0 | 653925.1625 |  |  | 0 | 4000320.3735 | 76 | 4078597.3337 | 169459.7073 | 209103.9764 |  |  | 163913.1532 | 3863946.8032
1813 | 4597084.006 | 29259.23 | 603957.459 |  |  | 0 | 3963867.3169 | 76 | 4078597.3337 | 169459.7073 | 209103.9764 |  |  | 163913.1532 | 3863946.8032
1814 | 4454745.025 | 29259.23 | 645235.1271 |  |  | 0 | 3780250.6678 | 76 | 4078597.3337 | 169459.7073 | 209103.9764 |  |  | 163913.1532 | 3863946.8032
1815 | 4339335.164 | 29259.23 | 412776.6806 |  |  | 0 | 3897299.2533 | 76 | 4078597.3337 | 169459.7073 | 209103.9764 |  |  | 163913.1532 | 3863946.8032
1816 | 4378816.059 | 29259.23 | 189008.2696 |  |  | 1396881.3436 | 5557429.903 | 76 | 4078597.3337 | 169459.7073 | 209103.9764 |  |  | 163913.1532 | 3863946.8032
1817 | 4615845.211 | 29259.23 | 39105.1592 |  |  | 0 | 4547480.8217 | 76 | 4078597.3337 | 169459.7073 | 209103.9764 |  |  | 163913.1532 | 3863946.8032
1818 | 4694461.445 | 87777.6901 | 0 |  |  | 0 | 4606683.7549 | 76 | 4078597.3337 | 169459.7073 | 209103.9764 |  |  | 163913.1532 | 3863946.8032
1819 | 4512670.142 | 292592.3004 | 0 |  |  | 0 | 4220077.8416 | 76 | 4078597.3337 | 169459.7073 | 209103.9764 |  |  | 163913.1532 | 3863946.8032
1820 | 4173934.674 | 497406.9107 | 0 |  |  | 0 | 3676527.7633 | 76 | 4078597.3337 | 169459.7073 | 209103.9764 |  |  | 163913.1532 | 3863946.8032
1821 | 3896779.732 | 585184.6008 | 0 |  |  | 0 | 3311595.1312 | 76 | 4078597.3337 | 169459.7073 | 209103.9764 |  |  | 163913.1532 | 3863946.8032
1822 | 3605580.171 | 585184.6008 | 0 |  |  | 2537034.3328 | 5557429.903 | 76 | 4078597.3337 | 169459.7073 | 209103.9764 |  |  | 163913.1532 | 3863946.8032
1823 | 3376292.693 | 555925.3708 | 0 |  |  | 0 | 2820367.3222 | 76 | 4078597.3337 | 169459.7073 | 209103.9764 |  |  | 163913.1532 | 3863946.8032
1824 | 3175512.6 | 585184.6008 | 0 |  |  | 0 | 2590327.9992 | 76 | 4078597.3337 | 169459.7073 | 209103.9764 |  |  | 163913.1532 | 3863946.8032
1825 | 3056003.197 | 614443.8309 | 0 |  |  | 0 | 2441559.3661 | 77 | 3710091.6803 | 1433702.272 | 191180.7784 |  |  | 1075815.7727 | 3161024.4026
1826 | 3023520.809 | 585184.6008 | 0 |  |  | 0 | 2438336.2082 | 77 | 3710091.6803 | 1433702.272 | 191180.7784 |  |  | 1075815.7727 | 3161024.4026
1827 | 3023181.604 | 526666.1407 | 0 |  |  | 0 | 2496515.4633 | 77 | 3710091.6803 | 1433702.272 | 191180.7784 |  |  | 1075815.7727 | 3161024.4026
1828 | 3047297.385 | 468147.6807 | 0 |  |  | 0 | 2579149.7043 | 77 | 3710091.6803 | 1433702.272 | 191180.7784 |  |  | 1075815.7727 | 3161024.4026
1829 | 3128524.803 | 351110.7605 | 0 |  |  | 0 | 2777414.0425 | 77 | 3710091.6803 | 1433702.272 | 191180.7784 |  |  | 1075815.7727 | 3161024.4026
1830 | 3375086.741 | 234073.8403 | 0 |  |  | 0 | 3141012.9007 | 77 | 3710091.6803 | 1433702.272 | 191180.7784 |  |  | 1075815.7727 | 3161024.4026
1831 | 3700585.771 | 117036.9202 | 78210.3184 |  |  | 2052091.3706 | 5557429.903 | 77 | 3710091.6803 | 1433702.272 | 191180.7784 |  |  | 1075815.7727 | 3161024.4026
1832 | 3920921.615 | 29259.23 | 202043.3226 |  |  | 0 | 3689619.0623 | 77 | 3710091.6803 | 1433702.272 | 191180.7784 |  |  | 1075815.7727 | 3161024.4026
1833 | 4078895.112 | 0 | 364981.486 |  |  | 0 | 3713913.626 | 77 | 3710091.6803 | 1433702.272 | 191180.7784 |  |  | 1075815.7727 | 3161024.4026
1834 | 4335440.095 | 0 | 551817.2468 |  |  | 0 | 3783622.8482 | 77 | 3710091.6803 | 1433702.272 | 191180.7784 |  |  | 1075815.7727 | 3161024.4026
1835 | 4453251.315 | 29259.23 | 734307.9898 |  |  | 1867745.8078 | 5557429.903 | 77 | 3710091.6803 | 1433702.272 | 191180.7784 |  |  | 1075815.7727 | 3161024.4026
1836 | 4319243.426 | 29259.23 | 725617.9544 |  |  | 0 | 3564366.2416 | 77 | 3710091.6803 | 1433702.272 | 191180.7784 |  |  | 1075815.7727 | 3161024.4026
1837 | 4180140.169 | 29259.23 | 688685.304 |  |  | 0 | 3462195.6349 | 77 | 3710091.6803 | 1433702.272 | 191180.7784 |  |  | 1075815.7727 | 3161024.4026
1838 | 3803165.252 | 29259.23 | 582232.3706 |  |  | 0 | 3191673.6514 | 77 | 3710091.6803 | 1433702.272 | 191180.7784 |  |  | 1075815.7727 | 3161024.4026
1839 | 3752659.284 | 87777.6901 | 384534.0657 |  |  | 0 | 3280347.5282 | 77 | 3710091.6803 | 1433702.272 | 191180.7784 |  |  | 1075815.7727 | 3161024.4026
1840 | 3826823.257 | 204814.6103 | 206388.3403 |  |  | 0 | 3415620.3064 | 77 | 3710091.6803 | 1433702.272 | 191180.7784 |  |  | 1075815.7727 | 3161024.4026
1841 | 4157219.918 | 468147.6807 | 69520.2831 |  |  | 0 | 3619551.9543 | 77 | 3710091.6803 | 1433702.272 | 191180.7784 |  |  | 1075815.7727 | 3161024.4026
1842 | 4256549.831 | 1287406.1218 | 0 |  |  | 0 | 2969143.7092 | 77 | 3710091.6803 | 1433702.272 | 191180.7784 |  |  | 1075815.7727 | 3161024.4026
1843 | 4185508.967 | 2428516.0934 | 0 |  |  | 0 | 1756992.8736 | 77 | 3710091.6803 | 1433702.272 | 191180.7784 |  |  | 1075815.7727 | 3161024.4026
1844 | 3921538.568 | 2955182.2341 | 0 |  |  | 0 | 966356.3339 | 77 | 3710091.6803 | 1433702.272 | 191180.7784 |  |  | 1075815.7727 | 3161024.4026
1845 | 3683026.819 | 3335552.2247 | 0 |  |  | 0 | 347474.5943 | 77 | 3710091.6803 | 1433702.272 | 191180.7784 |  |  | 1075815.7727 | 3161024.4026
1846 | 3468694.443 | 4271847.586 | 0 |  |  | 6360583.046 | 5557429.903 | 77 | 3710091.6803 | 1433702.272 | 191180.7784 |  |  | 1075815.7727 | 3161024.4026
1847 | 3267020.578 | 6407771.379 | 0 |  |  | 3140750.801 | 0 | 77 | 3710091.6803 | 1433702.272 | 191180.7784 |  |  | 1075815.7727 | 3161024.4026
1848 | 3077901.368 | 9918878.9839 | 0 |  |  | 12398407.5189 | 5557429.903 | 77 | 3710091.6803 | 1433702.272 | 191180.7784 |  |  | 1075815.7727 | 3161024.4026
1849 | 2977395.094 | 12903320.448 | 0 |  |  | 15483355.257 | 5557429.903 | 78 | 3716940.9497 | 7598865.8685 | 154429.1704 |  |  | 5277485.4832 | 1241131.3939
1850 | 2933355.576 | 13693319.6591 | 0 |  |  | 10759964.0831 | 0 | 78 | 3716940.9497 | 7598865.8685 | 154429.1704 |  |  | 5277485.4832 | 1241131.3939
1851 | 2931854.687 | 13342208.8986 | 0 |  |  | 10410354.2116 | 0 | 78 | 3716940.9497 | 7598865.8685 | 154429.1704 |  |  | 5277485.4832 | 1241131.3939
1852 | 2961403.566 | 12464431.9974 | 0 |  |  | 9503028.4314 | 0 | 78 | 3716940.9497 | 7598865.8685 | 154429.1704 |  |  | 5277485.4832 | 1241131.3939
1853 | 3043516.004 | 11528136.6361 | 0 |  |  | 8484620.6321 | 0 | 78 | 3716940.9497 | 7598865.8685 | 154429.1704 |  |  | 5277485.4832 | 1241131.3939
1854 | 3134480.627 | 10767396.655 | 0 |  |  | 7632916.028 | 0 | 78 | 3716940.9497 | 7598865.8685 | 154429.1704 |  |  | 5277485.4832 | 1241131.3939
1855 | 3411907.414 | 10211471.2843 | 36932.6504 |  |  | 12393926.4236 | 5557429.903 | 78 | 3716940.9497 | 7598865.8685 | 154429.1704 |  |  | 5277485.4832 | 1241131.3939
1856 | 3721079.298 | 8485176.7119 | 130350.5307 |  |  | 4894447.9446 | 0 | 78 | 3716940.9497 | 7598865.8685 | 154429.1704 |  |  | 5277485.4832 | 1241131.3939
1857 | 3917905.626 | 8719250.5522 | 288943.6765 |  |  | 5090288.6026 | 0 | 78 | 3716940.9497 | 7598865.8685 | 154429.1704 |  |  | 5277485.4832 | 1241131.3939
1858 | 4003727.892 | 10416285.8946 | 486641.9814 |  |  | 6899199.9839 | 0 | 78 | 3716940.9497 | 7598865.8685 | 154429.1704 |  |  | 5277485.4832 | 1241131.3939
1859 | 4039849.589 | 9421472.0732 | 653925.1625 |  |  | 6035547.6467 | 0 | 78 | 3716940.9497 | 7598865.8685 | 154429.1704 |  |  | 5277485.4832 | 1241131.3939
1860 | 4030142.636 | 8075547.4913 | 495332.0168 |  |  | 4540736.8721 | 0 | 78 | 3716940.9497 | 7598865.8685 | 154429.1704 |  |  | 5277485.4832 | 1241131.3939
1861 | 4023359.505 | 6788141.3695 | 360636.4684 |  |  | 3125418.3328 | 0 | 78 | 3716940.9497 | 7598865.8685 | 154429.1704 |  |  | 5277485.4832 | 1241131.3939
1862 | 4016340.425 | 5325179.8674 | 464916.8929 |  |  | 1773756.3354 | 0 | 78 | 3716940.9497 | 7598865.8685 | 154429.1704 |  |  | 5277485.4832 | 1241131.3939
1863 | 4032952.037 | 3803699.9053 | 425811.7337 |  |  | 196559.602 | 0 | 78 | 3716940.9497 | 7598865.8685 | 154429.1704 |  |  | 5277485.4832 | 1241131.3939
1864 | 4159941.198 | 2867404.544 | 288943.6765 |  |  | 0 | 1003592.9775 | 78 | 3716940.9497 | 7598865.8685 | 154429.1704 |  |  | 5277485.4832 | 1241131.3939
1865 | 4538995.587 | 2165183.023 | 73865.3007 |  |  | 0 | 2299947.2632 | 78 | 3716940.9497 | 7598865.8685 | 154429.1704 |  |  | 5277485.4832 | 1241131.3939
1866 | 4636963.774 | 1960368.4127 | 0 |  |  | 0 | 2676595.3613 | 78 | 3716940.9497 | 7598865.8685 | 154429.1704 |  |  | 5277485.4832 | 1241131.3939
1867 | 4473962.014 | 2896663.774 | 0 |  |  | 0 | 1577298.24 | 78 | 3716940.9497 | 7598865.8685 | 154429.1704 |  |  | 5277485.4832 | 1241131.3939
1868 | 4192277.78 | 4388884.5061 | 0 |  |  | 196606.7261 | 0 | 78 | 3716940.9497 | 7598865.8685 | 154429.1704 |  |  | 5277485.4832 | 1241131.3939
1869 | 3923318.974 | 5676290.6279 | 0 |  |  | 7310401.5569 | 5557429.903 | 78 | 3716940.9497 | 7598865.8685 | 154429.1704 |  |  | 5277485.4832 | 1241131.3939
1870 | 3600636.48 | 6085919.8485 | 0 |  |  | 8042713.2715 | 5557429.903 | 78 | 3716940.9497 | 7598865.8685 | 154429.1704 |  |  | 5277485.4832 | 1241131.3939
1871 | 3335853.277 | 5588512.9378 | 0 |  |  | 2252659.6608 | 0 | 78 | 3716940.9497 | 7598865.8685 | 154429.1704 |  |  | 5277485.4832 | 1241131.3939
1872 | 3165363.733 | 4798513.7267 | 0 |  |  | 1633149.9937 | 0 | 78 | 3716940.9497 | 7598865.8685 | 154429.1704 |  |  | 5277485.4832 | 1241131.3939
1873 | 3087482.197 | 4008514.5156 | 0 |  |  | 921032.3186 | 0 | 79 | 4204555.6243 | 1247174.6805 | 505470.3914 |  |  | 232519.9462 | 2684430.4986
1874 | 3017321.228 | 3306292.9946 | 0 |  |  | 288971.7666 | 0 | 79 | 4204555.6243 | 1247174.6805 | 505470.3914 |  |  | 232519.9462 | 2684430.4986
1875 | 3056815.476 | 2750367.6238 | 0 |  |  | 0 | 306447.8522 | 79 | 4204555.6243 | 1247174.6805 | 505470.3914 |  |  | 232519.9462 | 2684430.4986
1876 | 3090631.595 | 2457775.3234 | 0 |  |  | 0 | 632856.2716 | 79 | 4204555.6243 | 1247174.6805 | 505470.3914 |  |  | 232519.9462 | 2684430.4986
1877 | 3322879.072 | 2135923.793 | 0 |  |  | 4370474.624 | 5557429.903 | 79 | 4204555.6243 | 1247174.6805 | 505470.3914 |  |  | 232519.9462 | 2684430.4986
1878 | 3925681.101 | 1609257.6522 | 6517.5265 |  |  | 0 | 2309905.9222 | 79 | 4204555.6243 | 1247174.6805 | 505470.3914 |  |  | 232519.9462 | 2684430.4986
1879 | 4557954.955 | 1053332.2815 | 106452.9334 |  |  | 0 | 3398169.7401 | 79 | 4204555.6243 | 1247174.6805 | 505470.3914 |  |  | 232519.9462 | 2684430.4986
1880 | 4793960.544 | 409629.2206 | 247666.0084 |  |  | 0 | 4136665.315 | 79 | 4204555.6243 | 1247174.6805 | 505470.3914 |  |  | 232519.9462 | 2684430.4986
1881 | 4788352.853 | 146296.1502 | 632200.074 |  |  | 0 | 4009856.6288 | 79 | 4204555.6243 | 1247174.6805 | 505470.3914 |  |  | 232519.9462 | 2684430.4986
1882 | 4814916.451 | 58518.4601 | 1359990.5373 |  |  | 0 | 3396407.4536 | 79 | 4204555.6243 | 1247174.6805 | 505470.3914 |  |  | 232519.9462 | 2684430.4986
1883 | 4779316.95 | 29259.23 | 1913980.2929 |  |  | 0 | 2836077.4271 | 79 | 4204555.6243 | 1247174.6805 | 505470.3914 |  |  | 232519.9462 | 2684430.4986
1884 | 4675599.191 | 29259.23 | 2007398.1732 |  |  | 0 | 2638941.7877 | 79 | 4204555.6243 | 1247174.6805 | 505470.3914 |  |  | 232519.9462 | 2684430.4986
1885 | 4690377.054 | 58518.4601 | 1907462.7663 |  |  | 0 | 2724395.8276 | 79 | 4204555.6243 | 1247174.6805 | 505470.3914 |  |  | 232519.9462 | 2684430.4986
1886 | 4637949.804 | 263333.0704 | 1664141.7756 |  |  | 0 | 2710474.958 | 79 | 4204555.6243 | 1247174.6805 | 505470.3914 |  |  | 232519.9462 | 2684430.4986
1887 | 4532683.658 | 643703.0609 | 1292642.7631 |  |  | 0 | 2596337.834 | 79 | 4204555.6243 | 1247174.6805 | 505470.3914 |  |  | 232519.9462 | 2684430.4986
1888 | 4623608.074 | 731480.751 | 773413.149 |  |  | 0 | 3118714.174 | 79 | 4204555.6243 | 1247174.6805 | 505470.3914 |  |  | 232519.9462 | 2684430.4986
1889 | 4982563.677 | 526666.1407 | 219423.3934 |  |  | 0 | 4236474.1429 | 79 | 4204555.6243 | 1247174.6805 | 505470.3914 |  |  | 232519.9462 | 2684430.4986
1890 | 4995888.027 | 351110.7605 | 0 |  |  | 0 | 4644777.2665 | 79 | 4204555.6243 | 1247174.6805 | 505470.3914 |  |  | 232519.9462 | 2684430.4986
1891 | 4834192.997 | 468147.6807 | 0 |  |  | 0 | 4366045.3163 | 79 | 4204555.6243 | 1247174.6805 | 505470.3914 |  |  | 232519.9462 | 2684430.4986
1892 | 4533177.843 | 731480.751 | 0 |  |  | 0 | 3801697.092 | 79 | 4204555.6243 | 1247174.6805 | 505470.3914 |  |  | 232519.9462 | 2684430.4986
1893 | 4172636.441 | 1082591.5115 | 0 |  |  | 0 | 3090044.9295 | 79 | 4204555.6243 | 1247174.6805 | 505470.3914 |  |  | 232519.9462 | 2684430.4986
1894 | 3929913.48 | 1697035.3424 | 0 |  |  | 0 | 2232878.1376 | 79 | 4204555.6243 | 1247174.6805 | 505470.3914 |  |  | 232519.9462 | 2684430.4986
1895 | 3667004.734 | 2399256.8634 | 0 |  |  | 0 | 1267747.8706 | 79 | 4204555.6243 | 1247174.6805 | 505470.3914 |  |  | 232519.9462 | 2684430.4986
1896 | 3398427.581 | 2984441.4642 | 0 |  |  | 0 | 413986.1168 | 79 | 4204555.6243 | 1247174.6805 | 505470.3914 |  |  | 232519.9462 | 2684430.4986
1897 | 3324110.539 | 3715922.2152 | 0 |  |  | 391811.6762 | 0 | 80 | 4256865.5391 | 3424549.0494 | 116862.8716 |  |  | 1392612.8296 | 2108066.4477
1898 | 3223302.91 | 4593699.1164 | 0 |  |  | 1370396.2064 | 0 | 80 | 4256865.5391 | 3424549.0494 | 116862.8716 |  |  | 1392612.8296 | 2108066.4477
1899 | 3230648.851 | 4886291.4168 | 0 |  |  | 1655642.5658 | 0 | 80 | 4256865.5391 | 3424549.0494 | 116862.8716 |  |  | 1392612.8296 | 2108066.4477
1900 | 3305495.771 | 4213329.1259 | 0 |  |  | 6465263.2579 | 5557429.903 | 80 | 4256865.5391 | 3424549.0494 | 116862.8716 |  |  | 1392612.8296 | 2108066.4477
1901 | 3531249.566 | 2955182.2341 | 0 |  |  | 0 | 576067.3319 | 80 | 4256865.5391 | 3424549.0494 | 116862.8716 |  |  | 1392612.8296 | 2108066.4477
1902 | 4055701.298 | 2165183.023 | 0 |  |  | 3666911.628 | 5557429.903 | 80 | 4256865.5391 | 3424549.0494 | 116862.8716 |  |  | 1392612.8296 | 2108066.4477
1903 | 4572345.478 | 1579998.4222 | 47795.1946 |  |  | 0 | 2944551.8612 | 80 | 4256865.5391 | 3424549.0494 | 116862.8716 |  |  | 1392612.8296 | 2108066.4477
1904 | 4732013.195 | 1228887.6617 | 160765.6546 |  |  | 0 | 3342359.8787 | 80 | 4256865.5391 | 3424549.0494 | 116862.8716 |  |  | 1392612.8296 | 2108066.4477
1905 | 4722673.867 | 1199628.4317 | 284598.6588 |  |  | 0 | 3238446.7766 | 80 | 4256865.5391 | 3424549.0494 | 116862.8716 |  |  | 1392612.8296 | 2108066.4477
1906 | 4834895.321 | 2633330.7037 | 417121.6983 |  |  | 0 | 1784442.919 | 80 | 4256865.5391 | 3424549.0494 | 116862.8716 |  |  | 1392612.8296 | 2108066.4477
1907 | 4849299.742 | 3335552.2247 | 460571.8752 |  |  | 4504254.2609 | 5557429.903 | 80 | 4256865.5391 | 3424549.0494 | 116862.8716 |  |  | 1392612.8296 | 2108066.4477
1908 | 4750638.732 | 3130737.6144 | 421466.716 |  |  | 0 | 1198434.4016 | 80 | 4256865.5391 | 3424549.0494 | 116862.8716 |  |  | 1392612.8296 | 2108066.4477
1909 | 4797472.532 | 2984441.4642 | 304151.2384 |  |  | 4048550.0735 | 5557429.903 | 80 | 4256865.5391 | 3424549.0494 | 116862.8716 |  |  | 1392612.8296 | 2108066.4477
1910 | 4716627.366 | 2662589.9337 | 241148.4818 |  |  | 0 | 1812888.9504 | 80 | 4256865.5391 | 3424549.0494 | 116862.8716 |  |  | 1392612.8296 | 2108066.4477
1911 | 4636333.675 | 2077405.3329 | 247666.0084 |  |  | 0 | 2311262.3337 | 80 | 4256865.5391 | 3424549.0494 | 116862.8716 |  |  | 1392612.8296 | 2108066.4477
1912 | 4636963.663 | 2311479.1732 | 171628.1988 |  |  | 0 | 2153856.291 | 80 | 4256865.5391 | 3424549.0494 | 116862.8716 |  |  | 1392612.8296 | 2108066.4477
1913 | 4899644.683 | 3159996.8444 | 47795.1946 |  |  | 0 | 1691852.644 | 80 | 4256865.5391 | 3424549.0494 | 116862.8716 |  |  | 1392612.8296 | 2108066.4477
1914 | 4923413.944 | 3481848.3749 | 0 |  |  | 0 | 1441565.5691 | 80 | 4256865.5391 | 3424549.0494 | 116862.8716 |  |  | 1392612.8296 | 2108066.4477
1915 | 4845896.929 | 4535180.6563 | 0 |  |  | 0 | 310716.2727 | 80 | 4256865.5391 | 3424549.0494 | 116862.8716 |  |  | 1392612.8296 | 2108066.4477
1916 | 4535280.095 | 5851846.0082 | 0 |  |  | 1316565.9132 | 0 | 80 | 4256865.5391 | 3424549.0494 | 116862.8716 |  |  | 1392612.8296 | 2108066.4477
1917 | 4248533.789 | 6261475.2288 | 0 |  |  | 7570371.3428 | 5557429.903 | 80 | 4256865.5391 | 3424549.0494 | 116862.8716 |  |  | 1392612.8296 | 2108066.4477
1918 | 3866304.912 | 5383698.3275 | 0 |  |  | 1517393.4155 | 0 | 80 | 4256865.5391 | 3424549.0494 | 116862.8716 |  |  | 1392612.8296 | 2108066.4477
1919 | 3565310.254 | 4242588.3559 | 0 |  |  | 677278.1019 | 0 | 80 | 4256865.5391 | 3424549.0494 | 116862.8716 |  |  | 1392612.8296 | 2108066.4477
1920 | 3360615.826 | 3598885.295 | 0 |  |  | 238269.469 | 0 | 80 | 4256865.5391 | 3424549.0494 | 116862.8716 |  |  | 1392612.8296 | 2108066.4477
1921 | 3251763.118 | 3511107.6049 | 0 |  |  | 259344.4869 | 0 | 81 | 4128739.9678 | 12382749.9802 | 369326.5037 |  |  | 9549574.8333 | 926238.3172
1922 | 3183459.69 | 3686662.9852 | 0 |  |  | 503203.2952 | 0 | 81 | 4128739.9678 | 12382749.9802 | 369326.5037 |  |  | 9549574.8333 | 926238.3172
1923 | 3190897.322 | 3949996.0555 | 0 |  |  | 759098.7335 | 0 | 81 | 4128739.9678 | 12382749.9802 | 369326.5037 |  |  | 9549574.8333 | 926238.3172
1924 | 3274533.062 | 4505921.4263 | 0 |  |  | 6788818.2673 | 5557429.903 | 81 | 4128739.9678 | 12382749.9802 | 369326.5037 |  |  | 9549574.8333 | 926238.3172
1925 | 3538410.217 | 5325179.8674 | 0 |  |  | 1786769.6504 | 0 | 81 | 4128739.9678 | 12382749.9802 | 369326.5037 |  |  | 9549574.8333 | 926238.3172
1926 | 4054006.887 | 5764068.3181 | 0 |  |  | 1710061.4311 | 0 | 81 | 4128739.9678 | 12382749.9802 | 369326.5037 |  |  | 9549574.8333 | 926238.3172
1927 | 4584752.615 | 6232215.9987 | 112970.46 |  |  | 7317863.7467 | 5557429.903 | 81 | 4128739.9678 | 12382749.9802 | 369326.5037 |  |  | 9549574.8333 | 926238.3172
1928 | 4739940.815 | 5178883.7172 | 369326.5037 |  |  | 808269.406 | 0 | 81 | 4128739.9678 | 12382749.9802 | 369326.5037 |  |  | 9549574.8333 | 926238.3172
1929 | 4723096.861 | 6232215.9987 | 925488.7682 |  |  | 2434607.9059 | 0 | 81 | 4128739.9678 | 12382749.9802 | 369326.5037 |  |  | 9549574.8333 | 926238.3172
1930 | 4730160.418 | 8514435.9419 | 1698901.9172 |  |  | 11040607.3441 | 5557429.903 | 81 | 4128739.9678 | 12382749.9802 | 369326.5037 |  |  | 9549574.8333 | 926238.3172
1931 | 4679926.943 | 11147766.6456 | 1820562.4125 |  |  | 8288402.1151 | 0 | 81 | 4128739.9678 | 12382749.9802 | 369326.5037 |  |  | 9549574.8333 | 926238.3172
1932 | 4576128.771 | 14073689.6497 | 1579413.9307 |  |  | 11076974.8093 | 0 | 81 | 4128739.9678 | 12382749.9802 | 369326.5037 |  |  | 9549574.8333 | 926238.3172
1933 | 4601084.831 | 16911834.9636 | 1144912.1616 |  |  | 13455662.2942 | 0 | 81 | 4128739.9678 | 12382749.9802 | 369326.5037 |  |  | 9549574.8333 | 926238.3172
1934 | 4505022.453 | 19954794.8879 | 551817.2468 |  |  | 16001589.6816 | 0 | 81 | 4128739.9678 | 12382749.9802 | 369326.5037 |  |  | 9549574.8333 | 926238.3172
1935 | 4317246.819 | 22266274.0611 | 382361.5568 |  |  | 18331388.7989 | 0 | 81 | 4128739.9678 | 12382749.9802 | 369326.5037 |  |  | 9549574.8333 | 926238.3172
1936 | 4324245.223 | 23670717.1031 | 230285.9376 |  |  | 19576757.8177 | 0 | 81 | 4128739.9678 | 12382749.9802 | 369326.5037 |  |  | 9549574.8333 | 926238.3172
1937 | 4600049.829 | 24138864.7837 | 47795.1946 |  |  | 19586610.1493 | 0 | 81 | 4128739.9678 | 12382749.9802 | 369326.5037 |  |  | 9549574.8333 | 926238.3172
1938 | 4687492.771 | 22178496.371 | 0 |  |  | 17491003.6 | 0 | 81 | 4128739.9678 | 12382749.9802 | 369326.5037 |  |  | 9549574.8333 | 926238.3172
1939 | 4701580.868 | 19164795.6768 | 0 |  |  | 14463214.8088 | 0 | 81 | 4128739.9678 | 12382749.9802 | 369326.5037 |  |  | 9549574.8333 | 926238.3172
1940 | 4406881.988 | 17321464.1842 | 0 |  |  | 12914582.1962 | 0 | 81 | 4128739.9678 | 12382749.9802 | 369326.5037 |  |  | 9549574.8333 | 926238.3172
1941 | 4078962.185 | 15770724.992 | 0 |  |  | 11691762.807 | 0 | 81 | 4128739.9678 | 12382749.9802 | 369326.5037 |  |  | 9549574.8333 | 926238.3172
1942 | 3725957.992 | 14190726.5698 | 0 |  |  | 10464768.5778 | 0 | 81 | 4128739.9678 | 12382749.9802 | 369326.5037 |  |  | 9549574.8333 | 926238.3172
1943 | 3396918.883 | 12552209.6875 | 0 |  |  | 14712720.7075 | 5557429.903 | 81 | 4128739.9678 | 12382749.9802 | 369326.5037 |  |  | 9549574.8333 | 926238.3172
1944 | 3217238.666 | 10942952.0353 | 0 |  |  | 7725713.3693 | 0 | 81 | 4128739.9678 | 12382749.9802 | 369326.5037 |  |  | 9549574.8333 | 926238.3172
1945 | 3123900.717 | 9684805.1435 | 0 |  |  | 6560904.4265 | 0 | 82 | 4115394.1171 | 4115798.3591 | 228294.4712 |  |  | 2030765.1325 | 1802066.4194
1946 | 3101726.49 | 8807028.2423 | 0 |  |  | 5705301.7523 | 0 | 82 | 4115394.1171 | 4115798.3591 | 228294.4712 |  |  | 2030765.1325 | 1802066.4194
1947 | 3125379.991 | 8455917.4818 | 0 |  |  | 5330537.4908 | 0 | 82 | 4115394.1171 | 4115798.3591 | 228294.4712 |  |  | 2030765.1325 | 1802066.4194
1948 | 3220436.67 | 7870732.881 | 0 |  |  | 4650296.211 | 0 | 82 | 4115394.1171 | 4115798.3591 | 228294.4712 |  |  | 2030765.1325 | 1802066.4194
1949 | 3512416.864 | 6788141.3695 | 0 |  |  | 8833154.4085 | 5557429.903 | 82 | 4115394.1171 | 4115798.3591 | 228294.4712 |  |  | 2030765.1325 | 1802066.4194
1950 | 4091554.055 | 5676290.6279 | 6517.5265 |  |  | 1591254.0995 | 0 | 82 | 4115394.1171 | 4115798.3591 | 228294.4712 |  |  | 2030765.1325 | 1802066.4194
1951 | 4669985.835 | 4681476.8065 | 97762.898 |  |  | 109253.8696 | 0 | 82 | 4115394.1171 | 4115798.3591 | 228294.4712 |  |  | 2030765.1325 | 1802066.4194
1952 | 4787713.812 | 3159996.8444 | 191180.7784 |  |  | 0 | 1436536.1892 | 82 | 4115394.1171 | 4115798.3591 | 228294.4712 |  |  | 2030765.1325 | 1802066.4194
1953 | 4762157.184 | 5822586.7781 | 336738.8711 |  |  | 1397168.4652 | 0 | 82 | 4115394.1171 | 4115798.3591 | 228294.4712 |  |  | 2030765.1325 | 1802066.4194
1954 | 4797614.984 | 6846659.8296 | 460571.8752 |  |  | 8067046.6238 | 5557429.903 | 82 | 4115394.1171 | 4115798.3591 | 228294.4712 |  |  | 2030765.1325 | 1802066.4194
1955 | 4684869.114 | 5676290.6279 | 560507.2821 |  |  | 1551928.7961 | 0 | 82 | 4115394.1171 | 4115798.3591 | 228294.4712 |  |  | 2030765.1325 | 1802066.4194
1956 | 4572758.82 | 4622958.3465 | 753860.5694 |  |  | 804060.0958 | 0 | 82 | 4115394.1171 | 4115798.3591 | 228294.4712 |  |  | 2030765.1325 | 1802066.4194
1957 | 4563910.471 | 3891477.5954 | 988491.5247 |  |  | 316058.6491 | 0 | 82 | 4115394.1171 | 4115798.3591 | 228294.4712 |  |  | 2030765.1325 | 1802066.4194
1958 | 4440748.703 | 3335552.2247 | 945041.3478 |  |  | 0 | 160155.1305 | 82 | 4115394.1171 | 4115798.3591 | 228294.4712 |  |  | 2030765.1325 | 1802066.4194
1959 | 4292808.937 | 2487034.5535 | 658270.1802 |  |  | 0 | 1147504.2033 | 82 | 4115394.1171 | 4115798.3591 | 228294.4712 |  |  | 2030765.1325 | 1802066.4194
1960 | 4266196.12 | 2165183.023 | 364981.486 |  |  | 3821398.2921 | 5557429.903 | 82 | 4115394.1171 | 4115798.3591 | 228294.4712 |  |  | 2030765.1325 | 1802066.4194
1961 | 4571957.869 | 2282219.9432 | 115142.9688 |  |  | 0 | 2174594.957 | 82 | 4115394.1171 | 4115798.3591 | 228294.4712 |  |  | 2030765.1325 | 1802066.4194
1962 | 4658637.515 | 1989627.6428 | 0 |  |  | 0 | 2669009.8722 | 82 | 4115394.1171 | 4115798.3591 | 228294.4712 |  |  | 2030765.1325 | 1802066.4194
1963 | 4677311.908 | 1638516.8823 | 0 |  |  | 0 | 3038795.0257 | 82 | 4115394.1171 | 4115798.3591 | 228294.4712 |  |  | 2030765.1325 | 1802066.4194
1964 | 4403365.992 | 1404443.042 | 0 |  |  | 0 | 2998922.95 | 82 | 4115394.1171 | 4115798.3591 | 228294.4712 |  |  | 2030765.1325 | 1802066.4194
1965 | 4089214.228 | 877776.9012 | 0 |  |  | 0 | 3211437.3268 | 82 | 4115394.1171 | 4115798.3591 | 228294.4712 |  |  | 2030765.1325 | 1802066.4194
1966 | 3738135.753 | 380369.9905 | 0 |  |  | 0 | 3357765.7625 | 82 | 4115394.1171 | 4115798.3591 | 228294.4712 |  |  | 2030765.1325 | 1802066.4194
1967 | 3414217.13 | 117036.9202 | 0 |  |  | 0 | 3297180.2098 | 82 | 4115394.1171 | 4115798.3591 | 228294.4712 |  |  | 2030765.1325 | 1802066.4194
1968 | 3202439.649 | 117036.9202 | 0 |  |  | 0 | 3085402.7288 | 82 | 4115394.1171 | 4115798.3591 | 228294.4712 |  |  | 2030765.1325 | 1802066.4194
1969 | 3107316.339 | 234073.8403 | 0 |  |  | 2684187.4043 | 5557429.903 | 83 | 3957746.164 | 11403784.9084 | 398202.7671 |  |  | 10068408.4725 | 2224166.9608
1970 | 3103405.336 | 409629.2206 | 0 |  |  | 0 | 2693776.1154 | 83 | 3957746.164 | 11403784.9084 | 398202.7671 |  |  | 10068408.4725 | 2224166.9608
1971 | 3118203.758 | 819258.4411 | 0 |  |  | 0 | 2298945.3169 | 83 | 3957746.164 | 11403784.9084 | 398202.7671 |  |  | 10068408.4725 | 2224166.9608
1972 | 3199841.911 | 1316665.3518 | 0 |  |  | 0 | 1883176.5592 | 83 | 3957746.164 | 11403784.9084 | 398202.7671 |  |  | 10068408.4725 | 2224166.9608
1973 | 3477158.086 | 1784813.0325 | 0 |  |  | 0 | 1692345.0535 | 83 | 3957746.164 | 11403784.9084 | 398202.7671 |  |  | 10068408.4725 | 2224166.9608
1974 | 4074871.003 | 2223701.4831 | 2172.5088 |  |  | 0 | 1848997.011 | 83 | 3957746.164 | 11403784.9084 | 398202.7671 |  |  | 10068408.4725 | 2224166.9608
1975 | 4635584.304 | 2662589.9337 | 69520.2831 |  |  | 0 | 1903474.0872 | 83 | 3957746.164 | 11403784.9084 | 398202.7671 |  |  | 10068408.4725 | 2224166.9608
1976 | 4787843.012 | 2428516.0934 | 202043.3226 |  |  | 0 | 2157283.596 | 83 | 3957746.164 | 11403784.9084 | 398202.7671 |  |  | 10068408.4725 | 2224166.9608
1977 | 4733286.701 | 2896663.774 | 380189.048 |  |  | 4100996.024 | 5557429.903 | 83 | 3957746.164 | 11403784.9084 | 398202.7671 |  |  | 10068408.4725 | 2224166.9608
1978 | 4723059.623 | 5734809.088 | 677822.7598 |  |  | 1689572.2248 | 0 | 83 | 3957746.164 | 11403784.9084 | 398202.7671 |  |  | 10068408.4725 | 2224166.9608
1979 | 4600810.537 | 8455917.4818 | 1244847.5685 |  |  | 5099954.5133 | 0 | 83 | 3957746.164 | 11403784.9084 | 398202.7671 |  |  | 10068408.4725 | 2224166.9608
1980 | 4409970.156 | 12171839.697 | 1659796.758 |  |  | 9421666.299 | 0 | 83 | 3957746.164 | 11403784.9084 | 398202.7671 |  |  | 10068408.4725 | 2224166.9608
1981 | 4256939.397 | 15536651.1517 | 1774939.7268 |  |  | 18612081.3845 | 5557429.903 | 83 | 3957746.164 | 11403784.9084 | 398202.7671 |  |  | 10068408.4725 | 2224166.9608
1982 | 4029763.693 | 18316278.0056 | 1546826.298 |  |  | 21390770.5136 | 5557429.903 | 83 | 3957746.164 | 11403784.9084 | 398202.7671 |  |  | 10068408.4725 | 2224166.9608
1983 | 3950933.245 | 20539979.4887 | 1155774.7058 |  |  | 17744820.9495 | 0 | 83 | 3957746.164 | 11403784.9084 | 398202.7671 |  |  | 10068408.4725 | 2224166.9608
1984 | 4025007.835 | 21973681.7607 | 664787.7067 |  |  | 18613461.6324 | 0 | 83 | 3957746.164 | 11403784.9084 | 398202.7671 |  |  | 10068408.4725 | 2224166.9608
1985 | 4383602.647 | 22412570.2113 | 178145.7253 |  |  | 18207113.2897 | 0 | 83 | 3957746.164 | 11403784.9084 | 398202.7671 |  |  | 10068408.4725 | 2224166.9608
1986 | 4494277.726 | 20949608.7093 | 0 |  |  | 22012760.8863 | 5557429.903 | 83 | 3957746.164 | 11403784.9084 | 398202.7671 |  |  | 10068408.4725 | 2224166.9608
1987 | 4366970.646 | 18667388.7661 | 0 |  |  | 19857848.0231 | 5557429.903 | 83 | 3957746.164 | 11403784.9084 | 398202.7671 |  |  | 10068408.4725 | 2224166.9608
1988 | 4023978.826 | 17701834.1747 | 0 |  |  | 13677855.3487 | 0 | 83 | 3957746.164 | 11403784.9084 | 398202.7671 |  |  | 10068408.4725 | 2224166.9608
1989 | 3741426.415 | 18608870.306 | 0 |  |  | 20424873.794 | 5557429.903 | 83 | 3957746.164 | 11403784.9084 | 398202.7671 |  |  | 10068408.4725 | 2224166.9608
1990 | 3456740.776 | 19779239.5076 | 0 |  |  | 16322498.7316 | 0 | 83 | 3957746.164 | 11403784.9084 | 398202.7671 |  |  | 10068408.4725 | 2224166.9608
1991 | 3234166.152 | 19632943.3574 | 0 |  |  | 16398777.2054 | 0 | 83 | 3957746.164 | 11403784.9084 | 398202.7671 |  |  | 10068408.4725 | 2224166.9608
1992 | 3050749.811 | 18433314.9258 | 0 |  |  | 15382565.1148 | 0 | 83 | 3957746.164 | 11403784.9084 | 398202.7671 |  |  | 10068408.4725 | 2224166.9608
1993 | 2942088.413 | 16853316.5036 | 0 |  |  | 13911228.0906 | 0 | 84 | 3464481.511 | 20034038.6359 | 410061.0446 |  |  | 17390923.4409 | 411305.2713
1994 | 2888861.866 | 15682947.3019 | 0 |  |  | 12794085.4359 | 0 | 84 | 3464481.511 | 20034038.6359 | 410061.0446 |  |  | 17390923.4409 | 411305.2713
1995 | 2893869.236 | 14278504.26 | 0 |  |  | 16942064.927 | 5557429.903 | 84 | 3464481.511 | 20034038.6359 | 410061.0446 |  |  | 17390923.4409 | 411305.2713
1996 | 2919889.422 | 12932579.6781 | 0 |  |  | 10012690.2561 | 0 | 84 | 3464481.511 | 20034038.6359 | 410061.0446 |  |  | 17390923.4409 | 411305.2713
1997 | 2989483.624 | 12230358.1571 | 0 |  |  | 9240874.5331 | 0 | 84 | 3464481.511 | 20034038.6359 | 410061.0446 |  |  | 17390923.4409 | 411305.2713
1998 | 3139353.525 | 11528136.6361 | 39105.1592 |  |  | 8427888.2703 | 0 | 84 | 3464481.511 | 20034038.6359 | 410061.0446 |  |  | 17390923.4409 | 411305.2713
1999 | 3433710.908 | 10621100.5048 | 382361.5568 |  |  | 7569751.1537 | 0 | 84 | 3464481.511 | 20034038.6359 | 410061.0446 |  |  | 17390923.4409 | 411305.2713
2000 | 3708563.744 | 9948138.2139 | 829898.379 |  |  | 7069472.8489 | 0 | 84 | 3464481.511 | 20034038.6359 | 410061.0446 |  |  | 17390923.4409 | 411305.2713
2001 | 3857048.457 | 12727765.0678 | 1320885.3781 |  |  | 10191601.9888 | 0 | 84 | 3464481.511 | 20034038.6359 | 410061.0446 |  |  | 17390923.4409 | 411305.2713
2002 | 3917094.701 | 15507391.9217 | 1507721.1388 |  |  | 13098018.3594 | 0 | 84 | 3464481.511 | 20034038.6359 | 410061.0446 |  |  | 17390923.4409 | 411305.2713
2003 | 3880807.223 | 17204427.264 | 1505548.6299 |  |  | 14829168.671 | 0 | 84 | 3464481.511 | 20034038.6359 | 410061.0446 |  |  | 17390923.4409 | 411305.2713
2004 | 3752331.963 | 19779239.5076 | 1407785.7319 |  |  | 17434693.2765 | 0 | 84 | 3464481.511 | 20034038.6359 | 410061.0446 |  |  | 17390923.4409 | 411305.2713
2005 | 3661561.396 | 23290347.1126 | 1240502.5508 |  |  | 20869288.2673 | 0 | 84 | 3464481.511 | 20034038.6359 | 410061.0446 |  |  | 17390923.4409 | 411305.2713
2006 | 3565658.148 | 26011455.5064 | 886383.609 |  |  | 23332180.9673 | 0 | 84 | 3464481.511 | 20034038.6359 | 410061.0446 |  |  | 17390923.4409 | 411305.2713
2007 | 3518885.344 | 27094047.0179 | 482296.9637 |  |  | 25225182.1123 | 1167723.4748 | 84 | 3464481.511 | 20034038.6359 | 410061.0446 |  |  | 17390923.4409 | 411305.2713
2008 | 3636022.872 | 26830713.9475 | 193353.2872 |  |  | 23388044.3627 | 0 | 84 | 3464481.511 | 20034038.6359 | 410061.0446 |  |  | 17390923.4409 | 411305.2713
2009 | 3920812.601 | 26216270.1166 | 45622.6858 |  |  | 22341080.2014 | 0 | 84 | 3464481.511 | 20034038.6359 | 410061.0446 |  |  | 17390923.4409 | 411305.2713
2010 | 4045339.973 | 26391825.4969 | 0 |  |  | 22346485.5239 | 0 | 84 | 3464481.511 | 20034038.6359 | 410061.0446 |  |  | 17390923.4409 | 411305.2713
2011 | 3990385.315 | 26742936.2574 | 0 |  |  | 22752550.9424 | 0 | 84 | 3464481.511 | 20034038.6359 | 410061.0446 |  |  | 17390923.4409 | 411305.2713
2012 | 3749084.998 | 26596640.1072 | 0 |  |  | 22847555.1092 | 0 | 84 | 3464481.511 | 20034038.6359 | 410061.0446 |  |  | 17390923.4409 | 411305.2713
2013 | 3509721.252 | 26157751.6566 | 0 |  |  | 22648030.4046 | 0 | 84 | 3464481.511 | 20034038.6359 | 410061.0446 |  |  | 17390923.4409 | 411305.2713
2014 | 3269798.125 | 25806640.8961 | 0 |  |  | 22536842.7711 | 0 | 84 | 3464481.511 | 20034038.6359 | 410061.0446 |  |  | 17390923.4409 | 411305.2713
2015 | 3048809.68 | 25397011.6755 | 0 |  |  | 22348201.9955 | 0 | 84 | 3464481.511 | 20034038.6359 | 410061.0446 |  |  | 17390923.4409 | 411305.2713
2016 | 2908373.477 | 24987382.4549 | 0 |  |  | 25225182.1123 | 3146173.1344 | 84 | 3464481.511 | 20034038.6359 | 410061.0446 |  |  | 17390923.4409 | 411305.2713
2017 | 2827469.406 | 24431457.0841 | 0 |  |  | 21603987.6781 | 0 | 85 | 3358605.7011 | 16763100.5443 | 372042.1398 |  |  | 14875145.459 | 1098608.476
2018 | 2787233.414 | 23875531.7134 | 0 |  |  | 25225182.1123 | 4136883.813 | 85 | 3358605.7011 | 16763100.5443 | 372042.1398 |  |  | 14875145.459 | 1098608.476
2019 | 2783759.997 | 23348865.5726 | 0 |  |  | 20565105.5756 | 0 | 85 | 3358605.7011 | 16763100.5443 | 372042.1398 |  |  | 14875145.459 | 1098608.476
2020 | 2817419.534 | 22207755.601 | 0 |  |  | 24947765.97 | 5557429.903 | 85 | 3358605.7011 | 16763100.5443 | 372042.1398 |  |  | 14875145.459 | 1098608.476
2021 | 2968025.538 | 21066645.6294 | 0 |  |  | 18098620.0914 | 0 | 85 | 3358605.7011 | 16763100.5443 | 372042.1398 |  |  | 14875145.459 | 1098608.476
2022 | 3127261.169 | 19837757.9677 | 13035.0531 |  |  | 16723531.8518 | 0 | 85 | 3358605.7011 | 16763100.5443 | 372042.1398 |  |  | 14875145.459 | 1098608.476
2023 | 3404354.913 | 18023685.7052 | 141213.075 |  |  | 14760543.8671 | 0 | 85 | 3358605.7011 | 16763100.5443 | 372042.1398 |  |  | 14875145.459 | 1098608.476
2024 | 3610343.83 | 15009985.011 | 384534.0657 |  |  | 17341605.1496 | 5557429.903 | 85 | 3358605.7011 | 16763100.5443 | 372042.1398 |  |  | 14875145.459 | 1098608.476
2025 | 3749108.504 | 14951466.5509 | 923316.2593 |  |  | 12125674.3062 | 0 | 85 | 3358605.7011 | 16763100.5443 | 372042.1398 |  |  | 14875145.459 | 1098608.476
2026 | 3764537.644 | 16034058.0624 | 892901.1355 |  |  | 13162421.5539 | 0 | 85 | 3358605.7011 | 16763100.5443 | 372042.1398 |  |  | 14875145.459 | 1098608.476
2027 | 3677833.544 | 16560724.2031 | 1381715.6257 |  |  | 14264606.2849 | 0 | 85 | 3358605.7011 | 16763100.5443 | 372042.1398 |  |  | 14875145.459 | 1098608.476
2028 | 3578260.572 | 16765538.8134 | 1355645.5196 |  |  | 14542923.761 | 0 | 85 | 3358605.7011 | 16763100.5443 | 372042.1398 |  |  | 14875145.459 | 1098608.476
2029 | 3482974.62 | 17204427.264 | 1277435.2011 |  |  | 14998887.8452 | 0 | 85 | 3358605.7011 | 16763100.5443 | 372042.1398 |  |  | 14875145.459 | 1098608.476
2030 | 3413753.609 | 17906648.785 | 1079736.8962 |  |  | 21130061.9752 | 5557429.903 | 85 | 3358605.7011 | 16763100.5443 | 372042.1398 |  |  | 14875145.459 | 1098608.476
2031 | 3467032.708 | 18667388.7661 | 808173.2905 |  |  | 16008529.3486 | 0 | 85 | 3358605.7011 | 16763100.5443 | 372042.1398 |  |  | 14875145.459 | 1098608.476
2032 | 3747571.287 | 18930721.8365 | 486641.9814 |  |  | 15669792.5308 | 0 | 85 | 3358605.7011 | 16763100.5443 | 372042.1398 |  |  | 14875145.459 | 1098608.476
2033 | 3874311.463 | 18462574.1558 | 182490.743 |  |  | 20328183.3388 | 5557429.903 | 85 | 3358605.7011 | 16763100.5443 | 372042.1398 |  |  | 14875145.459 | 1098608.476
2034 | 3833431.788 | 15127021.9311 | 2172.5088 |  |  | 11295762.652 | 0 | 85 | 3358605.7011 | 16763100.5443 | 372042.1398 |  |  | 14875145.459 | 1098608.476
2035 | 3885203.019 | 13195912.7484 | 0 |  |  | 9310709.7294 | 0 | 85 | 3358605.7011 | 16763100.5443 | 372042.1398 |  |  | 14875145.459 | 1098608.476
2036 | 3660754.23 | 12464431.9974 | 0 |  |  | 8803677.7674 | 0 | 85 | 3358605.7011 | 16763100.5443 | 372042.1398 |  |  | 14875145.459 | 1098608.476
2037 | 3355466.205 | 11001470.4954 | 0 |  |  | 7646004.2904 | 0 | 85 | 3358605.7011 | 16763100.5443 | 372042.1398 |  |  | 14875145.459 | 1098608.476
2038 | 3075473.707 | 10152952.8242 | 0 |  |  | 7077479.1172 | 0 | 85 | 3358605.7011 | 16763100.5443 | 372042.1398 |  |  | 14875145.459 | 1098608.476
2039 | 2901965.159 | 9333694.383 | 0 |  |  | 6431729.224 | 0 | 85 | 3358605.7011 | 16763100.5443 | 372042.1398 |  |  | 14875145.459 | 1098608.476
2040 | 2812990.966 | 7753695.9608 | 0 |  |  | 4940704.9948 | 0 | 85 | 3358605.7011 | 16763100.5443 | 372042.1398 |  |  | 14875145.459 | 1098608.476
2041 | 2790164.356 | 6056660.6185 | 0 |  |  | 3266496.2625 | 0 | 86 | 3960445.1162 | 2812543.4877 | 571188.784 |  |  | 1131486.1405 | 1708198.9851
2042 | 2818493.924 | 4505921.4263 | 0 |  |  | 1687427.5023 | 0 | 86 | 3960445.1162 | 2812543.4877 | 571188.784 |  |  | 1131486.1405 | 1708198.9851
2043 | 2888190.338 | 3277033.7646 | 0 |  |  | 5946273.3296 | 5557429.903 | 86 | 3960445.1162 | 2812543.4877 | 571188.784 |  |  | 1131486.1405 | 1708198.9851
2044 | 3168267.493 | 2048146.1029 | 0 |  |  | 0 | 1120121.3901 | 86 | 3960445.1162 | 2812543.4877 | 571188.784 |  |  | 1131486.1405 | 1708198.9851
2045 | 3844334.536 | 1199628.4317 | 0 |  |  | 0 | 2644706.1043 | 86 | 3960445.1162 | 2812543.4877 | 571188.784 |  |  | 1131486.1405 | 1708198.9851
2046 | 4426763.43 | 672962.2909 | 26070.1061 |  |  | 0 | 3727731.0329 | 86 | 3960445.1162 | 2812543.4877 | 571188.784 |  |  | 1131486.1405 | 1708198.9851
2047 | 4699087.506 | 351110.7605 | 217250.8845 |  |  | 0 | 4130725.861 | 86 | 3960445.1162 | 2812543.4877 | 571188.784 |  |  | 1131486.1405 | 1708198.9851
2048 | 4727829.034 | 58518.4601 | 679995.2686 |  |  | 0 | 3989315.3053 | 86 | 3960445.1162 | 2812543.4877 | 571188.784 |  |  | 1131486.1405 | 1708198.9851
2049 | 4781150.831 | 0 | 1197052.3739 |  |  | 0 | 3584098.4571 | 86 | 3960445.1162 | 2812543.4877 | 571188.784 |  |  | 1131486.1405 | 1708198.9851
2050 | 4724980.985 | 87777.6901 | 1622864.1076 |  |  | 0 | 3014339.1873 | 86 | 3960445.1162 | 2812543.4877 | 571188.784 |  |  | 1131486.1405 | 1708198.9851
2051 | 4615912.805 | 555925.3708 | 1924842.8371 |  |  | 0 | 2135144.5971 | 86 | 3960445.1162 | 2812543.4877 | 571188.784 |  |  | 1131486.1405 | 1708198.9851
2052 | 4560659.162 | 1697035.3424 | 2035640.7882 |  |  | 0 | 827983.0314 | 86 | 3960445.1162 | 2812543.4877 | 571188.784 |  |  | 1131486.1405 | 1708198.9851
2053 | 4411946.561 | 3628144.5251 | 1846632.5187 |  |  | 1062830.4827 | 0 | 86 | 3960445.1162 | 2812543.4877 | 571188.784 |  |  | 1131486.1405 | 1708198.9851
2054 | 4224223.578 | 5968882.9283 | 1685866.8641 |  |  | 3430526.2144 | 0 | 86 | 3960445.1162 | 2812543.4877 | 571188.784 |  |  | 1131486.1405 | 1708198.9851
2055 | 4150994.282 | 7578140.5806 | 1344782.9754 |  |  | 4771929.274 | 0 | 86 | 3960445.1162 | 2812543.4877 | 571188.784 |  |  | 1131486.1405 | 1708198.9851
2056 | 4398590.769 | 7168511.36 | 836415.9055 |  |  | 3606336.4965 | 0 | 86 | 3960445.1162 | 2812543.4877 | 571188.784 |  |  | 1131486.1405 | 1708198.9851
2057 | 4360068.434 | 5617772.1679 | 288943.6765 |  |  | 1546647.4103 | 0 | 86 | 3960445.1162 | 2812543.4877 | 571188.784 |  |  | 1131486.1405 | 1708198.9851
2058 | 4253555.681 | 3101478.3843 | 2172.5088 |  |  | 0 | 1149904.7878 | 86 | 3960445.1162 | 2812543.4877 | 571188.784 |  |  | 1131486.1405 | 1708198.9851
2059 | 4252167.475 | 1638516.8823 | 0 |  |  | 0 | 2613650.5927 | 86 | 3960445.1162 | 2812543.4877 | 571188.784 |  |  | 1131486.1405 | 1708198.9851
2060 | 3981002.365 | 1258146.8918 | 0 |  |  | 0 | 2722855.4732 | 86 | 3960445.1162 | 2812543.4877 | 571188.784 |  |  | 1131486.1405 | 1708198.9851
2061 | 3636374.071 | 1287406.1218 | 0 |  |  | 0 | 2348967.9492 | 86 | 3960445.1162 | 2812543.4877 | 571188.784 |  |  | 1131486.1405 | 1708198.9851
2062 | 3302392.692 | 1872590.7226 | 0 |  |  | 0 | 1429801.9694 | 86 | 3960445.1162 | 2812543.4877 | 571188.784 |  |  | 1131486.1405 | 1708198.9851
2063 | 3072202.527 | 3130737.6144 | 0 |  |  | 58535.0874 | 0 | 86 | 3960445.1162 | 2812543.4877 | 571188.784 |  |  | 1131486.1405 | 1708198.9851
2064 | 2961329.954 | 4739995.2666 | 0 |  |  | 1778665.3126 | 0 | 86 | 3960445.1162 | 2812543.4877 | 571188.784 |  |  | 1131486.1405 | 1708198.9851
2065 | 2935963.244 | 5471476.0176 | 0 |  |  | 2535512.7736 | 0 | 87 | 4004521.669 | 15347685.291 | 197336.2201 |  |  | 12929857.3179 | 1389357.4757
2066 | 2956335.331 | 5500735.2477 | 0 |  |  | 8101829.8197 | 5557429.903 | 87 | 4004521.669 | 15347685.291 | 197336.2201 |  |  | 12929857.3179 | 1389357.4757
2067 | 3012750.794 | 5091106.0271 | 0 |  |  | 2078355.2331 | 0 | 87 | 4004521.669 | 15347685.291 | 197336.2201 |  |  | 12929857.3179 | 1389357.4757
2068 | 3287256.227 | 4681476.8065 | 0 |  |  | 1394220.5795 | 0 | 87 | 4004521.669 | 15347685.291 | 197336.2201 |  |  | 12929857.3179 | 1389357.4757
2069 | 3951904.197 | 5091106.0271 | 0 |  |  | 6696631.7331 | 5557429.903 | 87 | 4004521.669 | 15347685.291 | 197336.2201 |  |  | 12929857.3179 | 1389357.4757
2070 | 4515357.455 | 6349252.9189 | 26070.1061 |  |  | 1859965.57 | 0 | 87 | 4004521.669 | 15347685.291 | 197336.2201 |  |  | 12929857.3179 | 1389357.4757
2071 | 4734618.338 | 7578140.5806 | 162938.1634 |  |  | 3006460.406 | 0 | 87 | 4004521.669 | 15347685.291 | 197336.2201 |  |  | 12929857.3179 | 1389357.4757
2072 | 4737850.262 | 8046288.2612 | 354118.9418 |  |  | 9219986.8441 | 5557429.903 | 87 | 4004521.669 | 15347685.291 | 197336.2201 |  |  | 12929857.3179 | 1389357.4757
2073 | 4797643.279 | 11732951.2464 | 551817.2468 |  |  | 7487125.2142 | 0 | 87 | 4004521.669 | 15347685.291 | 197336.2201 |  |  | 12929857.3179 | 1389357.4757
2074 | 4716851.217 | 14834429.6307 | 701720.3571 |  |  | 10819298.7708 | 0 | 87 | 4004521.669 | 15347685.291 | 197336.2201 |  |  | 12929857.3179 | 1389357.4757
2075 | 4588081.831 | 16560724.2031 | 832070.8878 |  |  | 12804713.26 | 0 | 87 | 4004521.669 | 15347685.291 | 197336.2201 |  |  | 12929857.3179 | 1389357.4757
2076 | 4566042.364 | 17584797.2546 | 714755.4102 |  |  | 19290940.2037 | 5557429.903 | 87 | 4004521.669 | 15347685.291 | 197336.2201 |  |  | 12929857.3179 | 1389357.4757
2077 | 4461187.999 | 18374796.4657 | 501849.5433 |  |  | 14415458.01 | 0 | 87 | 4004521.669 | 15347685.291 | 197336.2201 |  |  | 12929857.3179 | 1389357.4757
2078 | 4308136.361 | 18989240.2965 | 378016.5391 |  |  | 15059120.4747 | 0 | 87 | 4004521.669 | 15347685.291 | 197336.2201 |  |  | 12929857.3179 | 1389357.4757
2079 | 4238066.014 | 19691461.8175 | 273736.1145 |  |  | 15727131.9181 | 0 | 87 | 4004521.669 | 15347685.291 | 197336.2201 |  |  | 12929857.3179 | 1389357.4757
2080 | 4436545.561 | 20949608.7093 | 165110.6723 |  |  | 16678173.8205 | 0 | 87 | 4004521.669 | 15347685.291 | 197336.2201 |  |  | 12929857.3179 | 1389357.4757
2081 | 4386963.982 | 21388497.1599 | 73865.3007 |  |  | 17075398.4786 | 0 | 87 | 4004521.669 | 15347685.291 | 197336.2201 |  |  | 12929857.3179 | 1389357.4757
2082 | 4262562.66 | 21447015.62 | 0 |  |  | 17184452.96 | 0 | 87 | 4004521.669 | 15347685.291 | 197336.2201 |  |  | 12929857.3179 | 1389357.4757
2083 | 4274584.462 | 22383310.9813 | 0 |  |  | 23666156.4223 | 5557429.903 | 87 | 4004521.669 | 15347685.291 | 197336.2201 |  |  | 12929857.3179 | 1389357.4757
2084 | 4012195.806 | 23407384.0327 | 0 |  |  | 24952618.1297 | 5557429.903 | 87 | 4004521.669 | 15347685.291 | 197336.2201 |  |  | 12929857.3179 | 1389357.4757
2085 | 3653158.509 | 23934050.1735 | 0 |  |  | 20280891.6645 | 0 | 87 | 4004521.669 | 15347685.291 | 197336.2201 |  |  | 12929857.3179 | 1389357.4757
2086 | 3271314.232 | 23758494.7932 | 0 |  |  | 20487180.5612 | 0 | 87 | 4004521.669 | 15347685.291 | 197336.2201 |  |  | 12929857.3179 | 1389357.4757
2087 | 3058524.218 | 23114791.7323 | 0 |  |  | 20056267.5143 | 0 | 87 | 4004521.669 | 15347685.291 | 197336.2201 |  |  | 12929857.3179 | 1389357.4757
2088 | 2944625.714 | 22383310.9813 | 0 |  |  | 19438685.2673 | 0 | 87 | 4004521.669 | 15347685.291 | 197336.2201 |  |  | 12929857.3179 | 1389357.4757
2089 | 2946365.231 | 21915163.3006 | 0 |  |  | 18968798.0696 | 0 | 88 | 4152315.2069 | 17717682.9243 | 242777.8635 |  |  | 14965943.4774 | 1157797.8965
2090 | 2980268.895 | 21739607.9204 | 0 |  |  | 24316768.9284 | 5557429.903 | 88 | 4152315.2069 | 17717682.9243 | 242777.8635 |  |  | 14965943.4774 | 1157797.8965
2091 | 3036541.099 | 21593311.7702 | 0 |  |  | 18556770.6712 | 0 | 88 | 4152315.2069 | 17717682.9243 | 242777.8635 |  |  | 14965943.4774 | 1157797.8965
2092 | 3289671.87 | 21271460.2397 | 0 |  |  | 17981788.3697 | 0 | 88 | 4152315.2069 | 17717682.9243 | 242777.8635 |  |  | 14965943.4774 | 1157797.8965
2093 | 3976637.172 | 21710348.6903 | 0 |  |  | 17733711.5183 | 0 | 88 | 4152315.2069 | 17717682.9243 | 242777.8635 |  |  | 14965943.4774 | 1157797.8965
2094 | 4571829.817 | 22617384.8216 | 10862.5442 |  |  | 23613847.4518 | 5557429.903 | 88 | 4152315.2069 | 17717682.9243 | 242777.8635 |  |  | 14965943.4774 | 1157797.8965
2095 | 4804150.664 | 23173310.1924 | 102107.9157 |  |  | 24028697.3471 | 5557429.903 | 88 | 4152315.2069 | 17717682.9243 | 242777.8635 |  |  | 14965943.4774 | 1157797.8965
2096 | 4874739.532 | 22822199.4319 | 228113.4288 |  |  | 18175573.3287 | 0 | 88 | 4152315.2069 | 17717682.9243 | 242777.8635 |  |  | 14965943.4774 | 1157797.8965
2097 | 5009784.017 | 23992568.6335 | 362808.9772 |  |  | 19345593.5937 | 0 | 88 | 4152315.2069 | 17717682.9243 | 242777.8635 |  |  | 14965943.4774 | 1157797.8965
2098 | 4947229.135 | 25162937.8352 | 497504.5256 |  |  | 20713213.2258 | 0 | 88 | 4152315.2069 | 17717682.9243 | 242777.8635 |  |  | 14965943.4774 | 1157797.8965
2099 | 4834698.002 | 25426270.9055 | 630027.5652 |  |  | 21221600.4687 | 0 | 88 | 4152315.2069 | 17717682.9243 | 242777.8635 |  |  | 14965943.4774 | 1157797.8965
2100 | 4807951.286 | 25367752.4455 | 708237.8836 |  |  | 21268039.0431 | 0 | 88 | 4152315.2069 | 17717682.9243 | 242777.8635 |  |  | 14965943.4774 | 1157797.8965
2101 | 4701511.433 | 24753308.6146 | 921143.7505 |  |  | 20972940.9321 | 0 | 88 | 4152315.2069 | 17717682.9243 | 242777.8635 |  |  | 14965943.4774 | 1157797.8965
2102 | 4555357.341 | 23290347.1126 | 951558.8743 |  |  | 19686548.6459 | 0 | 88 | 4152315.2069 | 17717682.9243 | 242777.8635 |  |  | 14965943.4774 | 1157797.8965
2103 | 4548529.198 | 21242201.0097 | 773413.149 |  |  | 17467084.9607 | 0 | 88 | 4152315.2069 | 17717682.9243 | 242777.8635 |  |  | 14965943.4774 | 1157797.8965
2104 | 4774606.595 | 18287018.7756 | 456226.8576 |  |  | 13968639.0381 | 0 | 88 | 4152315.2069 | 17717682.9243 | 242777.8635 |  |  | 14965943.4774 | 1157797.8965
2105 | 4651122.194 | 14219985.7999 | 178145.7253 |  |  | 15304439.2342 | 5557429.903 | 88 | 4152315.2069 | 17717682.9243 | 242777.8635 |  |  | 14965943.4774 | 1157797.8965
2106 | 4483063.246 | 10328508.2044 | 6517.5265 |  |  | 11409392.388 | 5557429.903 | 88 | 4152315.2069 | 17717682.9243 | 242777.8635 |  |  | 14965943.4774 | 1157797.8965
2107 | 4376711.248 | 8543695.1719 | 0 |  |  | 4166983.9239 | 0 | 88 | 4152315.2069 | 17717682.9243 | 242777.8635 |  |  | 14965943.4774 | 1157797.8965
2108 | 4108027.964 | 7285548.2802 | 0 |  |  | 3177520.3162 | 0 | 88 | 4152315.2069 | 17717682.9243 | 242777.8635 |  |  | 14965943.4774 | 1157797.8965
2109 | 3755614.812 | 6232215.9987 | 0 |  |  | 2476601.1867 | 0 | 88 | 4152315.2069 | 17717682.9243 | 242777.8635 |  |  | 14965943.4774 | 1157797.8965
2110 | 3388899.803 | 5354439.0975 | 0 |  |  | 1965539.2945 | 0 | 88 | 4152315.2069 | 17717682.9243 | 242777.8635 |  |  | 14965943.4774 | 1157797.8965
2111 | 3184478.717 | 4710736.0366 | 0 |  |  | 1526257.3196 | 0 | 88 | 4152315.2069 | 17717682.9243 | 242777.8635 |  |  | 14965943.4774 | 1157797.8965
2112 | 3047775.695 | 4184069.8958 | 0 |  |  | 1136294.2008 | 0 | 88 | 4152315.2069 | 17717682.9243 | 242777.8635 |  |  | 14965943.4774 | 1157797.8965
2113 | 2972272.806 | 3920736.8255 | 0 |  |  | 948464.0195 | 0 | 89 | 4154514.3941 | 2495568.4956 | 329768.7385 |  |  | 996465.6014 | 2325642.7614
2114 | 2997635.874 | 4067032.9757 | 0 |  |  | 1069397.1017 | 0 | 89 | 4154514.3941 | 2495568.4956 | 329768.7385 |  |  | 996465.6014 | 2325642.7614
2115 | 3060501.326 | 4330366.0461 | 0 |  |  | 1269864.7201 | 0 | 89 | 4154514.3941 | 2495568.4956 | 329768.7385 |  |  | 996465.6014 | 2325642.7614
2116 | 3360971.904 | 3277033.7646 | 0 |  |  | 0 | 83938.1394 | 89 | 4154514.3941 | 2495568.4956 | 329768.7385 |  |  | 996465.6014 | 2325642.7614
2117 | 4000288.397 | 1667776.1123 | 0 |  |  | 0 | 2332512.2847 | 89 | 4154514.3941 | 2495568.4956 | 329768.7385 |  |  | 996465.6014 | 2325642.7614
2118 | 4603482.112 | 643703.0609 | 10862.5442 |  |  | 0 | 3948916.5069 | 89 | 4154514.3941 | 2495568.4956 | 329768.7385 |  |  | 996465.6014 | 2325642.7614
2119 | 4833666.465 | 234073.8403 | 84727.845 |  |  | 0 | 4514864.7797 | 89 | 4154514.3941 | 2495568.4956 | 329768.7385 |  |  | 996465.6014 | 2325642.7614
2120 | 4866481.674 | 146296.1502 | 208560.8492 |  |  | 0 | 4511624.6746 | 89 | 4154514.3941 | 2495568.4956 | 329768.7385 |  |  | 996465.6014 | 2325642.7614
2121 | 4983568.123 | 263333.0704 | 406259.1541 |  |  | 0 | 4313975.8985 | 89 | 4154514.3941 | 2495568.4956 | 329768.7385 |  |  | 996465.6014 | 2325642.7614
2122 | 4966113.776 | 702221.521 | 725617.9544 |  |  | 0 | 3538274.3006 | 89 | 4154514.3941 | 2495568.4956 | 329768.7385 |  |  | 996465.6014 | 2325642.7614
2123 | 4866753.776 | 1082591.5115 | 988491.5247 |  |  | 2761759.1632 | 5557429.903 | 89 | 4154514.3941 | 2495568.4956 | 329768.7385 |  |  | 996465.6014 | 2325642.7614
2124 | 4888181.106 | 1492220.7321 | 1155774.7058 |  |  | 3317244.2349 | 5557429.903 | 89 | 4154514.3941 | 2495568.4956 | 329768.7385 |  |  | 996465.6014 | 2325642.7614
2125 | 4769198.252 | 1960368.4127 | 1275262.6923 |  |  | 0 | 1533567.147 | 89 | 4154514.3941 | 2495568.4956 | 329768.7385 |  |  | 996465.6014 | 2325642.7614
2126 | 4578259.199 | 2428516.0934 | 1210087.4269 |  |  | 0 | 939655.6787 | 89 | 4154514.3941 | 2495568.4956 | 329768.7385 |  |  | 996465.6014 | 2325642.7614
2127 | 4535659.744 | 2779626.8539 | 990664.0335 |  |  | 0 | 765368.8566 | 89 | 4154514.3941 | 2495568.4956 | 329768.7385 |  |  | 996465.6014 | 2325642.7614
2128 | 4715326.489 | 3247774.5345 | 627855.0563 |  |  | 4717733.0049 | 5557429.903 | 89 | 4154514.3941 | 2495568.4956 | 329768.7385 |  |  | 996465.6014 | 2325642.7614
2129 | 4626202.034 | 3657403.7551 | 221595.9022 |  |  | 0 | 747202.3766 | 89 | 4154514.3941 | 2495568.4956 | 329768.7385 |  |  | 996465.6014 | 2325642.7614
2130 | 4447433.309 | 3130737.6144 | 8690.0354 |  |  | 0 | 1308005.6592 | 89 | 4154514.3941 | 2495568.4956 | 329768.7385 |  |  | 996465.6014 | 2325642.7614
2131 | 4362668.345 | 2282219.9432 | 0 |  |  | 0 | 2080448.4018 | 89 | 4154514.3941 | 2495568.4956 | 329768.7385 |  |  | 996465.6014 | 2325642.7614
2132 | 4062907.301 | 2135923.793 | 0 |  |  | 0 | 1926983.508 | 89 | 4154514.3941 | 2495568.4956 | 329768.7385 |  |  | 996465.6014 | 2325642.7614
2133 | 3702958.383 | 2662589.9337 | 0 |  |  | 0 | 1040368.4493 | 89 | 4154514.3941 | 2495568.4956 | 329768.7385 |  |  | 996465.6014 | 2325642.7614
2134 | 3337672.076 | 3540366.8349 | 0 |  |  | 5760124.6619 | 5557429.903 | 89 | 4154514.3941 | 2495568.4956 | 329768.7385 |  |  | 996465.6014 | 2325642.7614
2135 | 3142399.877 | 4505921.4263 | 0 |  |  | 1363521.5493 | 0 | 89 | 4154514.3941 | 2495568.4956 | 329768.7385 |  |  | 996465.6014 | 2325642.7614
2136 | 3027743.11 | 5734809.088 | 0 |  |  | 2707065.978 | 0 | 89 | 4154514.3941 | 2495568.4956 | 329768.7385 |  |  | 996465.6014 | 2325642.7614
2137 | 2979094.852 | 6846659.8296 | 0 |  |  | 3867564.9776 | 0 | 90 | 3812800.6453 | 5365411.3087 | 557339.0401 |  |  | 4111862.2497 | 2001912.5462
2138 | 2980559.955 | 7109992.8999 | 0 |  |  | 9686862.8479 | 5557429.903 | 90 | 3812800.6453 | 5365411.3087 | 557339.0401 |  |  | 4111862.2497 | 2001912.5462
2139 | 3047551.436 | 6173697.5386 | 0 |  |  | 3126146.1026 | 0 | 90 | 3812800.6453 | 5365411.3087 | 557339.0401 |  |  | 4111862.2497 | 2001912.5462
2140 | 3280376.619 | 4242588.3559 | 0 |  |  | 962211.7369 | 0 | 90 | 3812800.6453 | 5365411.3087 | 557339.0401 |  |  | 4111862.2497 | 2001912.5462
2141 | 3893849.129 | 2457775.3234 | 0 |  |  | 0 | 1436073.8056 | 90 | 3812800.6453 | 5365411.3087 | 557339.0401 |  |  | 4111862.2497 | 2001912.5462
2142 | 4470478.326 | 1462961.502 | 60830.2477 |  |  | 0 | 2946686.5763 | 90 | 3812800.6453 | 5365411.3087 | 557339.0401 |  |  | 4111862.2497 | 2001912.5462
2143 | 4671530.141 | 1111850.7416 | 351946.433 |  |  | 2349696.9365 | 5557429.903 | 90 | 3812800.6453 | 5365411.3087 | 557339.0401 |  |  | 4111862.2497 | 2001912.5462
2144 | 4655849.78 | 1082591.5115 | 773413.149 |  |  | 0 | 2799845.1195 | 90 | 3812800.6453 | 5365411.3087 | 557339.0401 |  |  | 4111862.2497 | 2001912.5462
2145 | 4682269.688 | 1404443.042 | 1316540.3604 |  |  | 0 | 1961286.2857 | 90 | 3812800.6453 | 5365411.3087 | 557339.0401 |  |  | 4111862.2497 | 2001912.5462
2146 | 4571853.924 | 2048146.1029 | 1664141.7756 |  |  | 4697863.8575 | 5557429.903 | 90 | 3812800.6453 | 5365411.3087 | 557339.0401 |  |  | 4111862.2497 | 2001912.5462
2147 | 4385963.878 | 2984441.4642 | 1840114.9921 |  |  | 438592.5783 | 0 | 90 | 3812800.6453 | 5365411.3087 | 557339.0401 |  |  | 4111862.2497 | 2001912.5462
2148 | 4226841.921 | 3920736.8255 | 1879220.1513 |  |  | 1573115.0558 | 0 | 90 | 3812800.6453 | 5365411.3087 | 557339.0401 |  |  | 4111862.2497 | 2001912.5462
2149 | 4036153.559 | 5061846.7971 | 1803182.3418 |  |  | 2828875.5798 | 0 | 90 | 3812800.6453 | 5365411.3087 | 557339.0401 |  |  | 4111862.2497 | 2001912.5462
2150 | 3878043.564 | 6349252.9189 | 1559861.3511 |  |  | 9588500.6089 | 5557429.903 | 90 | 3812800.6453 | 5365411.3087 | 557339.0401 |  |  | 4111862.2497 | 2001912.5462
2151 | 3857445.171 | 7402585.2003 | 1173154.7766 |  |  | 4718294.8059 | 0 | 90 | 3812800.6453 | 5365411.3087 | 557339.0401 |  |  | 4111862.2497 | 2001912.5462
2152 | 4039970.906 | 8134065.9514 | 697375.3394 |  |  | 4791470.3848 | 0 | 90 | 3812800.6453 | 5365411.3087 | 557339.0401 |  |  | 4111862.2497 | 2001912.5462
2153 | 4064637.403 | 8894805.9324 | 245493.4995 |  |  | 5075662.029 | 0 | 90 | 3812800.6453 | 5365411.3087 | 557339.0401 |  |  | 4111862.2497 | 2001912.5462
2154 | 3926450.432 | 7051474.4399 | 10862.5442 |  |  | 8693316.4551 | 5557429.903 | 90 | 3812800.6453 | 5365411.3087 | 557339.0401 |  |  | 4111862.2497 | 2001912.5462
2155 | 3884295.706 | 6992955.9798 | 0 |  |  | 8666090.1768 | 5557429.903 | 90 | 3812800.6453 | 5365411.3087 | 557339.0401 |  |  | 4111862.2497 | 2001912.5462
2156 | 3667436.168 | 7929251.3411 | 0 |  |  | 4261815.1731 | 0 | 90 | 3812800.6453 | 5365411.3087 | 557339.0401 |  |  | 4111862.2497 | 2001912.5462
2157 | 3410098.641 | 7812214.4209 | 0 |  |  | 4402115.7799 | 0 | 90 | 3812800.6453 | 5365411.3087 | 557339.0401 |  |  | 4111862.2497 | 2001912.5462
2158 | 3161524.768 | 7168511.36 | 0 |  |  | 4006986.592 | 0 | 90 | 3812800.6453 | 5365411.3087 | 557339.0401 |  |  | 4111862.2497 | 2001912.5462
2159 | 2937924.475 | 7285548.2802 | 0 |  |  | 4347623.8052 | 0 | 90 | 3812800.6453 | 5365411.3087 | 557339.0401 |  |  | 4111862.2497 | 2001912.5462
2160 | 2797015.044 | 7841473.651 | 0 |  |  | 10601888.51 | 5557429.903 | 90 | 3812800.6453 | 5365411.3087 | 557339.0401 |  |  | 4111862.2497 | 2001912.5462
2161 | 2706811.211 | 8017029.0312 | 0 |  |  | 5310217.8202 | 0 | 91 | 3254352.6647 | 11968244.2213 | 191452.342 |  |  | 10063141.7951 | 1157797.8965
2162 | 2677102.036 | 8017029.0312 | 0 |  |  | 5339926.9952 | 0 | 91 | 3254352.6647 | 11968244.2213 | 191452.342 |  |  | 10063141.7951 | 1157797.8965
2163 | 2700995.565 | 8397399.0217 | 0 |  |  | 5696403.4567 | 0 | 91 | 3254352.6647 | 11968244.2213 | 191452.342 |  |  | 10063141.7951 | 1157797.8965
2164 | 2798381.377 | 8924065.1625 | 0 |  |  | 6125683.7855 | 0 | 91 | 3254352.6647 | 11968244.2213 | 191452.342 |  |  | 10063141.7951 | 1157797.8965
2165 | 2942515.824 | 8602213.632 | 0 |  |  | 5659697.808 | 0 | 91 | 3254352.6647 | 11968244.2213 | 191452.342 |  |  | 10063141.7951 | 1157797.8965
2166 | 3189478.506 | 8017029.0312 | 8690.0354 |  |  | 4836240.5606 | 0 | 91 | 3254352.6647 | 11968244.2213 | 191452.342 |  |  | 10063141.7951 | 1157797.8965
2167 | 3476241.027 | 7695177.5008 | 73865.3007 |  |  | 4292801.7745 | 0 | 91 | 3254352.6647 | 11968244.2213 | 191452.342 |  |  | 10063141.7951 | 1157797.8965
2168 | 3660742.816 | 6612585.9892 | 193353.2872 |  |  | 8702626.3635 | 5557429.903 | 91 | 3254352.6647 | 11968244.2213 | 191452.342 |  |  | 10063141.7951 | 1157797.8965
2169 | 3703252.443 | 6290734.4588 | 360636.4684 |  |  | 2948118.4841 | 0 | 91 | 3254352.6647 | 11968244.2213 | 191452.342 |  |  | 10063141.7951 | 1157797.8965
2170 | 3625223.455 | 9041102.0826 | 495332.0168 |  |  | 5911210.6444 | 0 | 91 | 3254352.6647 | 11968244.2213 | 191452.342 |  |  | 10063141.7951 | 1157797.8965
2171 | 3537431.182 | 12230358.1571 | 666960.2156 |  |  | 9359887.1907 | 0 | 91 | 3254352.6647 | 11968244.2213 | 191452.342 |  |  | 10063141.7951 | 1157797.8965
2172 | 3459795.631 | 15507391.9217 | 773413.149 |  |  | 12821009.4397 | 0 | 91 | 3254352.6647 | 11968244.2213 | 191452.342 |  |  | 10063141.7951 | 1157797.8965
2173 | 3369536.012 | 18257759.5455 | 677822.7598 |  |  | 21123476.1963 | 5557429.903 | 91 | 3254352.6647 | 11968244.2213 | 191452.342 |  |  | 10063141.7951 | 1157797.8965
2174 | 3329051.749 | 19867017.1978 | 590922.406 |  |  | 22686317.7577 | 5557429.903 | 91 | 3254352.6647 | 11968244.2213 | 191452.342 |  |  | 10063141.7951 | 1157797.8965
2175 | 3383700.079 | 20978867.9393 | 436674.2779 |  |  | 23589272.0413 | 5557429.903 | 91 | 3254352.6647 | 11968244.2213 | 191452.342 |  |  | 10063141.7951 | 1157797.8965
2176 | 3636130.78 | 21476274.85 | 241148.4818 |  |  | 18081292.5519 | 0 | 91 | 3254352.6647 | 11968244.2213 | 191452.342 |  |  | 10063141.7951 | 1157797.8965
2177 | 3735506.015 | 19428128.7472 | 76037.8096 |  |  | 15768660.5417 | 0 | 91 | 3254352.6647 | 11968244.2213 | 191452.342 |  |  | 10063141.7951 | 1157797.8965
2178 | 3582426.119 | 14073689.6497 | 0 |  |  | 10491263.5307 | 0 | 91 | 3254352.6647 | 11968244.2213 | 191452.342 |  |  | 10063141.7951 | 1157797.8965
2179 | 3599122.199 | 12201098.9271 | 0 |  |  | 8601976.7281 | 0 | 91 | 3254352.6647 | 11968244.2213 | 191452.342 |  |  | 10063141.7951 | 1157797.8965
2180 | 3426194.684 | 11352581.2559 | 0 |  |  | 13483816.4749 | 5557429.903 | 91 | 3254352.6647 | 11968244.2213 | 191452.342 |  |  | 10063141.7951 | 1157797.8965
2181 | 3193414.583 | 10942952.0353 | 0 |  |  | 7749537.4523 | 0 | 91 | 3254352.6647 | 11968244.2213 | 191452.342 |  |  | 10063141.7951 | 1157797.8965
2182 | 2939239.124 | 10972211.2653 | 0 |  |  | 8032972.1413 | 0 | 91 | 3254352.6647 | 11968244.2213 | 191452.342 |  |  | 10063141.7951 | 1157797.8965
2183 | 2775981.257 | 10474804.3546 | 0 |  |  | 7698823.0976 | 0 | 91 | 3254352.6647 | 11968244.2213 | 191452.342 |  |  | 10063141.7951 | 1157797.8965
2184 | 2656190.279 | 9860360.5238 | 0 |  |  | 7204170.2448 | 0 | 91 | 3254352.6647 | 11968244.2213 | 191452.342 |  |  | 10063141.7951 | 1157797.8965
2185 | 2589545.398 | 9187398.2328 | 0 |  |  | 12155282.7378 | 5557429.903 | 92 | 3260347.6262 | 5292263.2336 | 335562.0954 |  |  | 3960220.7039 | 1592743.001
2186 | 2569993.143 | 8455917.4818 | 0 |  |  | 5885924.3388 | 0 | 92 | 3260347.6262 | 5292263.2336 | 335562.0954 |  |  | 3960220.7039 | 1592743.001
2187 | 2582829.068 | 6729622.9094 | 0 |  |  | 4146793.8414 | 0 | 92 | 3260347.6262 | 5292263.2336 | 335562.0954 |  |  | 3960220.7039 | 1592743.001
2188 | 2651084.199 | 5793327.5481 | 0 |  |  | 3142243.3491 | 0 | 92 | 3260347.6262 | 5292263.2336 | 335562.0954 |  |  | 3960220.7039 | 1592743.001
2189 | 2784050.585 | 5237402.1773 | 0 |  |  | 2453351.5923 | 0 | 92 | 3260347.6262 | 5292263.2336 | 335562.0954 |  |  | 3960220.7039 | 1592743.001
2190 | 3000034.974 | 4505921.4263 | 26070.1061 |  |  | 1531956.5584 | 0 | 92 | 3260347.6262 | 5292263.2336 | 335562.0954 |  |  | 3960220.7039 | 1592743.001
2191 | 3344482.645 | 3891477.5954 | 123833.0042 |  |  | 670827.9546 | 0 | 92 | 3260347.6262 | 5292263.2336 | 335562.0954 |  |  | 3960220.7039 | 1592743.001
2192 | 3549243.297 | 3511107.6049 | 234630.9553 |  |  | 196495.2632 | 0 | 92 | 3260347.6262 | 5292263.2336 | 335562.0954 |  |  | 3960220.7039 | 1592743.001
2193 | 3616266.852 | 3774440.6753 | 397569.1187 |  |  | 555742.942 | 0 | 92 | 3260347.6262 | 5292263.2336 | 335562.0954 |  |  | 3960220.7039 | 1592743.001
2194 | 3594461.075 | 4388884.5061 | 675650.2509 |  |  | 1470073.6821 | 0 | 92 | 3260347.6262 | 5292263.2336 | 335562.0954 |  |  | 3960220.7039 | 1592743.001
2195 | 3565037.91 | 5822586.7781 | 1001526.5778 |  |  | 8816505.3489 | 5557429.903 | 92 | 3260347.6262 | 5292263.2336 | 335562.0954 |  |  | 3960220.7039 | 1592743.001
2196 | 3483395.888 | 7841473.651 | 1342610.4665 |  |  | 5700688.2295 | 0 | 92 | 3260347.6262 | 5292263.2336 | 335562.0954 |  |  | 3960220.7039 | 1592743.001
2197 | 3445984.637 | 9275175.923 | 1331747.9223 |  |  | 12718369.1112 | 5557429.903 | 92 | 3260347.6262 | 5292263.2336 | 335562.0954 |  |  | 3960220.7039 | 1592743.001
2198 | 3394210.272 | 9158139.0028 | 1283952.7277 |  |  | 7047881.4585 | 0 | 92 | 3260347.6262 | 5292263.2336 | 335562.0954 |  |  | 3960220.7039 | 1592743.001
2199 | 3484420.584 | 8397399.0217 | 962421.4186 |  |  | 5875399.8563 | 0 | 92 | 3260347.6262 | 5292263.2336 | 335562.0954 |  |  | 3960220.7039 | 1592743.001
2200 | 3785409.642 | 7958510.5711 | 495332.0168 |  |  | 10225862.8489 | 5557429.903 | 92 | 3260347.6262 | 5292263.2336 | 335562.0954 |  |  | 3960220.7039 | 1592743.001
2201 | 3857873.187 | 6992955.9798 | 169455.6899 |  |  | 3304538.4827 | 0 | 92 | 3260347.6262 | 5292263.2336 | 335562.0954 |  |  | 3960220.7039 | 1592743.001
2202 | 3767259.417 | 4505921.4263 | 8690.0354 |  |  | 747352.0447 | 0 | 92 | 3260347.6262 | 5292263.2336 | 335562.0954 |  |  | 3960220.7039 | 1592743.001
2203 | 3761175.01 | 3013700.6942 | 0 |  |  | 0 | 747474.3158 | 92 | 3260347.6262 | 5292263.2336 | 335562.0954 |  |  | 3960220.7039 | 1592743.001
2204 | 3548215.278 | 2223701.4831 | 0 |  |  | 0 | 1324513.7949 | 92 | 3260347.6262 | 5292263.2336 | 335562.0954 |  |  | 3960220.7039 | 1592743.001
2205 | 3263718.36 | 1521479.9621 | 0 |  |  | 0 | 1742238.3979 | 92 | 3260347.6262 | 5292263.2336 | 335562.0954 |  |  | 3960220.7039 | 1592743.001
2206 | 2997212.661 | 1521479.9621 | 0 |  |  | 4081697.2041 | 5557429.903 | 92 | 3260347.6262 | 5292263.2336 | 335562.0954 |  |  | 3960220.7039 | 1592743.001
2207 | 2848377.506 | 1609257.6522 | 0 |  |  | 4318310.0492 | 5557429.903 | 92 | 3260347.6262 | 5292263.2336 | 335562.0954 |  |  | 3960220.7039 | 1592743.001
2208 | 2764061.441 | 1697035.3424 | 0 |  |  | 0 | 1067026.0986 | 92 | 3260347.6262 | 5292263.2336 | 335562.0954 |  |  | 3960220.7039 | 1592743.001
2209 | 2728497.471 | 2165183.023 | 0 |  |  | 0 | 563314.448 | 93 | 3856533.8234 | 12948428.4277 | 558968.4217 |  |  | 11295251.5164 | 1644388.4904
2210 | 2771925.32 | 3335552.2247 | 0 |  |  | 563626.9047 | 0 | 93 | 3856533.8234 | 12948428.4277 | 558968.4217 |  |  | 11295251.5164 | 1644388.4904
2211 | 2882894.128 | 5003328.337 | 0 |  |  | 2120434.209 | 0 | 93 | 3856533.8234 | 12948428.4277 | 558968.4217 |  |  | 11295251.5164 | 1644388.4904
2212 | 3147208.391 | 6729622.9094 | 0 |  |  | 9139844.4214 | 5557429.903 | 93 | 3856533.8234 | 12948428.4277 | 558968.4217 |  |  | 11295251.5164 | 1644388.4904
2213 | 3763269.127 | 7929251.3411 | 0 |  |  | 4165982.2141 | 0 | 93 | 3856533.8234 | 12948428.4277 | 558968.4217 |  |  | 11295251.5164 | 1644388.4904
2214 | 4303832.312 | 8719250.5522 | 41277.6681 |  |  | 10014125.8113 | 5557429.903 | 93 | 3856533.8234 | 12948428.4277 | 558968.4217 |  |  | 11295251.5164 | 1644388.4904
2215 | 4534281.757 | 9187398.2328 | 236803.4642 |  |  | 10447349.843 | 5557429.903 | 93 | 3856533.8234 | 12948428.4277 | 558968.4217 |  |  | 11295251.5164 | 1644388.4904
2216 | 4539017.354 | 10533322.8147 | 582232.3706 |  |  | 6576537.8313 | 0 | 93 | 3856533.8234 | 12948428.4277 | 558968.4217 |  |  | 11295251.5164 | 1644388.4904
2217 | 4562500.284 | 11849988.1666 | 1066701.8431 |  |  | 8354189.7257 | 0 | 93 | 3856533.8234 | 12948428.4277 | 558968.4217 |  |  | 11295251.5164 | 1644388.4904
2218 | 4539690.901 | 12259617.3871 | 1514238.6653 |  |  | 14791595.0544 | 5557429.903 | 93 | 3856533.8234 | 12948428.4277 | 558968.4217 |  |  | 11295251.5164 | 1644388.4904
2219 | 4423295.669 | 12903320.448 | 1894427.7133 |  |  | 15931882.3953 | 5557429.903 | 93 | 3856533.8234 | 12948428.4277 | 558968.4217 |  |  | 11295251.5164 | 1644388.4904
2220 | 4412913.305 | 14073689.6497 | 2007398.1732 |  |  | 11668174.5179 | 0 | 93 | 3856533.8234 | 12948428.4277 | 558968.4217 |  |  | 11295251.5164 | 1644388.4904
2221 | 4301905.631 | 15887761.9122 | 1820562.4125 |  |  | 13406418.6937 | 0 | 93 | 3856533.8234 | 12948428.4277 | 558968.4217 |  |  | 11295251.5164 | 1644388.4904
2222 | 4119326.779 | 17292204.9542 | 1655451.7403 |  |  | 14828329.9154 | 0 | 93 | 3856533.8234 | 12948428.4277 | 558968.4217 |  |  | 11295251.5164 | 1644388.4904
2223 | 4067834.785 | 17760352.6348 | 1333920.4311 |  |  | 15026438.281 | 0 | 93 | 3856533.8234 | 12948428.4277 | 558968.4217 |  |  | 11295251.5164 | 1644388.4904
2224 | 4319588.083 | 18696647.9961 | 875521.0647 |  |  | 15252580.9779 | 0 | 93 | 3856533.8234 | 12948428.4277 | 558968.4217 |  |  | 11295251.5164 | 1644388.4904
2225 | 4234209.299 | 19077017.9867 | 364981.486 |  |  | 15207790.1737 | 0 | 93 | 3856533.8234 | 12948428.4277 | 558968.4217 |  |  | 11295251.5164 | 1644388.4904
2226 | 4093140.459 | 17555538.0245 | 21725.0885 |  |  | 13484122.654 | 0 | 93 | 3856533.8234 | 12948428.4277 | 558968.4217 |  |  | 11295251.5164 | 1644388.4904
2227 | 4102967.76 | 15829243.4521 | 0 |  |  | 11726275.6921 | 0 | 93 | 3856533.8234 | 12948428.4277 | 558968.4217 |  |  | 11295251.5164 | 1644388.4904
2228 | 3918600.333 | 17204427.264 | 0 |  |  | 13285826.931 | 0 | 93 | 3856533.8234 | 12948428.4277 | 558968.4217 |  |  | 11295251.5164 | 1644388.4904
2229 | 3578913.259 | 17789611.8649 | 0 |  |  | 14210698.6059 | 0 | 93 | 3856533.8234 | 12948428.4277 | 558968.4217 |  |  | 11295251.5164 | 1644388.4904
2230 | 3244880.072 | 17204427.264 | 0 |  |  | 13959547.192 | 0 | 93 | 3856533.8234 | 12948428.4277 | 558968.4217 |  |  | 11295251.5164 | 1644388.4904
2231 | 3031874.086 | 16209613.4427 | 0 |  |  | 18735169.2597 | 5557429.903 | 93 | 3856533.8234 | 12948428.4277 | 558968.4217 |  |  | 11295251.5164 | 1644388.4904
2232 | 2934245.196 | 15565910.3818 | 0 |  |  | 18189095.0888 | 5557429.903 | 93 | 3856533.8234 | 12948428.4277 | 558968.4217 |  |  | 11295251.5164 | 1644388.4904
2233 | 2925799.522 | 15507391.9217 | 0 |  |  | 12581592.3997 | 0 | 94 | 3903573.9837 | 11487905.1948 | 324609.03 |  |  | 9796914.4714 | 1887974.2302
2234 | 2939806.255 | 15653688.0719 | 0 |  |  | 18271311.7199 | 5557429.903 | 94 | 3903573.9837 | 11487905.1948 | 324609.03 |  |  | 9796914.4714 | 1887974.2302
2235 | 3028706.6 | 14892948.0908 | 0 |  |  | 11864241.4908 | 0 | 94 | 3903573.9837 | 11487905.1948 | 324609.03 |  |  | 9796914.4714 | 1887974.2302
2236 | 3315678.191 | 12201098.9271 | 0 |  |  | 8885420.7361 | 0 | 94 | 3903573.9837 | 11487905.1948 | 324609.03 |  |  | 9796914.4714 | 1887974.2302
2237 | 3920497.701 | 9333694.383 | 0 |  |  | 6265138.9838 | 851942.3017 | 94 | 3903573.9837 | 11487905.1948 | 324609.03 |  |  | 9796914.4714 | 1887974.2302
2238 | 4437180.951 | 8543695.1719 | 69520.2831 |  |  | 4176034.504 | 0 | 94 | 3903573.9837 | 11487905.1948 | 324609.03 |  |  | 9796914.4714 | 1887974.2302
2239 | 4600872.576 | 7373325.9703 | 267218.588 |  |  | 8597101.8853 | 5557429.903 | 94 | 3903573.9837 | 11487905.1948 | 324609.03 |  |  | 9796914.4714 | 1887974.2302
2240 | 4574160.323 | 5588512.9378 | 436674.2779 |  |  | 1451026.8928 | 0 | 94 | 3903573.9837 | 11487905.1948 | 324609.03 |  |  | 9796914.4714 | 1887974.2302
2241 | 4579534.554 | 6963696.7497 | 616992.5121 |  |  | 3001154.7079 | 0 | 94 | 3903573.9837 | 11487905.1948 | 324609.03 |  |  | 9796914.4714 | 1887974.2302
2242 | 4512495.657 | 9187398.2328 | 801655.764 |  |  | 5476558.3398 | 0 | 94 | 3903573.9837 | 11487905.1948 | 324609.03 |  |  | 9796914.4714 | 1887974.2302
2243 | 4399959.781 | 10533322.8147 | 923316.2593 |  |  | 12614109.1961 | 5557429.903 | 94 | 3903573.9837 | 11487905.1948 | 324609.03 |  |  | 9796914.4714 | 1887974.2302
2244 | 4415223.936 | 11937765.8567 | 1031941.7016 |  |  | 8554483.6223 | 0 | 94 | 3903573.9837 | 11487905.1948 | 324609.03 |  |  | 9796914.4714 | 1887974.2302
2245 | 4273132.027 | 13927393.4995 | 1155774.7058 |  |  | 10810036.1783 | 0 | 94 | 3903573.9837 | 11487905.1948 | 324609.03 |  |  | 9796914.4714 | 1887974.2302
2246 | 4116208.163 | 14951466.5509 | 984146.507 |  |  | 17376834.7979 | 5557429.903 | 94 | 3903573.9837 | 11487905.1948 | 324609.03 |  |  | 9796914.4714 | 1887974.2302
2247 | 4061263.422 | 15507391.9217 | 771240.6401 |  |  | 12217369.1398 | 0 | 94 | 3903573.9837 | 11487905.1948 | 324609.03 |  |  | 9796914.4714 | 1887974.2302
2248 | 4307046.517 | 16443687.283 | 508367.0698 |  |  | 18202437.7388 | 5557429.903 | 94 | 3903573.9837 | 11487905.1948 | 324609.03 |  |  | 9796914.4714 | 1887974.2302
2249 | 4261077.032 | 15858502.6822 | 206388.3403 |  |  | 11803813.9905 | 0 | 94 | 3903573.9837 | 11487905.1948 | 324609.03 |  |  | 9796914.4714 | 1887974.2302
2250 | 4124107.895 | 13781097.3493 | 17380.0708 |  |  | 9674369.525 | 0 | 94 | 3903573.9837 | 11487905.1948 | 324609.03 |  |  | 9796914.4714 | 1887974.2302
2251 | 4128478.04 | 10650359.7349 | 0 |  |  | 6521881.6949 | 0 | 94 | 3903573.9837 | 11487905.1948 | 324609.03 |  |  | 9796914.4714 | 1887974.2302
2252 | 3919893.21 | 10416285.8946 | 0 |  |  | 12053822.5876 | 5557429.903 | 94 | 3903573.9837 | 11487905.1948 | 324609.03 |  |  | 9796914.4714 | 1887974.2302
2253 | 3595368.061 | 9918878.9839 | 0 |  |  | 11880940.8259 | 5557429.903 | 94 | 3903573.9837 | 11487905.1948 | 324609.03 |  |  | 9796914.4714 | 1887974.2302
2254 | 3261989.96 | 9333694.383 | 0 |  |  | 6071704.423 | 0 | 94 | 3903573.9837 | 11487905.1948 | 324609.03 |  |  | 9796914.4714 | 1887974.2302
2255 | 3047407.871 | 8924065.1625 | 0 |  |  | 5876657.2915 | 0 | 94 | 3903573.9837 | 11487905.1948 | 324609.03 |  |  | 9796914.4714 | 1887974.2302
2256 | 2939887.363 | 8280362.1016 | 0 |  |  | 10897904.6416 | 5557429.903 | 94 | 3903573.9837 | 11487905.1948 | 324609.03 |  |  | 9796914.4714 | 1887974.2302
2257 | 2893672.426 | 7987769.8012 | 0 |  |  | 5094097.3752 | 0 | 95 | 4123219.3725 | 4215767.3951 | 76580.9368 |  |  | 936031.9495 | 766902.9902
2258 | 2910446.745 | 8134065.9514 | 0 |  |  | 5223619.2064 | 0 | 95 | 4123219.3725 | 4215767.3951 | 76580.9368 |  |  | 936031.9495 | 766902.9902
2259 | 2971409.822 | 7519622.1205 | 0 |  |  | 4548212.2985 | 0 | 95 | 4123219.3725 | 4215767.3951 | 76580.9368 |  |  | 936031.9495 | 766902.9902
2260 | 3250022.508 | 6583326.7592 | 0 |  |  | 3333304.2512 | 0 | 95 | 4123219.3725 | 4215767.3951 | 76580.9368 |  |  | 936031.9495 | 766902.9902
2261 | 3867492.2 | 5968882.9283 | 0 |  |  | 3449331.4556 | 1347940.7272 | 95 | 4123219.3725 | 4215767.3951 | 76580.9368 |  |  | 936031.9495 | 766902.9902
2262 | 4402803.29 | 5208142.9473 | 10862.5442 |  |  | 816202.2015 | 0 | 95 | 4123219.3725 | 4215767.3951 | 76580.9368 |  |  | 936031.9495 | 766902.9902
2263 | 4613844.907 | 4242588.3559 | 54312.7211 |  |  | 0 | 316943.8299 | 95 | 4123219.3725 | 4215767.3951 | 76580.9368 |  |  | 936031.9495 | 766902.9902
2264 | 4640590.155 | 3569626.065 | 102107.9157 |  |  | 0 | 968856.1743 | 95 | 4123219.3725 | 4215767.3951 | 76580.9368 |  |  | 936031.9495 | 766902.9902
2265 | 4738450.171 | 3598885.295 | 162938.1634 |  |  | 0 | 976626.7126 | 95 | 4123219.3725 | 4215767.3951 | 76580.9368 |  |  | 936031.9495 | 766902.9902
2266 | 4706229.338 | 3832959.1354 | 199870.8138 |  |  | 0 | 673399.3889 | 95 | 4123219.3725 | 4215767.3951 | 76580.9368 |  |  | 936031.9495 | 766902.9902
2267 | 4672481.464 | 3979255.2856 | 212905.8669 |  |  | 0 | 480320.3116 | 95 | 4123219.3725 | 4215767.3951 | 76580.9368 |  |  | 936031.9495 | 766902.9902
2268 | 4674075.559 | 3920736.8255 | 193353.2872 |  |  | 0 | 559985.4463 | 95 | 4123219.3725 | 4215767.3951 | 76580.9368 |  |  | 936031.9495 | 766902.9902
2269 | 4619976.72 | 3481848.3749 | 238975.973 |  |  | 0 | 899152.3721 | 95 | 4123219.3725 | 4215767.3951 | 76580.9368 |  |  | 936031.9495 | 766902.9902
2270 | 4484961.94 | 2867404.544 | 208560.8492 |  |  | 0 | 1408996.5468 | 95 | 4123219.3725 | 4215767.3951 | 76580.9368 |  |  | 936031.9495 | 766902.9902
2271 | 4489991.899 | 2457775.3234 | 182490.743 |  |  | 0 | 1849725.8325 | 95 | 4123219.3725 | 4215767.3951 | 76580.9368 |  |  | 936031.9495 | 766902.9902
2272 | 4867700.189 | 2896663.774 | 149903.1103 |  |  | 0 | 1821133.3046 | 95 | 4123219.3725 | 4215767.3951 | 76580.9368 |  |  | 936031.9495 | 766902.9902
2273 | 4719760.963 | 3598885.295 | 104280.4246 |  |  | 0 | 1016595.2434 | 95 | 4123219.3725 | 4215767.3951 | 76580.9368 |  |  | 936031.9495 | 766902.9902
2274 | 4506105.309 | 3511107.6049 | 17380.0708 |  |  | 0 | 977617.6333 | 95 | 4123219.3725 | 4215767.3951 | 76580.9368 |  |  | 936031.9495 | 766902.9902
2275 | 4403269.937 | 3686662.9852 | 0 |  |  | 0 | 716606.9518 | 95 | 4123219.3725 | 4215767.3951 | 76580.9368 |  |  | 936031.9495 | 766902.9902
2276 | 4352100.905 | 4096292.2057 | 0 |  |  | 0 | 255808.6993 | 95 | 4123219.3725 | 4215767.3951 | 76580.9368 |  |  | 936031.9495 | 766902.9902
2277 | 3989162.229 | 3862218.3654 | 0 |  |  | 0 | 126943.8636 | 95 | 4123219.3725 | 4215767.3951 | 76580.9368 |  |  | 936031.9495 | 766902.9902
2278 | 3648015.712 | 2925923.0041 | 0 |  |  | 0 | 722092.7079 | 95 | 4123219.3725 | 4215767.3951 | 76580.9368 |  |  | 936031.9495 | 766902.9902
2279 | 3392265.765 | 2018886.8728 | 0 |  |  | 0 | 1373378.8922 | 95 | 4123219.3725 | 4215767.3951 | 76580.9368 |  |  | 936031.9495 | 766902.9902
2280 | 3142434.788 | 1228887.6617 | 0 |  |  | 0 | 1913547.1263 | 95 | 4123219.3725 | 4215767.3951 | 76580.9368 |  |  | 936031.9495 | 766902.9902
2281 | 3032785.614 | 585184.6008 | 0 |  |  | 0 | 2447601.0132 | 96 | 4126587.8713 | 342576.8184 | 195978.4021 |  |  | 0 | 3588032.6508
2282 | 3046158.144 | 234073.8403 | 0 |  |  | 0 | 2812084.3037 | 96 | 4126587.8713 | 342576.8184 | 195978.4021 |  |  | 0 | 3588032.6508
2283 | 3119648.708 | 87777.6901 | 0 |  |  | 0 | 3031871.0179 | 96 | 4126587.8713 | 342576.8184 | 195978.4021 |  |  | 0 | 3588032.6508
2284 | 3382614.247 | 87777.6901 | 0 |  |  | 0 | 3294836.5569 | 96 | 4126587.8713 | 342576.8184 | 195978.4021 |  |  | 0 | 3588032.6508
2285 | 3922620.743 | 175555.3802 | 0 |  |  | 0 | 3747065.3628 | 96 | 4126587.8713 | 342576.8184 | 195978.4021 |  |  | 0 | 3588032.6508
2286 | 4459347.089 | 204814.6103 | 26070.1061 |  |  | 0 | 4228462.3726 | 96 | 4126587.8713 | 342576.8184 | 195978.4021 |  |  | 0 | 3588032.6508
2287 | 4628061.078 | 146296.1502 | 165110.6723 |  |  | 0 | 4316654.2555 | 96 | 4126587.8713 | 342576.8184 | 195978.4021 |  |  | 0 | 3588032.6508
2288 | 4607504.132 | 29259.23 | 445364.3133 |  |  | 0 | 4132880.5886 | 96 | 4126587.8713 | 342576.8184 | 195978.4021 |  |  | 0 | 3588032.6508
2289 | 4648953.942 | 0 | 762550.6048 |  |  | 0 | 3886403.3372 | 96 | 4126587.8713 | 342576.8184 | 195978.4021 |  |  | 0 | 3588032.6508
2290 | 4607876.248 | 0 | 884211.1001 |  |  | 0 | 3723665.1479 | 96 | 4126587.8713 | 342576.8184 | 195978.4021 |  |  | 0 | 3588032.6508
2291 | 4523542.271 | 0 | 779930.6755 |  |  | 0 | 3743611.5955 | 96 | 4126587.8713 | 342576.8184 | 195978.4021 |  |  | 0 | 3588032.6508
2292 | 4529871.985 | 0 | 590922.406 |  |  | 0 | 3938949.579 | 96 | 4126587.8713 | 342576.8184 | 195978.4021 |  |  | 0 | 3588032.6508
2293 | 4507012.801 | 117036.9202 | 438846.7868 |  |  | 0 | 3951129.094 | 96 | 4126587.8713 | 342576.8184 | 195978.4021 |  |  | 0 | 3588032.6508
2294 | 4379343.76 | 263333.0704 | 317186.2914 |  |  | 0 | 3798824.3982 | 96 | 4126587.8713 | 342576.8184 | 195978.4021 |  |  | 0 | 3588032.6508
2295 | 4424984.918 | 380369.9905 | 180318.2342 |  |  | 0 | 3864296.6933 | 96 | 4126587.8713 | 342576.8184 | 195978.4021 |  |  | 0 | 3588032.6508
2296 | 4769266.781 | 351110.7605 | 84727.845 |  |  | 0 | 4333428.1755 | 96 | 4126587.8713 | 342576.8184 | 195978.4021 |  |  | 0 | 3588032.6508
2297 | 4786793.065 | 351110.7605 | 28242.615 |  |  | 0 | 4407439.6895 | 96 | 4126587.8713 | 342576.8184 | 195978.4021 |  |  | 0 | 3588032.6508
2298 | 4627522.065 | 526666.1407 | 0 |  |  | 0 | 4100855.9243 | 96 | 4126587.8713 | 342576.8184 | 195978.4021 |  |  | 0 | 3588032.6508
2299 | 4494505.779 | 936295.3613 | 0 |  |  | 0 | 3558210.4177 | 96 | 4126587.8713 | 342576.8184 | 195978.4021 |  |  | 0 | 3588032.6508
2300 | 4218105.761 | 1141109.9716 | 0 |  |  | 0 | 3076995.7894 | 96 | 4126587.8713 | 342576.8184 | 195978.4021 |  |  | 0 | 3588032.6508
2301 | 3922281.611 | 994813.8214 | 0 |  |  | 0 | 2927467.7896 | 96 | 4126587.8713 | 342576.8184 | 195978.4021 |  |  | 0 | 3588032.6508
2302 | 3660262.564 | 760739.9811 | 0 |  |  | 0 | 2899522.5829 | 96 | 4126587.8713 | 342576.8184 | 195978.4021 |  |  | 0 | 3588032.6508
2303 | 3424892.584 | 526666.1407 | 0 |  |  | 0 | 2898226.4433 | 96 | 4126587.8713 | 342576.8184 | 195978.4021 |  |  | 0 | 3588032.6508
2304 | 3314153.022 | 321851.5304 | 0 |  |  | 0 | 2992301.4916 | 96 | 4126587.8713 | 342576.8184 | 195978.4021 |  |  | 0 | 3588032.6508
2305 | 3257943.035 | 175555.3802 | 0 |  |  | 0 | 3082387.6548 | 97 | 3901564.5151 | 1403223.9074 | 200413.941 |  |  | 0 | 2297926.6668
2306 | 3251870.817 | 87777.6901 | 0 |  |  | 0 | 3164093.1269 | 97 | 3901564.5151 | 1403223.9074 | 200413.941 |  |  | 0 | 2297926.6668
2307 | 3237319.894 | 29259.23 | 0 |  |  | 0 | 3208060.664 | 97 | 3901564.5151 | 1403223.9074 | 200413.941 |  |  | 0 | 2297926.6668
2308 | 3423436.594 | 0 | 0 |  |  | 0 | 3423436.594 | 97 | 3901564.5151 | 1403223.9074 | 200413.941 |  |  | 0 | 2297926.6668
2309 | 3997428.168 | 0 | 0 |  |  | 0 | 3997428.168 | 97 | 3901564.5151 | 1403223.9074 | 200413.941 |  |  | 0 | 2297926.6668
2310 | 4482300.967 | 0 | 73865.3007 |  |  | 0 | 4408435.6663 | 97 | 3901564.5151 | 1403223.9074 | 200413.941 |  |  | 0 | 2297926.6668
2311 | 4684578.626 | 29259.23 | 154248.128 |  |  | 0 | 4501071.2679 | 97 | 3901564.5151 | 1403223.9074 | 200413.941 |  |  | 0 | 2297926.6668
2312 | 4674672.31 | 175555.3802 | 247666.0084 |  |  | 0 | 4251450.9214 | 97 | 3901564.5151 | 1403223.9074 | 200413.941 |  |  | 0 | 2297926.6668
2313 | 4722686.052 | 117036.9202 | 482296.9637 |  |  | 0 | 4123352.1681 | 97 | 3901564.5151 | 1403223.9074 | 200413.941 |  |  | 0 | 2297926.6668
2314 | 4642346.216 | 555925.3708 | 732135.4809 |  |  | 0 | 3354285.3643 | 97 | 3901564.5151 | 1403223.9074 | 200413.941 |  |  | 0 | 2297926.6668
2315 | 4486724.131 | 936295.3613 | 792965.7286 |  |  | 0 | 2757463.0411 | 97 | 3901564.5151 | 1403223.9074 | 200413.941 |  |  | 0 | 2297926.6668
2316 | 4359837.853 | 1228887.6617 | 608302.4767 |  |  | 0 | 2522647.7145 | 97 | 3901564.5151 | 1403223.9074 | 200413.941 |  |  | 0 | 2297926.6668
2317 | 4130091.741 | 1579998.4222 | 658270.1802 |  |  | 0 | 1891823.1386 | 97 | 3901564.5151 | 1403223.9074 | 200413.941 |  |  | 0 | 2297926.6668
2318 | 4005299.965 | 2077405.3329 | 564852.2998 |  |  | 0 | 1363042.3323 | 97 | 3901564.5151 | 1403223.9074 | 200413.941 |  |  | 0 | 2297926.6668
2319 | 3987691.729 | 2574812.2436 | 284598.6588 |  |  | 0 | 1128280.8266 | 97 | 3901564.5151 | 1403223.9074 | 200413.941 |  |  | 0 | 2297926.6668
2320 | 4166831.399 | 3130737.6144 | 143385.5838 |  |  | 0 | 892708.2008 | 97 | 3901564.5151 | 1403223.9074 | 200413.941 |  |  | 0 | 2297926.6668
2321 | 4125194.684 | 3364811.4547 | 58657.7388 |  |  | 0 | 701725.4905 | 97 | 3901564.5151 | 1403223.9074 | 200413.941 |  |  | 0 | 2297926.6668
2322 | 3932896.644 | 3013700.6942 | 8690.0354 |  |  | 0 | 910505.9144 | 97 | 3901564.5151 | 1403223.9074 | 200413.941 |  |  | 0 | 2297926.6668
2323 | 3881527.799 | 3130737.6144 | 0 |  |  | 0 | 750790.1846 | 97 | 3901564.5151 | 1403223.9074 | 200413.941 |  |  | 0 | 2297926.6668
2324 | 3729486.275 | 3130737.6144 | 0 |  |  | 0 | 598748.6606 | 97 | 3901564.5151 | 1403223.9074 | 200413.941 |  |  | 0 | 2297926.6668
2325 | 3448730.125 | 2721108.3938 | 0 |  |  | 0 | 727621.7312 | 97 | 3901564.5151 | 1403223.9074 | 200413.941 |  |  | 0 | 2297926.6668
2326 | 3191267.372 | 2340738.4033 | 0 |  |  | 0 | 850528.9687 | 97 | 3901564.5151 | 1403223.9074 | 200413.941 |  |  | 0 | 2297926.6668
2327 | 2986529.851 | 1901849.9527 | 0 |  |  | 0 | 1084679.8983 | 97 | 3901564.5151 | 1403223.9074 | 200413.941 |  |  | 0 | 2297926.6668
2328 | 2830856.116 | 1375183.8119 | 0 |  |  | 0 | 1455672.3041 | 97 | 3901564.5151 | 1403223.9074 | 200413.941 |  |  | 0 | 2297926.6668
2329 | 2759253.84 | 877776.9012 | 0 |  |  | 0 | 1881476.9388 | 98 | 3423314.6295 | 336481.1455 | 214716.2909 |  |  | 0 | 2872117.1931
2330 | 2747427.401 | 468147.6807 | 0 |  |  | 0 | 2279279.7203 | 98 | 3423314.6295 | 336481.1455 | 214716.2909 |  |  | 0 | 2872117.1931
2331 | 2775934.349 | 204814.6103 | 0 |  |  | 0 | 2571119.7387 | 98 | 3423314.6295 | 336481.1455 | 214716.2909 |  |  | 0 | 2872117.1931
2332 | 2862381.332 | 29259.23 | 0 |  |  | 0 | 2833122.102 | 98 | 3423314.6295 | 336481.1455 | 214716.2909 |  |  | 0 | 2872117.1931
2333 | 3028524.335 | 0 | 0 |  |  | 0 | 3028524.335 | 98 | 3423314.6295 | 336481.1455 | 214716.2909 |  |  | 0 | 2872117.1931
2334 | 3335878.498 | 0 | 60830.2477 |  |  | 0 | 3275048.2503 | 98 | 3423314.6295 | 336481.1455 | 214716.2909 |  |  | 0 | 2872117.1931
2335 | 3645415.506 | 29259.23 | 193353.2872 |  |  | 0 | 3422802.9887 | 98 | 3423314.6295 | 336481.1455 | 214716.2909 |  |  | 0 | 2872117.1931
2336 | 3822321.621 | 29259.23 | 371499.0126 |  |  | 0 | 3421563.3784 | 98 | 3423314.6295 | 336481.1455 | 214716.2909 |  |  | 0 | 2872117.1931
2337 | 3894447.503 | 29259.23 | 590922.406 |  |  | 0 | 3274265.867 | 98 | 3423314.6295 | 336481.1455 | 214716.2909 |  |  | 0 | 2872117.1931
2338 | 3870058.84 | 87777.6901 | 517057.1052 |  |  | 0 | 3265224.0447 | 98 | 3423314.6295 | 336481.1455 | 214716.2909 |  |  | 0 | 2872117.1931
2339 | 3783681.539 | 117036.9202 | 449709.331 |  |  | 0 | 3216935.2878 | 98 | 3423314.6295 | 336481.1455 | 214716.2909 |  |  | 0 | 2872117.1931
2340 | 3698750.979 | 117036.9202 | 580059.8617 |  |  | 0 | 3001654.1971 | 98 | 3423314.6295 | 336481.1455 | 214716.2909 |  |  | 0 | 2872117.1931
2341 | 3610627.733 | 146296.1502 | 603957.459 |  |  | 0 | 2860374.1237 | 98 | 3423314.6295 | 336481.1455 | 214716.2909 |  |  | 0 | 2872117.1931
2342 | 3562533.291 | 175555.3802 | 599612.4414 |  |  | 0 | 2787365.4694 | 98 | 3423314.6295 | 336481.1455 | 214716.2909 |  |  | 0 | 2872117.1931
2343 | 3669110.011 | 234073.8403 | 484469.4725 |  |  | 0 | 2950566.6981 | 98 | 3423314.6295 | 336481.1455 | 214716.2909 |  |  | 0 | 2872117.1931
2344 | 3925118.6 | 380369.9905 | 436674.2779 |  |  | 0 | 3108074.3315 | 98 | 3423314.6295 | 336481.1455 | 214716.2909 |  |  | 0 | 2872117.1931
2345 | 3968652.653 | 585184.6008 | 217250.8845 |  |  | 0 | 3166217.1676 | 98 | 3423314.6295 | 336481.1455 | 214716.2909 |  |  | 0 | 2872117.1931
2346 | 3776619.968 | 907036.1313 | 47795.1946 |  |  | 0 | 2821788.6421 | 98 | 3423314.6295 | 336481.1455 | 214716.2909 |  |  | 0 | 2872117.1931
2347 | 3711257.496 | 1228887.6617 | 0 |  |  | 0 | 2482369.8343 | 98 | 3423314.6295 | 336481.1455 | 214716.2909 |  |  | 0 | 2872117.1931
2348 | 3569844.654 | 1141109.9716 | 0 |  |  | 0 | 2428734.6824 | 98 | 3423314.6295 | 336481.1455 | 214716.2909 |  |  | 0 | 2872117.1931
2349 | 3337093.101 | 789999.2111 | 0 |  |  | 0 | 2547093.8899 | 98 | 3423314.6295 | 336481.1455 | 214716.2909 |  |  | 0 | 2872117.1931
2350 | 3103259.042 | 292592.3004 | 0 |  |  | 0 | 2810666.7416 | 98 | 3423314.6295 | 336481.1455 | 214716.2909 |  |  | 0 | 2872117.1931
2351 | 2916853.97 | 117036.9202 | 0 |  |  | 0 | 2799817.0498 | 98 | 3423314.6295 | 336481.1455 | 214716.2909 |  |  | 0 | 2872117.1931
2352 | 2784504.846 | 87777.6901 | 0 |  |  | 0 | 2696727.1559 | 98 | 3423314.6295 | 336481.1455 | 214716.2909 |  |  | 0 | 2872117.1931
2353 | 2736404.047 | 175555.3802 | 0 |  |  | 0 | 2560848.6668 | 99 | 3283534.6399 | 833888.0562 | 518324.4021 |  |  | 1710.0053 | 1933032.187
2354 | 2739015.49 | 380369.9905 | 0 |  |  | 0 | 2358645.4995 | 99 | 3283534.6399 | 833888.0562 | 518324.4021 |  |  | 1710.0053 | 1933032.187
2355 | 2756648.691 | 702221.521 | 0 |  |  | 0 | 2054427.17 | 99 | 3283534.6399 | 833888.0562 | 518324.4021 |  |  | 1710.0053 | 1933032.187
2356 | 2815857.459 | 1170369.2016 | 0 |  |  | 0 | 1645488.2574 | 99 | 3283534.6399 | 833888.0562 | 518324.4021 |  |  | 1710.0053 | 1933032.187
2357 | 2916019.34 | 1784813.0325 | 0 |  |  | 0 | 1131206.3075 | 99 | 3283534.6399 | 833888.0562 | 518324.4021 |  |  | 1710.0053 | 1933032.187
2358 | 3171522.798 | 2428516.0934 | 130350.5307 |  |  | 0 | 612656.1739 | 99 | 3283534.6399 | 833888.0562 | 518324.4021 |  |  | 1710.0053 | 1933032.187
2359 | 3430182.597 | 2925923.0041 | 545299.7202 |  |  | 41040.1273 | 0 | 99 | 3283534.6399 | 833888.0562 | 518324.4021 |  |  | 1710.0053 | 1933032.187
2360 | 3563436.864 | 2135923.793 | 1055839.2989 |  |  | 0 | 371673.7721 | 99 | 3283534.6399 | 833888.0562 | 518324.4021 |  |  | 1710.0053 | 1933032.187
2361 | 3606580.635 | 1053332.2815 | 1407785.7319 |  |  | 0 | 1145462.6216 | 99 | 3283534.6399 | 833888.0562 | 518324.4021 |  |  | 1710.0053 | 1933032.187
2362 | 3599891.059 | 1053332.2815 | 1531618.7361 |  |  | 0 | 1014940.0415 | 99 | 3283534.6399 | 833888.0562 | 518324.4021 |  |  | 1710.0053 | 1933032.187
2363 | 3551370.826 | 848517.6712 | 1590276.4749 |  |  | 0 | 1112576.6799 | 99 | 3283534.6399 | 833888.0562 | 518324.4021 |  |  | 1710.0053 | 1933032.187
2364 | 3483660.767 | 555925.3708 | 1635899.1607 |  |  | 0 | 1291836.2356 | 99 | 3283534.6399 | 833888.0562 | 518324.4021 |  |  | 1710.0053 | 1933032.187
2365 | 3404598.389 | 351110.7605 | 1479478.5238 |  |  | 0 | 1574009.1047 | 99 | 3283534.6399 | 833888.0562 | 518324.4021 |  |  | 1710.0053 | 1933032.187
2366 | 3352606.12 | 234073.8403 | 1320885.3781 |  |  | 0 | 1797646.9016 | 99 | 3283534.6399 | 833888.0562 | 518324.4021 |  |  | 1710.0053 | 1933032.187
2367 | 3396801.17 | 117036.9202 | 973283.9628 |  |  | 0 | 2306480.2871 | 99 | 3283534.6399 | 833888.0562 | 518324.4021 |  |  | 1710.0053 | 1933032.187
2368 | 3636068.287 | 117036.9202 | 484469.4725 |  |  | 0 | 3034561.8943 | 99 | 3283534.6399 | 833888.0562 | 518324.4021 |  |  | 1710.0053 | 1933032.187
2369 | 3708637.698 | 146296.1502 | 249838.5172 |  |  | 0 | 3312503.0306 | 99 | 3283534.6399 | 833888.0562 | 518324.4021 |  |  | 1710.0053 | 1933032.187
2370 | 3609988.333 | 292592.3004 | 34760.1415 |  |  | 0 | 3282635.8911 | 99 | 3283534.6399 | 833888.0562 | 518324.4021 |  |  | 1710.0053 | 1933032.187
2371 | 3621484.455 | 555925.3708 | 0 |  |  | 0 | 3065559.0842 | 99 | 3283534.6399 | 833888.0562 | 518324.4021 |  |  | 1710.0053 | 1933032.187
2372 | 3527174.543 | 731480.751 | 0 |  |  | 0 | 2795693.792 | 99 | 3283534.6399 | 833888.0562 | 518324.4021 |  |  | 1710.0053 | 1933032.187
2373 | 3301619.481 | 760739.9811 | 0 |  |  | 0 | 2540879.4999 | 99 | 3283534.6399 | 833888.0562 | 518324.4021 |  |  | 1710.0053 | 1933032.187
2374 | 3085735.609 | 672962.2909 | 0 |  |  | 0 | 2412773.3181 | 99 | 3283534.6399 | 833888.0562 | 518324.4021 |  |  | 1710.0053 | 1933032.187
2375 | 2943496.047 | 526666.1407 | 0 |  |  | 0 | 2416829.9063 | 99 | 3283534.6399 | 833888.0562 | 518324.4021 |  |  | 1710.0053 | 1933032.187
2376 | 2846030.652 | 292592.3004 | 0 |  |  | 0 | 2553438.3516 | 99 | 3283534.6399 | 833888.0562 | 518324.4021 |  |  | 1710.0053 | 1933032.187
2377 | 2826683.982 | 87777.6901 | 0 |  |  | 0 | 2738906.2919 | 100 | 3996291.3373 | 2156649.0809 | 315375.8674 |  |  | 144801.6675 | 1669068.0564
2378 | 2845968.221 | 0 | 0 |  |  | 0 | 2845968.221 | 100 | 3996291.3373 | 2156649.0809 | 315375.8674 |  |  | 144801.6675 | 1669068.0564
2379 | 2942758.858 | 0 | 0 |  |  | 0 | 2942758.858 | 100 | 3996291.3373 | 2156649.0809 | 315375.8674 |  |  | 144801.6675 | 1669068.0564
2380 | 3156464.527 | 0 | 0 |  |  | 0 | 3156464.527 | 100 | 3996291.3373 | 2156649.0809 | 315375.8674 |  |  | 144801.6675 | 1669068.0564
2381 | 3597961.824 | 0 | 0 |  |  | 0 | 3597961.824 | 100 | 3996291.3373 | 2156649.0809 | 315375.8674 |  |  | 144801.6675 | 1669068.0564
2382 | 4153566.51 | 204814.6103 | 86900.3538 |  |  | 0 | 3861851.5459 | 100 | 3996291.3373 | 2156649.0809 | 315375.8674 |  |  | 144801.6675 | 1669068.0564
2383 | 4489328.781 | 731480.751 | 360636.4684 |  |  | 0 | 3397211.5616 | 100 | 3996291.3373 | 2156649.0809 | 315375.8674 |  |  | 144801.6675 | 1669068.0564
2384 | 4603056.997 | 789999.2111 | 645235.1271 |  |  | 0 | 3167822.6588 | 100 | 3996291.3373 | 2156649.0809 | 315375.8674 |  |  | 144801.6675 | 1669068.0564
2385 | 4673340.505 | 438888.4506 | 873348.5559 |  |  | 0 | 3361103.4985 | 100 | 3996291.3373 | 2156649.0809 | 315375.8674 |  |  | 144801.6675 | 1669068.0564
2386 | 4624329.899 | 1053332.2815 | 1088426.9316 |  |  | 0 | 2482570.6859 | 100 | 3996291.3373 | 2156649.0809 | 315375.8674 |  |  | 144801.6675 | 1669068.0564
2387 | 4593317.489 | 1521479.9621 | 1223122.48 |  |  | 0 | 1848715.0469 | 100 | 3996291.3373 | 2156649.0809 | 315375.8674 |  |  | 144801.6675 | 1669068.0564
2388 | 4662933.051 | 1960368.4127 | 1088426.9316 |  |  | 0 | 1614137.7067 | 100 | 3996291.3373 | 2156649.0809 | 315375.8674 |  |  | 144801.6675 | 1669068.0564
2389 | 4647362.472 | 2545553.0136 | 858140.994 |  |  | 0 | 1243668.4645 | 100 | 3996291.3373 | 2156649.0809 | 315375.8674 |  |  | 144801.6675 | 1669068.0564
2390 | 4557521.629 | 3364811.4547 | 645235.1271 |  |  | 0 | 547475.0472 | 100 | 3996291.3373 | 2156649.0809 | 315375.8674 |  |  | 144801.6675 | 1669068.0564
2391 | 4455552.536 | 4681476.8065 | 432329.2603 |  |  | 658253.5308 | 0 | 100 | 3996291.3373 | 2156649.0809 | 315375.8674 |  |  | 144801.6675 | 1669068.0564
2392 | 4441386.727 | 5617772.1679 | 199870.8138 |  |  | 1376256.2546 | 0 | 100 | 3996291.3373 | 2156649.0809 | 315375.8674 |  |  | 144801.6675 | 1669068.0564
2393 | 4413155.191 | 5676290.6279 | 65175.2654 |  |  | 1328310.7023 | 0 | 100 | 3996291.3373 | 2156649.0809 | 315375.8674 |  |  | 144801.6675 | 1669068.0564
2394 | 4220119.023 | 4330366.0461 | 2172.5088 |  |  | 112419.5319 | 0 | 100 | 3996291.3373 | 2156649.0809 | 315375.8674 |  |  | 144801.6675 | 1669068.0564
2395 | 4155543.029 | 3628144.5251 | 0 |  |  | 0 | 527398.5039 | 100 | 3996291.3373 | 2156649.0809 | 315375.8674 |  |  | 144801.6675 | 1669068.0564
2396 | 4035787.91 | 2955182.2341 | 0 |  |  | 0 | 1080605.6759 | 100 | 3996291.3373 | 2156649.0809 | 315375.8674 |  |  | 144801.6675 | 1669068.0564
2397 | 3774718.025 | 2925923.0041 | 0 |  |  | 0 | 848795.0209 | 100 | 3996291.3373 | 2156649.0809 | 315375.8674 |  |  | 144801.6675 | 1669068.0564
2398 | 3490144.882 | 3130737.6144 | 0 |  |  | 0 | 359407.2676 | 100 | 3996291.3373 | 2156649.0809 | 315375.8674 |  |  | 144801.6675 | 1669068.0564
2399 | 3313372.656 | 3130737.6144 | 0 |  |  | 0 | 182635.0416 | 100 | 3996291.3373 | 2156649.0809 | 315375.8674 |  |  | 144801.6675 | 1669068.0564
2400 | 3236617.37 | 2984441.4642 | 0 |  |  | 0 | 252175.9058 | 100 | 3996291.3373 | 2156649.0809 | 315375.8674 |  |  | 144801.6675 | 1669068.0564
2401 | 3183200.626 | 3335552.2247 | 0 |  |  | 152351.5987 | 0 | 101 | 4008579.2399 | 8195022.6806 | 260067.413 |  |  | 4767622.1866 | 321111.3329
2402 | 3178520.09 | 4447402.9662 | 0 |  |  | 1268882.8762 | 0 | 101 | 4008579.2399 | 8195022.6806 | 260067.413 |  |  | 4767622.1866 | 321111.3329
2403 | 3245009.12 | 6056660.6185 | 0 |  |  | 2811651.4985 | 0 | 101 | 4008579.2399 | 8195022.6806 | 260067.413 |  |  | 4767622.1866 | 321111.3329
2404 | 3445608.084 | 6700363.6794 | 0 |  |  | 3254755.5954 | 0 | 101 | 4008579.2399 | 8195022.6806 | 260067.413 |  |  | 4767622.1866 | 321111.3329
2405 | 3833323.231 | 6641845.2193 | 0 |  |  | 2808521.9883 | 0 | 101 | 4008579.2399 | 8195022.6806 | 260067.413 |  |  | 4767622.1866 | 321111.3329
2406 | 4311139.549 | 6671104.4493 | 17380.0708 |  |  | 2377344.9711 | 0 | 101 | 4008579.2399 | 8195022.6806 | 260067.413 |  |  | 4767622.1866 | 321111.3329
2407 | 4557182.202 | 6232215.9987 | 97762.898 |  |  | 1772796.6948 | 0 | 101 | 4008579.2399 | 8195022.6806 | 260067.413 |  |  | 4767622.1866 | 321111.3329
2408 | 4632909.761 | 4388884.5061 | 225940.9199 |  |  | 0 | 18084.3349 | 101 | 4008579.2399 | 8195022.6806 | 260067.413 |  |  | 4767622.1866 | 321111.3329
2409 | 4681465.602 | 4184069.8958 | 401914.1364 |  |  | 0 | 95481.5697 | 101 | 4008579.2399 | 8195022.6806 | 260067.413 |  |  | 4767622.1866 | 321111.3329
2410 | 4635236.294 | 7402585.2003 | 1008044.1043 |  |  | 3775393.0107 | 0 | 101 | 4008579.2399 | 8195022.6806 | 260067.413 |  |  | 4767622.1866 | 321111.3329
2411 | 4491210.803 | 10504063.5847 | 1092771.9493 |  |  | 7105624.731 | 0 | 101 | 4008579.2399 | 8195022.6806 | 260067.413 |  |  | 4767622.1866 | 321111.3329
2412 | 4459113.083 | 13517764.2789 | 838588.4144 |  |  | 9897239.6103 | 0 | 101 | 4008579.2399 | 8195022.6806 | 260067.413 |  |  | 4767622.1866 | 321111.3329
2413 | 4368227.246 | 16121835.7525 | 716927.919 |  |  | 12470536.4255 | 0 | 101 | 4008579.2399 | 8195022.6806 | 260067.413 |  |  | 4767622.1866 | 321111.3329
2414 | 4219848.537 | 17672574.9447 | 562679.791 |  |  | 14015406.1987 | 0 | 101 | 4008579.2399 | 8195022.6806 | 260067.413 |  |  | 4767622.1866 | 321111.3329
2415 | 4180740.143 | 18257759.5455 | 540954.7025 |  |  | 14617974.105 | 0 | 101 | 4008579.2399 | 8195022.6806 | 260067.413 |  |  | 4767622.1866 | 321111.3329
2416 | 4417587.068 | 17731093.4048 | 412776.6806 |  |  | 13726283.0174 | 0 | 101 | 4008579.2399 | 8195022.6806 | 260067.413 |  |  | 4767622.1866 | 321111.3329
2417 | 4414585.097 | 16092576.5225 | 267218.588 |  |  | 11945210.0135 | 0 | 101 | 4008579.2399 | 8195022.6806 | 260067.413 |  |  | 4767622.1866 | 321111.3329
2418 | 4239770.213 | 11498877.4061 | 58657.7388 |  |  | 7317764.9319 | 0 | 101 | 4008579.2399 | 8195022.6806 | 260067.413 |  |  | 4767622.1866 | 321111.3329
2419 | 4190656.942 | 7724436.7308 | 0 |  |  | 3533779.7888 | 0 | 101 | 4008579.2399 | 8195022.6806 | 260067.413 |  |  | 4767622.1866 | 321111.3329
2420 | 4017097.514 | 5588512.9378 | 0 |  |  | 1571415.4238 | 0 | 101 | 4008579.2399 | 8195022.6806 | 260067.413 |  |  | 4767622.1866 | 321111.3329
2421 | 3713563.853 | 3423329.9148 | 0 |  |  | 0 | 290233.9382 | 101 | 4008579.2399 | 8195022.6806 | 260067.413 |  |  | 4767622.1866 | 321111.3329
2422 | 3425088.799 | 1726294.5724 | 0 |  |  | 0 | 1698794.2266 | 101 | 4008579.2399 | 8195022.6806 | 260067.413 |  |  | 4767622.1866 | 321111.3329
2423 | 3240178.361 | 643703.0609 | 0 |  |  | 0 | 2596475.3001 | 101 | 4008579.2399 | 8195022.6806 | 260067.413 |  |  | 4767622.1866 | 321111.3329
2424 | 3124639.54 | 117036.9202 | 0 |  |  | 0 | 3007602.6198 | 101 | 4008579.2399 | 8195022.6806 | 260067.413 |  |  | 4767622.1866 | 321111.3329
2425 | 3061353.917 | 0 | 0 |  |  | 0 | 3061353.917 | 102 | 3981057.4522 | 1241079.0076 | 383266.7688 |  |  | 121232.3176 | 2477943.9934
2426 | 3084268.808 | 0 | 0 |  |  | 0 | 3084268.808 | 102 | 3981057.4522 | 1241079.0076 | 383266.7688 |  |  | 121232.3176 | 2477943.9934
2427 | 3130518.417 | 0 | 0 |  |  | 0 | 3130518.417 | 102 | 3981057.4522 | 1241079.0076 | 383266.7688 |  |  | 121232.3176 | 2477943.9934
2428 | 3335909.247 | 0 | 0 |  |  | 0 | 3335909.247 | 102 | 3981057.4522 | 1241079.0076 | 383266.7688 |  |  | 121232.3176 | 2477943.9934
2429 | 3712999.706 | 0 | 0 |  |  | 0 | 3712999.706 | 102 | 3981057.4522 | 1241079.0076 | 383266.7688 |  |  | 121232.3176 | 2477943.9934
2430 | 4209522.754 | 0 | 112970.46 |  |  | 0 | 4096552.294 | 102 | 3981057.4522 | 1241079.0076 | 383266.7688 |  |  | 121232.3176 | 2477943.9934
2431 | 4517312.218 | 29259.23 | 275908.6234 |  |  | 0 | 4212144.3646 | 102 | 3981057.4522 | 1241079.0076 | 383266.7688 |  |  | 121232.3176 | 2477943.9934
2432 | 4646478.179 | 29259.23 | 454054.3487 |  |  | 0 | 4163164.6003 | 102 | 3981057.4522 | 1241079.0076 | 383266.7688 |  |  | 121232.3176 | 2477943.9934
2433 | 4759594.809 | 29259.23 | 1012389.122 |  |  | 0 | 3717946.457 | 102 | 3981057.4522 | 1241079.0076 | 383266.7688 |  |  | 121232.3176 | 2477943.9934
2434 | 4752045.086 | 29259.23 | 1766249.6914 |  |  | 0 | 2956536.1646 | 102 | 3981057.4522 | 1241079.0076 | 383266.7688 |  |  | 121232.3176 | 2477943.9934
2435 | 4647322.977 | 117036.9202 | 1850977.5364 |  |  | 0 | 2679308.5205 | 102 | 3981057.4522 | 1241079.0076 | 383266.7688 |  |  | 121232.3176 | 2477943.9934
2436 | 4601526.028 | 234073.8403 | 1518583.683 |  |  | 0 | 2848868.5047 | 102 | 3981057.4522 | 1241079.0076 | 383266.7688 |  |  | 121232.3176 | 2477943.9934
2437 | 4480567.811 | 468147.6807 | 1008044.1043 |  |  | 0 | 3004376.026 | 102 | 3981057.4522 | 1241079.0076 | 383266.7688 |  |  | 121232.3176 | 2477943.9934
2438 | 4339663.968 | 936295.3613 | 577887.3529 |  |  | 0 | 2825481.2538 | 102 | 3981057.4522 | 1241079.0076 | 383266.7688 |  |  | 121232.3176 | 2477943.9934
2439 | 4285109.641 | 1404443.042 | 351946.433 |  |  | 0 | 2528720.1661 | 102 | 3981057.4522 | 1241079.0076 | 383266.7688 |  |  | 121232.3176 | 2477943.9934
2440 | 4409020.266 | 1960368.4127 | 193353.2872 |  |  | 0 | 2255298.566 | 102 | 3981057.4522 | 1241079.0076 | 383266.7688 |  |  | 121232.3176 | 2477943.9934
2441 | 4340737.588 | 2428516.0934 | 69520.2831 |  |  | 0 | 1842701.2116 | 102 | 3981057.4522 | 1241079.0076 | 383266.7688 |  |  | 121232.3176 | 2477943.9934
2442 | 4142329.656 | 2165183.023 | 6517.5265 |  |  | 0 | 1970629.1064 | 102 | 3981057.4522 | 1241079.0076 | 383266.7688 |  |  | 121232.3176 | 2477943.9934
2443 | 4050197.33 | 2194442.2531 | 0 |  |  | 0 | 1855755.0769 | 102 | 3981057.4522 | 1241079.0076 | 383266.7688 |  |  | 121232.3176 | 2477943.9934
2444 | 3935144.829 | 2252960.7131 | 0 |  |  | 0 | 1682184.1159 | 102 | 3981057.4522 | 1241079.0076 | 383266.7688 |  |  | 121232.3176 | 2477943.9934
2445 | 3636676.932 | 3130737.6144 | 0 |  |  | 0 | 505939.3176 | 102 | 3981057.4522 | 1241079.0076 | 383266.7688 |  |  | 121232.3176 | 2477943.9934
2446 | 3361770.143 | 3949996.0555 | 0 |  |  | 588225.9125 | 0 | 102 | 3981057.4522 | 1241079.0076 | 383266.7688 |  |  | 121232.3176 | 2477943.9934
2447 | 3123084.038 | 4184069.8958 | 0 |  |  | 1060985.8578 | 0 | 102 | 3981057.4522 | 1241079.0076 | 383266.7688 |  |  | 121232.3176 | 2477943.9934
2448 | 2982224.504 | 4242588.3559 | 0 |  |  | 1260363.8519 | 0 | 102 | 3981057.4522 | 1241079.0076 | 383266.7688 |  |  | 121232.3176 | 2477943.9934
2449 | 2905232.188 | 3920736.8255 | 0 |  |  | 1015504.6375 | 0 | 103 | 3457404.295 | 1392251.6961 | 554985.4888 |  |  | 83812.7236 | 1593979.8337
2450 | 2909501.431 | 3218515.3045 | 0 |  |  | 309013.8735 | 0 | 103 | 3457404.295 | 1392251.6961 | 554985.4888 |  |  | 83812.7236 | 1593979.8337
2451 | 2930578.684 | 2457775.3234 | 0 |  |  | 0 | 472803.3606 | 103 | 3457404.295 | 1392251.6961 | 554985.4888 |  |  | 83812.7236 | 1593979.8337
2452 | 2985096.606 | 2077405.3329 | 0 |  |  | 0 | 907691.2731 | 103 | 3457404.295 | 1392251.6961 | 554985.4888 |  |  | 83812.7236 | 1593979.8337
2453 | 3061668.073 | 2077405.3329 | 0 |  |  | 0 | 984262.7401 | 103 | 3457404.295 | 1392251.6961 | 554985.4888 |  |  | 83812.7236 | 1593979.8337
2454 | 3311931.357 | 2311479.1732 | 141213.075 |  |  | 0 | 859239.1088 | 103 | 3457404.295 | 1392251.6961 | 554985.4888 |  |  | 83812.7236 | 1593979.8337
2455 | 3611476.793 | 2545553.0136 | 540954.7025 |  |  | 0 | 524969.0769 | 103 | 3457404.295 | 1392251.6961 | 554985.4888 |  |  | 83812.7236 | 1593979.8337
2456 | 3800135.013 | 1462961.502 | 1116669.5466 |  |  | 0 | 1220503.9644 | 103 | 3457404.295 | 1392251.6961 | 554985.4888 |  |  | 83812.7236 | 1593979.8337
2457 | 3892229.439 | 1433702.272 | 1488168.5592 |  |  | 0 | 970358.6078 | 103 | 3457404.295 | 1392251.6961 | 554985.4888 |  |  | 83812.7236 | 1593979.8337
2458 | 3878721.542 | 1024073.0514 | 1740179.5852 |  |  | 0 | 1114468.9053 | 103 | 3457404.295 | 1392251.6961 | 554985.4888 |  |  | 83812.7236 | 1593979.8337
2459 | 3819729.699 | 468147.6807 | 1864012.5894 |  |  | 0 | 1487569.4289 | 103 | 3457404.295 | 1392251.6961 | 554985.4888 |  |  | 83812.7236 | 1593979.8337
2460 | 3688113.448 | 146296.1502 | 1801009.8329 |  |  | 0 | 1740807.4649 | 103 | 3457404.295 | 1392251.6961 | 554985.4888 |  |  | 83812.7236 | 1593979.8337
2461 | 3655174.284 | 58518.4601 | 1581586.4395 |  |  | 0 | 2015069.3844 | 103 | 3457404.295 | 1392251.6961 | 554985.4888 |  |  | 83812.7236 | 1593979.8337
2462 | 3624278.639 | 0 | 1029769.1928 |  |  | 0 | 2594509.4462 | 103 | 3457404.295 | 1392251.6961 | 554985.4888 |  |  | 83812.7236 | 1593979.8337
2463 | 3658444.635 | 0 | 825553.3613 |  |  | 0 | 2832891.2737 | 103 | 3457404.295 | 1392251.6961 | 554985.4888 |  |  | 83812.7236 | 1593979.8337
2464 | 3851973.177 | 0 | 727790.4632 |  |  | 0 | 3124182.7138 | 103 | 3457404.295 | 1392251.6961 | 554985.4888 |  |  | 83812.7236 | 1593979.8337
2465 | 3860466.444 | 0 | 406259.1541 |  |  | 0 | 3454207.2899 | 103 | 3457404.295 | 1392251.6961 | 554985.4888 |  |  | 83812.7236 | 1593979.8337
2466 | 3720619.305 | 0 | 56485.23 |  |  | 0 | 3664134.075 | 103 | 3457404.295 | 1392251.6961 | 554985.4888 |  |  | 83812.7236 | 1593979.8337
2467 | 3696127.696 | 58518.4601 | 0 |  |  | 0 | 3637609.2359 | 103 | 3457404.295 | 1392251.6961 | 554985.4888 |  |  | 83812.7236 | 1593979.8337
2468 | 3630720.515 | 321851.5304 | 0 |  |  | 0 | 3308868.9846 | 103 | 3457404.295 | 1392251.6961 | 554985.4888 |  |  | 83812.7236 | 1593979.8337
2469 | 3420150.262 | 1199628.4317 | 0 |  |  | 0 | 2220521.8303 | 103 | 3457404.295 | 1392251.6961 | 554985.4888 |  |  | 83812.7236 | 1593979.8337
2470 | 3189577.843 | 2165183.023 | 0 |  |  | 0 | 1024394.82 | 103 | 3457404.295 | 1392251.6961 | 554985.4888 |  |  | 83812.7236 | 1593979.8337
2471 | 2993116.799 | 2896663.774 | 0 |  |  | 0 | 96453.025 | 103 | 3457404.295 | 1392251.6961 | 554985.4888 |  |  | 83812.7236 | 1593979.8337
2472 | 2882639.209 | 3569626.065 | 0 |  |  | 686986.856 | 0 | 103 | 3457404.295 | 1392251.6961 | 554985.4888 |  |  | 83812.7236 | 1593979.8337
2473 | 2827640.532 | 4008514.5156 | 0 |  |  | 1180873.9836 | 0 | 104 | 3319497.2217 | 3636678.4672 | 442196.0713 |  |  | 965908.7401 | 206531.4233
2474 | 2812497.987 | 3803699.9053 | 0 |  |  | 991201.9183 | 0 | 104 | 3319497.2217 | 3636678.4672 | 442196.0713 |  |  | 965908.7401 | 206531.4233
2475 | 2830123.361 | 3159996.8444 | 0 |  |  | 329873.4834 | 0 | 104 | 3319497.2217 | 3636678.4672 | 442196.0713 |  |  | 965908.7401 | 206531.4233
2476 | 2888180.911 | 2721108.3938 | 0 |  |  | 0 | 167072.5172 | 104 | 3319497.2217 | 3636678.4672 | 442196.0713 |  |  | 965908.7401 | 206531.4233
2477 | 2975552.508 | 2574812.2436 | 0 |  |  | 0 | 400740.2644 | 104 | 3319497.2217 | 3636678.4672 | 442196.0713 |  |  | 965908.7401 | 206531.4233
2478 | 3186779.925 | 2516293.7835 | 82555.3361 |  |  | 0 | 587930.8054 | 104 | 3319497.2217 | 3636678.4672 | 442196.0713 |  |  | 965908.7401 | 206531.4233
2479 | 3430259.451 | 2516293.7835 | 410604.1718 |  |  | 0 | 503361.4957 | 104 | 3319497.2217 | 3636678.4672 | 442196.0713 |  |  | 965908.7401 | 206531.4233
2480 | 3594730.981 | 1609257.6522 | 703892.8659 |  |  | 0 | 1281580.4628 | 104 | 3319497.2217 | 3636678.4672 | 442196.0713 |  |  | 965908.7401 | 206531.4233
2481 | 3717465.177 | 1960368.4127 | 1018906.6485 |  |  | 0 | 738190.1157 | 104 | 3319497.2217 | 3636678.4672 | 442196.0713 |  |  | 965908.7401 | 206531.4233
2482 | 3720232.416 | 3774440.6753 | 1266572.6569 |  |  | 1320780.9162 | 0 | 104 | 3319497.2217 | 3636678.4672 | 442196.0713 |  |  | 965908.7401 | 206531.4233
2483 | 3653259.525 | 5032587.567 | 1247020.0773 |  |  | 2626348.1193 | 0 | 104 | 3319497.2217 | 3636678.4672 | 442196.0713 |  |  | 965908.7401 | 206531.4233
2484 | 3552197.962 | 5822586.7781 | 1216604.9535 |  |  | 3486993.7696 | 0 | 104 | 3319497.2217 | 3636678.4672 | 442196.0713 |  |  | 965908.7401 | 206531.4233
2485 | 3470590.269 | 6232215.9987 | 1227467.4977 |  |  | 3989093.2274 | 0 | 104 | 3319497.2217 | 3636678.4672 | 442196.0713 |  |  | 965908.7401 | 206531.4233
2486 | 3423412.013 | 5998142.1584 | 1131877.1085 |  |  | 3706607.2539 | 0 | 104 | 3319497.2217 | 3636678.4672 | 442196.0713 |  |  | 965908.7401 | 206531.4233
2487 | 3482442.371 | 5091106.0271 | 988491.5247 |  |  | 2597155.1808 | 0 | 104 | 3319497.2217 | 3636678.4672 | 442196.0713 |  |  | 965908.7401 | 206531.4233
2488 | 3719465.492 | 4271847.586 | 790793.2198 |  |  | 1343175.3137 | 0 | 104 | 3319497.2217 | 3636678.4672 | 442196.0713 |  |  | 965908.7401 | 206531.4233
2489 | 3773369.656 | 3569626.065 | 445364.3133 |  |  | 241620.7223 | 0 | 104 | 3319497.2217 | 3636678.4672 | 442196.0713 |  |  | 965908.7401 | 206531.4233
2490 | 3621588.066 | 2955182.2341 | 82555.3361 |  |  | 0 | 583850.4957 | 104 | 3319497.2217 | 3636678.4672 | 442196.0713 |  |  | 965908.7401 | 206531.4233
2491 | 3580223.328 | 3013700.6942 | 0 |  |  | 0 | 566522.6338 | 104 | 3319497.2217 | 3636678.4672 | 442196.0713 |  |  | 965908.7401 | 206531.4233
2492 | 3507033.253 | 3511107.6049 | 0 |  |  | 4074.3519 | 0 | 104 | 3319497.2217 | 3636678.4672 | 442196.0713 |  |  | 965908.7401 | 206531.4233
2493 | 3287179.236 | 3540366.8349 | 0 |  |  | 253187.5989 | 0 | 104 | 3319497.2217 | 3636678.4672 | 442196.0713 |  |  | 965908.7401 | 206531.4233
2494 | 3062587.232 | 3657403.7551 | 0 |  |  | 594816.5231 | 0 | 104 | 3319497.2217 | 3636678.4672 | 442196.0713 |  |  | 965908.7401 | 206531.4233
2495 | 2848804.056 | 3364811.4547 | 0 |  |  | 516007.3987 | 0 | 104 | 3319497.2217 | 3636678.4672 | 442196.0713 |  |  | 965908.7401 | 206531.4233
2496 | 2702317.612 | 2574812.2436 | 0 |  |  | 0 | 127505.3684 | 104 | 3319497.2217 | 3636678.4672 | 442196.0713 |  |  | 965908.7401 | 206531.4233
2497 | 2653326.862 | 1755553.8025 | 0 |  |  | 0 | 897773.0595 | 105 | 3433660.1595 | 1698254.477 | 723354.9243 |  |  | 376765.9171 | 1388816.6753
2498 | 2672363.041 | 1258146.8918 | 0 |  |  | 0 | 1414216.1492 | 105 | 3433660.1595 | 1698254.477 | 723354.9243 |  |  | 376765.9171 | 1388816.6753
2499 | 2690380.036 | 1024073.0514 | 0 |  |  | 0 | 1666306.9846 | 105 | 3433660.1595 | 1698254.477 | 723354.9243 |  |  | 376765.9171 | 1388816.6753
2500 | 2781074.357 | 614443.8309 | 0 |  |  | 0 | 2166630.5261 | 105 | 3433660.1595 | 1698254.477 | 723354.9243 |  |  | 376765.9171 | 1388816.6753
2501 | 2891150.454 | 234073.8403 | 0 |  |  | 0 | 2657076.6137 | 105 | 3433660.1595 | 1698254.477 | 723354.9243 |  |  | 376765.9171 | 1388816.6753
2502 | 3177361.187 | 58518.4601 | 206388.3403 |  |  | 0 | 2912454.3866 | 105 | 3433660.1595 | 1698254.477 | 723354.9243 |  |  | 376765.9171 | 1388816.6753
2503 | 3524168.01 | 29259.23 | 732135.4809 |  |  | 0 | 2762773.299 | 105 | 3433660.1595 | 1698254.477 | 723354.9243 |  |  | 376765.9171 | 1388816.6753
2504 | 3751994.194 | 0 | 1264400.1481 |  |  | 0 | 2487594.0459 | 105 | 3433660.1595 | 1698254.477 | 723354.9243 |  |  | 376765.9171 | 1388816.6753
2505 | 3859985.394 | 0 | 1690211.8818 |  |  | 0 | 2169773.5122 | 105 | 3433660.1595 | 1698254.477 | 723354.9243 |  |  | 376765.9171 | 1388816.6753
2506 | 3893847.881 | 0 | 1987845.5936 |  |  | 0 | 1906002.2874 | 105 | 3433660.1595 | 1698254.477 | 723354.9243 |  |  | 376765.9171 | 1388816.6753
2507 | 3865147.598 | 0 | 2118196.1244 |  |  | 0 | 1746951.4736 | 105 | 3433660.1595 | 1698254.477 | 723354.9243 |  |  | 376765.9171 | 1388816.6753
2508 | 3817425.908 | 0 | 2150783.757 |  |  | 0 | 1666642.151 | 105 | 3433660.1595 | 1698254.477 | 723354.9243 |  |  | 376765.9171 | 1388816.6753
2509 | 3751218.05 | 29259.23 | 2094298.5271 |  |  | 0 | 1627660.2929 | 105 | 3433660.1595 | 1698254.477 | 723354.9243 |  |  | 376765.9171 | 1388816.6753
2510 | 3723338.565 | 234073.8403 | 1894427.7133 |  |  | 0 | 1594837.0114 | 105 | 3433660.1595 | 1698254.477 | 723354.9243 |  |  | 376765.9171 | 1388816.6753
2511 | 3743388.404 | 614443.8309 | 1546826.298 |  |  | 0 | 1582118.2752 | 105 | 3433660.1595 | 1698254.477 | 723354.9243 |  |  | 376765.9171 | 1388816.6753
2512 | 3990618.045 | 1258146.8918 | 1075391.8785 |  |  | 0 | 1657079.2747 | 105 | 3433660.1595 | 1698254.477 | 723354.9243 |  |  | 376765.9171 | 1388816.6753
2513 | 4002610.195 | 1931109.1827 | 525747.1406 |  |  | 0 | 1545753.8717 | 105 | 3433660.1595 | 1698254.477 | 723354.9243 |  |  | 376765.9171 | 1388816.6753
2514 | 3840486.067 | 2896663.774 | 73865.3007 |  |  | 0 | 869956.9922 | 105 | 3433660.1595 | 1698254.477 | 723354.9243 |  |  | 376765.9171 | 1388816.6753
2515 | 3730379.213 | 4330366.0461 | 0 |  |  | 599986.8331 | 0 | 105 | 3433660.1595 | 1698254.477 | 723354.9243 |  |  | 376765.9171 | 1388816.6753
2516 | 3630089.656 | 5617772.1679 | 0 |  |  | 1987682.5119 | 0 | 105 | 3433660.1595 | 1698254.477 | 723354.9243 |  |  | 376765.9171 | 1388816.6753
2517 | 3393223.503 | 5851846.0082 | 0 |  |  | 2458622.5052 | 0 | 105 | 3433660.1595 | 1698254.477 | 723354.9243 |  |  | 376765.9171 | 1388816.6753
2518 | 3190132.601 | 5178883.7172 | 0 |  |  | 1988751.1162 | 0 | 105 | 3433660.1595 | 1698254.477 | 723354.9243 |  |  | 376765.9171 | 1388816.6753
2519 | 2986278.404 | 4330366.0461 | 0 |  |  | 1344087.6421 | 0 | 105 | 3433660.1595 | 1698254.477 | 723354.9243 |  |  | 376765.9171 | 1388816.6753
2520 | 2847856.204 | 3511107.6049 | 0 |  |  | 663251.4009 | 0 | 105 | 3433660.1595 | 1698254.477 | 723354.9243 |  |  | 376765.9171 | 1388816.6753
2521 | 2792475.542 | 2838145.314 | 0 |  |  | 45669.772 | 0 | 106 | 3242363.8589 | 696125.8481 | 689681.0372 |  |  | 1902.9072 | 1858459.8808
2522 | 2772494.365 | 2223701.4831 | 0 |  |  | 0 | 548792.8819 | 106 | 3242363.8589 | 696125.8481 | 689681.0372 |  |  | 1902.9072 | 1858459.8808
2523 | 2797006.005 | 1726294.5724 | 0 |  |  | 0 | 1070711.4326 | 106 | 3242363.8589 | 696125.8481 | 689681.0372 |  |  | 1902.9072 | 1858459.8808
2524 | 2833816.556 | 1345924.5819 | 0 |  |  | 0 | 1487891.9741 | 106 | 3242363.8589 | 696125.8481 | 689681.0372 |  |  | 1902.9072 | 1858459.8808
2525 | 2880292.424 | 877776.9012 | 0 |  |  | 0 | 2002515.5228 | 106 | 3242363.8589 | 696125.8481 | 689681.0372 |  |  | 1902.9072 | 1858459.8808
2526 | 3095168.874 | 438888.4506 | 202043.3226 |  |  | 0 | 2454237.1008 | 106 | 3242363.8589 | 696125.8481 | 689681.0372 |  |  | 1902.9072 | 1858459.8808
2527 | 3372698.103 | 146296.1502 | 673477.7421 |  |  | 0 | 2552924.2107 | 106 | 3242363.8589 | 696125.8481 | 689681.0372 |  |  | 1902.9072 | 1858459.8808
2528 | 3525645.995 | 29259.23 | 1231812.5154 |  |  | 0 | 2264574.2496 | 106 | 3242363.8589 | 696125.8481 | 689681.0372 |  |  | 1902.9072 | 1858459.8808
2529 | 3609084.253 | 0 | 1685866.8641 |  |  | 0 | 1923217.3889 | 106 | 3242363.8589 | 696125.8481 | 689681.0372 |  |  | 1902.9072 | 1858459.8808
2530 | 3558467.963 | 0 | 1979155.5582 |  |  | 0 | 1579312.4048 | 106 | 3242363.8589 | 696125.8481 | 689681.0372 |  |  | 1902.9072 | 1858459.8808
2531 | 3454607.635 | 0 | 2135576.1951 |  |  | 0 | 1319031.4399 | 106 | 3242363.8589 | 696125.8481 | 689681.0372 |  |  | 1902.9072 | 1858459.8808
2532 | 3383636.503 | 0 | 2163818.8101 |  |  | 0 | 1219817.6929 | 106 | 3242363.8589 | 696125.8481 | 689681.0372 |  |  | 1902.9072 | 1858459.8808
2533 | 3305604.266 | 0 | 2070400.9298 |  |  | 0 | 1235203.3362 | 106 | 3242363.8589 | 696125.8481 | 689681.0372 |  |  | 1902.9072 | 1858459.8808
2534 | 3300238.992 | 0 | 1829252.4479 |  |  | 0 | 1470986.5441 | 106 | 3242363.8589 | 696125.8481 | 689681.0372 |  |  | 1902.9072 | 1858459.8808
2535 | 3362948.944 | 58518.4601 | 1399095.6965 |  |  | 0 | 1905334.7874 | 106 | 3242363.8589 | 696125.8481 | 689681.0372 |  |  | 1902.9072 | 1858459.8808
2536 | 3582758.43 | 117036.9202 | 797310.7463 |  |  | 0 | 2668410.7635 | 106 | 3242363.8589 | 696125.8481 | 689681.0372 |  |  | 1902.9072 | 1858459.8808
2537 | 3608549.944 | 204814.6103 | 317186.2914 |  |  | 0 | 3086549.0423 | 106 | 3242363.8589 | 696125.8481 | 689681.0372 |  |  | 1902.9072 | 1858459.8808
2538 | 3528331.105 | 380369.9905 | 67347.7742 |  |  | 0 | 3080613.3403 | 106 | 3242363.8589 | 696125.8481 | 689681.0372 |  |  | 1902.9072 | 1858459.8808
2539 | 3540675.591 | 848517.6712 | 0 |  |  | 0 | 2692157.9198 | 106 | 3242363.8589 | 696125.8481 | 689681.0372 |  |  | 1902.9072 | 1858459.8808
2540 | 3496757.724 | 1228887.6617 | 0 |  |  | 0 | 2267870.0623 | 106 | 3242363.8589 | 696125.8481 | 689681.0372 |  |  | 1902.9072 | 1858459.8808
2541 | 3289762.357 | 1258146.8918 | 0 |  |  | 0 | 2031615.4652 | 106 | 3242363.8589 | 696125.8481 | 689681.0372 |  |  | 1902.9072 | 1858459.8808
2542 | 3093206.623 | 1111850.7416 | 0 |  |  | 0 | 1981355.8814 | 106 | 3242363.8589 | 696125.8481 | 689681.0372 |  |  | 1902.9072 | 1858459.8808
2543 | 2887820.244 | 994813.8214 | 0 |  |  | 0 | 1893006.4226 | 106 | 3242363.8589 | 696125.8481 | 689681.0372 |  |  | 1902.9072 | 1858459.8808
2544 | 2744684.176 | 877776.9012 | 0 |  |  | 0 | 1866907.2748 | 106 | 3242363.8589 | 696125.8481 | 689681.0372 |  |  | 1902.9072 | 1858459.8808
2545 | 2685608.784 | 789999.2111 | 0 |  |  | 0 | 1895609.5729 | 107 | 3381978.9851 | 1245955.5459 | 346877.2457 |  |  | 0 | 1789146.1936
2546 | 2694937.719 | 702221.521 | 0 |  |  | 0 | 1992716.198 | 107 | 3381978.9851 | 1245955.5459 | 346877.2457 |  |  | 0 | 1789146.1936
2547 | 2736563.097 | 672962.2909 | 0 |  |  | 0 | 2063600.8061 | 107 | 3381978.9851 | 1245955.5459 | 346877.2457 |  |  | 0 | 1789146.1936
2548 | 2815864.222 | 731480.751 | 0 |  |  | 0 | 2084383.471 | 107 | 3381978.9851 | 1245955.5459 | 346877.2457 |  |  | 0 | 1789146.1936
2549 | 2902044.133 | 819258.4411 | 2172.5088 |  |  | 0 | 2080613.183 | 107 | 3381978.9851 | 1245955.5459 | 346877.2457 |  |  | 0 | 1789146.1936
2550 | 3142676.141 | 877776.9012 | 89072.8627 |  |  | 0 | 2175826.3771 | 107 | 3381978.9851 | 1245955.5459 | 346877.2457 |  |  | 0 | 1789146.1936
2551 | 3408173.689 | 877776.9012 | 325876.3268 |  |  | 0 | 2204520.4609 | 107 | 3381978.9851 | 1245955.5459 | 346877.2457 |  |  | 0 | 1789146.1936
2552 | 3635146.768 | 409629.2206 | 619165.021 |  |  | 0 | 2606352.5265 | 107 | 3381978.9851 | 1245955.5459 | 346877.2457 |  |  | 0 | 1789146.1936
2553 | 3749928.627 | 146296.1502 | 636545.0917 |  |  | 0 | 2967087.3851 | 107 | 3381978.9851 | 1245955.5459 | 346877.2457 |  |  | 0 | 1789146.1936
2554 | 3778603.815 | 29259.23 | 660442.689 |  |  | 0 | 3088901.8959 | 107 | 3381978.9851 | 1245955.5459 | 346877.2457 |  |  | 0 | 1789146.1936
2555 | 3721165.499 | 0 | 855968.4851 |  |  | 0 | 2865197.0139 | 107 | 3381978.9851 | 1245955.5459 | 346877.2457 |  |  | 0 | 1789146.1936
2556 | 3633333.906 | 0 | 1507721.1388 |  |  | 0 | 2125612.7672 | 107 | 3381978.9851 | 1245955.5459 | 346877.2457 |  |  | 0 | 1789146.1936
2557 | 3591830.79 | 117036.9202 | 1603311.528 |  |  | 0 | 1871482.3419 | 107 | 3381978.9851 | 1245955.5459 | 346877.2457 |  |  | 0 | 1789146.1936
2558 | 3562649.105 | 497406.9107 | 1223122.48 |  |  | 0 | 1842119.7143 | 107 | 3381978.9851 | 1245955.5459 | 346877.2457 |  |  | 0 | 1789146.1936
2559 | 3668631.79 | 1111850.7416 | 560507.2821 |  |  | 0 | 1996273.7663 | 107 | 3381978.9851 | 1245955.5459 | 346877.2457 |  |  | 0 | 1789146.1936
2560 | 3948960.835 | 1960368.4127 | 189008.2696 |  |  | 0 | 1799584.1527 | 107 | 3381978.9851 | 1245955.5459 | 346877.2457 |  |  | 0 | 1789146.1936
2561 | 3979018.739 | 2838145.314 | 49967.7034 |  |  | 0 | 1090905.7216 | 107 | 3381978.9851 | 1245955.5459 | 346877.2457 |  |  | 0 | 1789146.1936
2562 | 3774358.173 | 3013700.6942 | 2172.5088 |  |  | 0 | 758484.9699 | 107 | 3381978.9851 | 1245955.5459 | 346877.2457 |  |  | 0 | 1789146.1936
2563 | 3743372.477 | 2750367.6238 | 0 |  |  | 0 | 993004.8532 | 107 | 3381978.9851 | 1245955.5459 | 346877.2457 |  |  | 0 | 1789146.1936
2564 | 3663227.543 | 2574812.2436 | 0 |  |  | 0 | 1088415.2994 | 107 | 3381978.9851 | 1245955.5459 | 346877.2457 |  |  | 0 | 1789146.1936
2565 | 3372482.639 | 2165183.023 | 0 |  |  | 0 | 1207299.616 | 107 | 3381978.9851 | 1245955.5459 | 346877.2457 |  |  | 0 | 1789146.1936
2566 | 3113424.702 | 1989627.6428 | 0 |  |  | 0 | 1123797.0592 | 107 | 3381978.9851 | 1245955.5459 | 346877.2457 |  |  | 0 | 1789146.1936
2567 | 2960585.175 | 2165183.023 | 0 |  |  | 0 | 795402.152 | 107 | 3381978.9851 | 1245955.5459 | 346877.2457 |  |  | 0 | 1789146.1936
2568 | 2884907.275 | 2662589.9337 | 0 |  |  | 0 | 222317.3413 | 107 | 3381978.9851 | 1245955.5459 | 346877.2457 |  |  | 0 | 1789146.1936
2569 | 2916540.935 | 3072219.1543 | 0 |  |  | 155678.2193 | 0 | 108 | 3972206.1651 | 3550119.9116 | 512168.9603 |  |  | 917552.9103 | 827470.2035
2570 | 2950847.361 | 3277033.7646 | 0 |  |  | 326186.4036 | 0 | 108 | 3972206.1651 | 3550119.9116 | 512168.9603 |  |  | 917552.9103 | 827470.2035
2571 | 3018428.294 | 3364811.4547 | 0 |  |  | 346383.1607 | 0 | 108 | 3972206.1651 | 3550119.9116 | 512168.9603 |  |  | 917552.9103 | 827470.2035
2572 | 3234420.814 | 2984441.4642 | 0 |  |  | 0 | 249979.3498 | 108 | 3972206.1651 | 3550119.9116 | 512168.9603 |  |  | 917552.9103 | 827470.2035
2573 | 3779769.112 | 2428516.0934 | 6517.5265 |  |  | 0 | 1344735.4921 | 108 | 3972206.1651 | 3550119.9116 | 512168.9603 |  |  | 917552.9103 | 827470.2035
2574 | 4381807.104 | 1872590.7226 | 154248.128 |  |  | 0 | 2354968.2534 | 108 | 3972206.1651 | 3550119.9116 | 512168.9603 |  |  | 917552.9103 | 827470.2035
2575 | 4599996.447 | 1170369.2016 | 467089.4018 |  |  | 0 | 2962537.8436 | 108 | 3972206.1651 | 3550119.9116 | 512168.9603 |  |  | 917552.9103 | 827470.2035
2576 | 4631839.356 | 263333.0704 | 905936.1886 |  |  | 0 | 3462570.0971 | 108 | 3972206.1651 | 3550119.9116 | 512168.9603 |  |  | 917552.9103 | 827470.2035
2577 | 4675738.51 | 29259.23 | 1288297.7454 |  |  | 0 | 3358181.5346 | 108 | 3972206.1651 | 3550119.9116 | 512168.9603 |  |  | 917552.9103 | 827470.2035
2578 | 4655635.369 | 204814.6103 | 1646761.7049 |  |  | 0 | 2804059.0538 | 108 | 3972206.1651 | 3550119.9116 | 512168.9603 |  |  | 917552.9103 | 827470.2035
2579 | 4541444.439 | 672962.2909 | 1857495.0629 |  |  | 0 | 2010987.0852 | 108 | 3972206.1651 | 3550119.9116 | 512168.9603 |  |  | 917552.9103 | 827470.2035
2580 | 4521287.803 | 1579998.4222 | 1790147.2887 |  |  | 0 | 1151142.0921 | 108 | 3972206.1651 | 3550119.9116 | 512168.9603 |  |  | 917552.9103 | 827470.2035
2581 | 4420246.075 | 2808886.0839 | 1451235.9088 |  |  | 0 | 160124.0823 | 108 | 3972206.1651 | 3550119.9116 | 512168.9603 |  |  | 917552.9103 | 827470.2035
2582 | 4249719.298 | 4184069.8958 | 962421.4186 |  |  | 896772.0164 | 0 | 108 | 3972206.1651 | 3550119.9116 | 512168.9603 |  |  | 917552.9103 | 827470.2035
2583 | 4192866.79 | 5617772.1679 | 745170.534 |  |  | 2170075.9119 | 0 | 108 | 3972206.1651 | 3550119.9116 | 512168.9603 |  |  | 917552.9103 | 827470.2035
2584 | 4413324.107 | 6583326.7592 | 590922.406 |  |  | 2760925.0582 | 0 | 108 | 3972206.1651 | 3550119.9116 | 512168.9603 |  |  | 917552.9103 | 827470.2035
2585 | 4389876.332 | 6934437.5197 | 332393.8534 |  |  | 2876955.0411 | 0 | 108 | 3972206.1651 | 3550119.9116 | 512168.9603 |  |  | 917552.9103 | 827470.2035
2586 | 4214501.11 | 5939623.6983 | 93417.8804 |  |  | 1818540.4687 | 0 | 108 | 3972206.1651 | 3550119.9116 | 512168.9603 |  |  | 917552.9103 | 827470.2035
2587 | 4084569.855 | 5149624.4872 | 0 |  |  | 1065054.6322 | 0 | 108 | 3972206.1651 | 3550119.9116 | 512168.9603 |  |  | 917552.9103 | 827470.2035
2588 | 4023409.663 | 5442216.7876 | 0 |  |  | 1418807.1246 | 0 | 108 | 3972206.1651 | 3550119.9116 | 512168.9603 |  |  | 917552.9103 | 827470.2035
2589 | 3728820.784 | 5120365.2572 | 0 |  |  | 1391544.4732 | 0 | 108 | 3972206.1651 | 3550119.9116 | 512168.9603 |  |  | 917552.9103 | 827470.2035
2590 | 3416953.182 | 5237402.1773 | 0 |  |  | 1820448.9953 | 0 | 108 | 3972206.1651 | 3550119.9116 | 512168.9603 |  |  | 917552.9103 | 827470.2035
2591 | 3183059.387 | 5588512.9378 | 0 |  |  | 2405453.5508 | 0 | 108 | 3972206.1651 | 3550119.9116 | 512168.9603 |  |  | 917552.9103 | 827470.2035
2592 | 3107845.836 | 5676290.6279 | 0 |  |  | 2568444.7919 | 0 | 108 | 3972206.1651 | 3550119.9116 | 512168.9603 |  |  | 917552.9103 | 827470.2035
2593 | 3077331.268 | 6232215.9987 | 0 |  |  | 3154884.7307 | 0 | 109 | 4007442.295 | 8648540.7463 | 686784.3588 |  |  | 5644465.6028 | 316582.7927
2594 | 3103647.368 | 7373325.9703 | 0 |  |  | 4269678.6023 | 0 | 109 | 4007442.295 | 8648540.7463 | 686784.3588 |  |  | 5644465.6028 | 316582.7927
2595 | 3187352.856 | 8221843.6415 | 0 |  |  | 5034490.7855 | 0 | 109 | 4007442.295 | 8648540.7463 | 686784.3588 |  |  | 5644465.6028 | 316582.7927
2596 | 3441412.223 | 6846659.8296 | 0 |  |  | 3405247.6066 | 0 | 109 | 4007442.295 | 8648540.7463 | 686784.3588 |  |  | 5644465.6028 | 316582.7927
2597 | 3944236.191 | 4271847.586 | 6517.5265 |  |  | 334128.9215 | 0 | 109 | 4007442.295 | 8648540.7463 | 686784.3588 |  |  | 5644465.6028 | 316582.7927
2598 | 4492342.397 | 2252960.7131 | 189008.2696 |  |  | 0 | 2050373.4143 | 109 | 4007442.295 | 8648540.7463 | 686784.3588 |  |  | 5644465.6028 | 316582.7927
2599 | 4667985.639 | 1345924.5819 | 590922.406 |  |  | 0 | 2731138.6511 | 109 | 4007442.295 | 8648540.7463 | 686784.3588 |  |  | 5644465.6028 | 316582.7927
2600 | 4659465.971 | 1170369.2016 | 1107979.5112 |  |  | 0 | 2381117.2582 | 109 | 4007442.295 | 8648540.7463 | 686784.3588 |  |  | 5644465.6028 | 316582.7927
2601 | 4671999.934 | 2633330.7037 | 1603311.528 |  |  | 0 | 435357.7023 | 109 | 4007442.295 | 8648540.7463 | 686784.3588 |  |  | 5644465.6028 | 316582.7927
2602 | 4634708.793 | 4798513.7267 | 1922670.3283 |  |  | 2086475.262 | 0 | 109 | 4007442.295 | 8648540.7463 | 686784.3588 |  |  | 5644465.6028 | 316582.7927
2603 | 4522169.564 | 5003328.337 | 2098643.5447 |  |  | 2579802.3177 | 0 | 109 | 4007442.295 | 8648540.7463 | 686784.3588 |  |  | 5644465.6028 | 316582.7927
2604 | 4494596.895 | 4476662.1963 | 2131231.1774 |  |  | 2113296.4787 | 0 | 109 | 4007442.295 | 8648540.7463 | 686784.3588 |  |  | 5644465.6028 | 316582.7927
2605 | 4404526.574 | 6290734.4588 | 2022605.7352 |  |  | 3908813.6199 | 0 | 109 | 4007442.295 | 8648540.7463 | 686784.3588 |  |  | 5644465.6028 | 316582.7927
2606 | 4288818.974 | 7841473.651 | 1794492.3064 |  |  | 5347146.9833 | 0 | 109 | 4007442.295 | 8648540.7463 | 686784.3588 |  |  | 5644465.6028 | 316582.7927
2607 | 4216426.513 | 9041102.0826 | 1444718.3823 |  |  | 6269393.9519 | 0 | 109 | 4007442.295 | 8648540.7463 | 686784.3588 |  |  | 5644465.6028 | 316582.7927
2608 | 4422072.484 | 10211471.2843 | 988491.5247 |  |  | 6777890.325 | 0 | 109 | 4007442.295 | 8648540.7463 | 686784.3588 |  |  | 5644465.6028 | 316582.7927
2609 | 4367230.386 | 12054802.7768 | 486641.9814 |  |  | 8174214.3722 | 0 | 109 | 4007442.295 | 8648540.7463 | 686784.3588 |  |  | 5644465.6028 | 316582.7927
2610 | 4196323.381 | 14073689.6497 | 95590.3892 |  |  | 9972956.6579 | 0 | 109 | 4007442.295 | 8648540.7463 | 686784.3588 |  |  | 5644465.6028 | 316582.7927
2611 | 4115881.966 | 13634801.1991 | 0 |  |  | 9518919.2331 | 0 | 109 | 4007442.295 | 8648540.7463 | 686784.3588 |  |  | 5644465.6028 | 316582.7927
2612 | 4019774.8 | 14863688.8608 | 0 |  |  | 10843914.0608 | 0 | 109 | 4007442.295 | 8648540.7463 | 686784.3588 |  |  | 5644465.6028 | 316582.7927
2613 | 3707007.402 | 15829243.4521 | 0 |  |  | 12122236.0501 | 0 | 109 | 4007442.295 | 8648540.7463 | 686784.3588 |  |  | 5644465.6028 | 316582.7927
2614 | 3351786.81 | 16385168.8229 | 0 |  |  | 13033382.0129 | 0 | 109 | 4007442.295 | 8648540.7463 | 686784.3588 |  |  | 5644465.6028 | 316582.7927
2615 | 3150858.809 | 16326650.3628 | 0 |  |  | 13175791.5538 | 0 | 109 | 4007442.295 | 8648540.7463 | 686784.3588 |  |  | 5644465.6028 | 316582.7927
2616 | 3040657.882 | 16385168.8229 | 0 |  |  | 13344510.9409 | 0 | 109 | 4007442.295 | 8648540.7463 | 686784.3588 |  |  | 5644465.6028 | 316582.7927
2617 | 2994182.902 | 16619242.6632 | 0 |  |  | 13625059.7612 | 0 | 110 | 4047347.96 | 10539418.4876 | 678184.8446 |  |  | 7170255.3722 | 0
2618 | 3004900.101 | 16589983.4332 | 0 |  |  | 13585083.3322 | 0 | 110 | 4047347.96 | 10539418.4876 | 678184.8446 |  |  | 7170255.3722 | 0
2619 | 3093046.56 | 16414428.0529 | 0 |  |  | 13321381.4929 | 0 | 110 | 4047347.96 | 10539418.4876 | 678184.8446 |  |  | 7170255.3722 | 0
2620 | 3358817.242 | 14219985.7999 | 0 |  |  | 10861168.5579 | 0 | 110 | 4047347.96 | 10539418.4876 | 678184.8446 |  |  | 7170255.3722 | 0
2621 | 3875866.876 | 11323322.0258 | 0 |  |  | 7447455.1498 | 0 | 110 | 4047347.96 | 10539418.4876 | 678184.8446 |  |  | 7170255.3722 | 0
2622 | 4458196.711 | 9772582.8337 | 221595.9022 |  |  | 5535982.0249 | 0 | 110 | 4047347.96 | 10539418.4876 | 678184.8446 |  |  | 7170255.3722 | 0
2623 | 4657390.565 | 8719250.5522 | 686512.7952 |  |  | 4748372.7824 | 0 | 110 | 4047347.96 | 10539418.4876 | 678184.8446 |  |  | 7170255.3722 | 0
2624 | 4696353.694 | 8397399.0217 | 1184017.3208 |  |  | 4885062.6485 | 0 | 110 | 4047347.96 | 10539418.4876 | 678184.8446 |  |  | 7170255.3722 | 0
2625 | 4762610.41 | 9421472.0732 | 1592448.9837 |  |  | 6251310.6469 | 0 | 110 | 4047347.96 | 10539418.4876 | 678184.8446 |  |  | 7170255.3722 | 0
2626 | 4725754.068 | 10562582.0448 | 1879220.1513 |  |  | 7716048.1281 | 0 | 110 | 4047347.96 | 10539418.4876 | 678184.8446 |  |  | 7170255.3722 | 0
2627 | 4640433.211 | 10913692.8053 | 2037813.2971 |  |  | 8311072.8913 | 0 | 110 | 4047347.96 | 10539418.4876 | 678184.8446 |  |  | 7170255.3722 | 0
2628 | 4659707.968 | 10767396.655 | 2068228.4209 |  |  | 8175917.108 | 0 | 110 | 4047347.96 | 10539418.4876 | 678184.8446 |  |  | 7170255.3722 | 0
2629 | 4608288.118 | 10240730.5143 | 1979155.5582 |  |  | 7611597.9546 | 0 | 110 | 4047347.96 | 10539418.4876 | 678184.8446 |  |  | 7170255.3722 | 0
2630 | 4408555.582 | 10240730.5143 | 1764077.1825 |  |  | 7596252.1149 | 0 | 110 | 4047347.96 | 10539418.4876 | 678184.8446 |  |  | 7170255.3722 | 0
2631 | 4402985.033 | 11703692.0164 | 1407785.7319 |  |  | 8708492.7152 | 0 | 110 | 4047347.96 | 10539418.4876 | 678184.8446 |  |  | 7170255.3722 | 0
2632 | 4597200.688 | 13547023.5089 | 905936.1886 |  |  | 9855759.0095 | 0 | 110 | 4047347.96 | 10539418.4876 | 678184.8446 |  |  | 7170255.3722 | 0
2633 | 4485464.008 | 13547023.5089 | 447536.8222 |  |  | 9509096.3231 | 0 | 110 | 4047347.96 | 10539418.4876 | 678184.8446 |  |  | 7170255.3722 | 0
2634 | 4258676.309 | 11411099.7159 | 102107.9157 |  |  | 7254531.3227 | 0 | 110 | 4047347.96 | 10539418.4876 | 678184.8446 |  |  | 7170255.3722 | 0
2635 | 4127913.326 | 7402585.2003 | 0 |  |  | 3274671.8743 | 0 | 110 | 4047347.96 | 10539418.4876 | 678184.8446 |  |  | 7170255.3722 | 0
2636 | 4002521.856 | 5412957.5576 | 0 |  |  | 1410435.7016 | 0 | 110 | 4047347.96 | 10539418.4876 | 678184.8446 |  |  | 7170255.3722 | 0
2637 | 3694069.576 | 4974069.107 | 0 |  |  | 1279999.531 | 0 | 110 | 4047347.96 | 10539418.4876 | 678184.8446 |  |  | 7170255.3722 | 0
2638 | 3385028.921 | 5588512.9378 | 0 |  |  | 2203484.0168 | 0 | 110 | 4047347.96 | 10539418.4876 | 678184.8446 |  |  | 7170255.3722 | 0
2639 | 3177835.944 | 6758882.1394 | 0 |  |  | 3581046.1954 | 0 | 110 | 4047347.96 | 10539418.4876 | 678184.8446 |  |  | 7170255.3722 | 0
2640 | 3060551.371 | 8397399.0217 | 0 |  |  | 5336847.6507 | 0 | 110 | 4047347.96 | 10539418.4876 | 678184.8446 |  |  | 7170255.3722 | 0
2641 | 3017802.731 | 10621100.5048 | 0 |  |  | 7603297.7738 | 0 | 111 | 4076295.7585 | 8190146.1423 | 353575.8146 |  |  | 4609211.4414 | 141785.243
2642 | 3013934.986 | 12405913.5373 | 0 |  |  | 9391978.5513 | 0 | 111 | 4076295.7585 | 8190146.1423 | 353575.8146 |  |  | 4609211.4414 | 141785.243
2643 | 3093059.26 | 12844801.988 | 0 |  |  | 9751742.728 | 0 | 111 | 4076295.7585 | 8190146.1423 | 353575.8146 |  |  | 4609211.4414 | 141785.243
2644 | 3315450.63 | 10884433.5752 | 0 |  |  | 7568982.9452 | 0 | 111 | 4076295.7585 | 8190146.1423 | 353575.8146 |  |  | 4609211.4414 | 141785.243
2645 | 3812279.161 | 8689991.3221 | 6517.5265 |  |  | 4884229.6877 | 0 | 111 | 4076295.7585 | 8190146.1423 | 353575.8146 |  |  | 4609211.4414 | 141785.243
2646 | 4383421.104 | 7256289.0501 | 145558.0926 |  |  | 3018426.0388 | 0 | 111 | 4076295.7585 | 8190146.1423 | 353575.8146 |  |  | 4609211.4414 | 141785.243
2647 | 4600766.811 | 6466289.839 | 438846.7868 |  |  | 2304369.8148 | 0 | 111 | 4076295.7585 | 8190146.1423 | 353575.8146 |  |  | 4609211.4414 | 141785.243
2648 | 4640249.173 | 7402585.2003 | 612647.4944 |  |  | 3374983.5218 | 0 | 111 | 4076295.7585 | 8190146.1423 | 353575.8146 |  |  | 4609211.4414 | 141785.243
2649 | 4715451.878 | 8719250.5522 | 695202.8306 |  |  | 4699001.5047 | 0 | 111 | 4076295.7585 | 8190146.1423 | 353575.8146 |  |  | 4609211.4414 | 141785.243
2650 | 4682215.868 | 10708878.195 | 921143.7505 |  |  | 6947806.0775 | 0 | 111 | 4076295.7585 | 8190146.1423 | 353575.8146 |  |  | 4609211.4414 | 141785.243
2651 | 4538360.552 | 11498877.4061 | 1008044.1043 |  |  | 7968560.9584 | 0 | 111 | 4076295.7585 | 8190146.1423 | 353575.8146 |  |  | 4609211.4414 | 141785.243
2652 | 4564874.393 | 11615914.3262 | 821208.3436 |  |  | 7872248.2768 | 0 | 111 | 4076295.7585 | 8190146.1423 | 353575.8146 |  |  | 4609211.4414 | 141785.243
2653 | 4451533.555 | 11615914.3262 | 736480.4986 |  |  | 7900861.2699 | 0 | 111 | 4076295.7585 | 8190146.1423 | 353575.8146 |  |  | 4609211.4414 | 141785.243
2654 | 4229671.72 | 11264803.5657 | 840760.9232 |  |  | 7875892.7689 | 0 | 111 | 4076295.7585 | 8190146.1423 | 353575.8146 |  |  | 4609211.4414 | 141785.243
2655 | 4255769.778 | 10650359.7349 | 981973.9982 |  |  | 7376563.955 | 0 | 111 | 4076295.7585 | 8190146.1423 | 353575.8146 |  |  | 4609211.4414 | 141785.243
2656 | 4617239.875 | 9187398.2328 | 771240.6401 |  |  | 5341398.998 | 0 | 111 | 4076295.7585 | 8190146.1423 | 353575.8146 |  |  | 4609211.4414 | 141785.243
2657 | 4544318.988 | 7227029.8201 | 401914.1364 |  |  | 3084624.9685 | 0 | 111 | 4076295.7585 | 8190146.1423 | 353575.8146 |  |  | 4609211.4414 | 141785.243
2658 | 4419245.093 | 5091106.0271 | 104280.4246 |  |  | 776141.3587 | 0 | 111 | 4076295.7585 | 8190146.1423 | 353575.8146 |  |  | 4609211.4414 | 141785.243
2659 | 4213335.723 | 3335552.2247 | 0 |  |  | 0 | 877783.4983 | 111 | 4076295.7585 | 8190146.1423 | 353575.8146 |  |  | 4609211.4414 | 141785.243
2660 | 4140638.853 | 2896663.774 | 0 |  |  | 0 | 1243975.079 | 111 | 4076295.7585 | 8190146.1423 | 353575.8146 |  |  | 4609211.4414 | 141785.243
2661 | 3907597.695 | 2867404.544 | 0 |  |  | 0 | 1040193.151 | 111 | 4076295.7585 | 8190146.1423 | 353575.8146 |  |  | 4609211.4414 | 141785.243
2662 | 3693483.249 | 3452589.1448 | 0 |  |  | 0 | 240894.1042 | 111 | 4076295.7585 | 8190146.1423 | 353575.8146 |  |  | 4609211.4414 | 141785.243
2663 | 3558410.655 | 4476662.1963 | 0 |  |  | 918251.5413 | 0 | 111 | 4076295.7585 | 8190146.1423 | 353575.8146 |  |  | 4609211.4414 | 141785.243
2664 | 3421986.472 | 5383698.3275 | 0 |  |  | 1961711.8555 | 0 | 111 | 4076295.7585 | 8190146.1423 | 353575.8146 |  |  | 4609211.4414 | 141785.243
2665 | 3334570.035 | 6056660.6185 | 0 |  |  | 2722090.5835 | 0 | 112 | 3640433.4403 | 5983512.5434 | 532445.7095 |  |  | 3233570.49 | 358045.6774
2666 | 3334592.569 | 6319993.6888 | 0 |  |  | 2985401.1198 | 0 | 112 | 3640433.4403 | 5983512.5434 | 532445.7095 |  |  | 3233570.49 | 358045.6774
2667 | 3295860.734 | 5705549.858 | 0 |  |  | 2409689.124 | 0 | 112 | 3640433.4403 | 5983512.5434 | 532445.7095 |  |  | 3233570.49 | 358045.6774
2668 | 3328509.086 | 3979255.2856 | 0 |  |  | 650746.1996 | 0 | 112 | 3640433.4403 | 5983512.5434 | 532445.7095 |  |  | 3233570.49 | 358045.6774
2669 | 3414275.394 | 2369997.6333 | 10862.5442 |  |  | 0 | 1033415.2165 | 112 | 3640433.4403 | 5983512.5434 | 532445.7095 |  |  | 3233570.49 | 358045.6774
2670 | 3598860.069 | 1492220.7321 | 171628.1988 |  |  | 0 | 1935011.1381 | 112 | 3640433.4403 | 5983512.5434 | 532445.7095 |  |  | 3233570.49 | 358045.6774
2671 | 3875250.506 | 1199628.4317 | 473606.9283 |  |  | 0 | 2202015.146 | 112 | 3640433.4403 | 5983512.5434 | 532445.7095 |  |  | 3233570.49 | 358045.6774
2672 | 4159134.53 | 1316665.3518 | 827725.8701 |  |  | 0 | 2014743.308 | 112 | 3640433.4403 | 5983512.5434 | 532445.7095 |  |  | 3233570.49 | 358045.6774
2673 | 4332776.12 | 3159996.8444 | 1094944.4581 |  |  | 0 | 77834.8175 | 112 | 3640433.4403 | 5983512.5434 | 532445.7095 |  |  | 3233570.49 | 358045.6774
2674 | 4190940.017 | 4739995.2666 | 1314367.8515 |  |  | 1863423.1011 | 0 | 112 | 3640433.4403 | 5983512.5434 | 532445.7095 |  |  | 3233570.49 | 358045.6774
2675 | 4019373.752 | 6056660.6185 | 1527273.7184 |  |  | 3564560.5848 | 0 | 112 | 3640433.4403 | 5983512.5434 | 532445.7095 |  |  | 3233570.49 | 358045.6774
2676 | 3886101.507 | 7431844.4304 | 1742352.0941 |  |  | 5288095.0175 | 0 | 112 | 3640433.4403 | 5983512.5434 | 532445.7095 |  |  | 3233570.49 | 358045.6774
2677 | 3821016.056 | 8777769.0123 | 1679349.3376 |  |  | 6636102.2938 | 0 | 112 | 3640433.4403 | 5983512.5434 | 532445.7095 |  |  | 3233570.49 | 358045.6774
2678 | 3752146.689 | 10094434.3641 | 1470788.4884 |  |  | 7813076.1635 | 0 | 112 | 3640433.4403 | 5983512.5434 | 532445.7095 |  |  | 3233570.49 | 358045.6774
2679 | 3876501.427 | 10972211.2653 | 1168809.7589 |  |  | 8264519.5972 | 0 | 112 | 3640433.4403 | 5983512.5434 | 532445.7095 |  |  | 3233570.49 | 358045.6774
2680 | 4017886.324 | 11703692.0164 | 788620.7109 |  |  | 8474426.4033 | 0 | 112 | 3640433.4403 | 5983512.5434 | 532445.7095 |  |  | 3233570.49 | 358045.6774
2681 | 3957224.525 | 11645173.5563 | 401914.1364 |  |  | 8089863.1677 | 0 | 112 | 3640433.4403 | 5983512.5434 | 532445.7095 |  |  | 3233570.49 | 358045.6774
2682 | 3692479.071 | 10942952.0353 | 106452.9334 |  |  | 7356925.8977 | 0 | 112 | 3640433.4403 | 5983512.5434 | 532445.7095 |  |  | 3233570.49 | 358045.6774
2683 | 3559480.892 | 8192584.4115 | 0 |  |  | 4633103.5195 | 0 | 112 | 3640433.4403 | 5983512.5434 | 532445.7095 |  |  | 3233570.49 | 358045.6774
2684 | 3551468.424 | 6817400.5995 | 0 |  |  | 3265932.1755 | 0 | 112 | 3640433.4403 | 5983512.5434 | 532445.7095 |  |  | 3233570.49 | 358045.6774
2685 | 3371497.755 | 5676290.6279 | 0 |  |  | 2304792.8729 | 0 | 112 | 3640433.4403 | 5983512.5434 | 532445.7095 |  |  | 3233570.49 | 358045.6774
2686 | 3135199.798 | 4418143.7362 | 0 |  |  | 1282943.9382 | 0 | 112 | 3640433.4403 | 5983512.5434 | 532445.7095 |  |  | 3233570.49 | 358045.6774
2687 | 2989943.619 | 2955182.2341 | 0 |  |  | 0 | 34761.3849 | 112 | 3640433.4403 | 5983512.5434 | 532445.7095 |  |  | 3233570.49 | 358045.6774
2688 | 2875313.669 | 1579998.4222 | 0 |  |  | 0 | 1295315.2468 | 112 | 3640433.4403 | 5983512.5434 | 532445.7095 |  |  | 3233570.49 | 358045.6774
2689 | 2825925.016 | 731480.751 | 0 |  |  | 0 | 2094444.265 | 113 | 3455851.9555 | 2755244.1622 | 178688.8525 |  |  | 554402.7374 | 1076321.6781
2690 | 2817603.92 | 468147.6807 | 0 |  |  | 0 | 2349456.2393 | 113 | 3455851.9555 | 2755244.1622 | 178688.8525 |  |  | 554402.7374 | 1076321.6781
2691 | 2840593.23 | 614443.8309 | 0 |  |  | 0 | 2226149.3991 | 113 | 3455851.9555 | 2755244.1622 | 178688.8525 |  |  | 554402.7374 | 1076321.6781
2692 | 2877292.042 | 643703.0609 | 0 |  |  | 0 | 2233588.9811 | 113 | 3455851.9555 | 2755244.1622 | 178688.8525 |  |  | 554402.7374 | 1076321.6781
2693 | 2962654.088 | 643703.0609 | 8690.0354 |  |  | 0 | 2310260.9917 | 113 | 3455851.9555 | 2755244.1622 | 178688.8525 |  |  | 554402.7374 | 1076321.6781
2694 | 3196915.394 | 643703.0609 | 95590.3892 |  |  | 0 | 2457621.9439 | 113 | 3455851.9555 | 2755244.1622 | 178688.8525 |  |  | 554402.7374 | 1076321.6781
2695 | 3482562.779 | 614443.8309 | 197698.3049 |  |  | 0 | 2670420.6432 | 113 | 3455851.9555 | 2755244.1622 | 178688.8525 |  |  | 554402.7374 | 1076321.6781
2696 | 3806157.372 | 702221.521 | 308496.2561 |  |  | 0 | 2795439.595 | 113 | 3455851.9555 | 2755244.1622 | 178688.8525 |  |  | 554402.7374 | 1076321.6781
2697 | 3918959.975 | 1872590.7226 | 425811.7337 |  |  | 0 | 1620557.5187 | 113 | 3455851.9555 | 2755244.1622 | 178688.8525 |  |  | 554402.7374 | 1076321.6781
2698 | 3906529.741 | 3452589.1448 | 523574.6318 |  |  | 69634.0356 | 0 | 113 | 3455851.9555 | 2755244.1622 | 178688.8525 |  |  | 554402.7374 | 1076321.6781
2699 | 3852928.888 | 4798513.7267 | 608302.4767 |  |  | 1553887.3154 | 0 | 113 | 3455851.9555 | 2755244.1622 | 178688.8525 |  |  | 554402.7374 | 1076321.6781
2700 | 3847256.935 | 5588512.9378 | 593094.9148 |  |  | 2334350.9176 | 0 | 113 | 3455851.9555 | 2755244.1622 | 178688.8525 |  |  | 554402.7374 | 1076321.6781
2701 | 3743730.227 | 5793327.5481 | 506194.561 |  |  | 2555791.8821 | 0 | 113 | 3455851.9555 | 2755244.1622 | 178688.8525 |  |  | 554402.7374 | 1076321.6781
2702 | 3794784.253 | 5734809.088 | 399741.6276 |  |  | 2339766.4626 | 0 | 113 | 3455851.9555 | 2755244.1622 | 178688.8525 |  |  | 554402.7374 | 1076321.6781
2703 | 3793069.66 | 5471476.0176 | 288943.6765 |  |  | 1967350.0341 | 0 | 113 | 3455851.9555 | 2755244.1622 | 178688.8525 |  |  | 554402.7374 | 1076321.6781
2704 | 4000715.954 | 5003328.337 | 191180.7784 |  |  | 1193793.1614 | 0 | 113 | 3455851.9555 | 2755244.1622 | 178688.8525 |  |  | 554402.7374 | 1076321.6781
2705 | 3993914.325 | 4681476.8065 | 110797.9511 |  |  | 798360.4327 | 0 | 113 | 3455851.9555 | 2755244.1622 | 178688.8525 |  |  | 554402.7374 | 1076321.6781
2706 | 3751012.794 | 4213329.1259 | 30415.1238 |  |  | 492731.4557 | 0 | 113 | 3455851.9555 | 2755244.1622 | 178688.8525 |  |  | 554402.7374 | 1076321.6781
2707 | 3617086.363 | 3394070.6847 | 0 |  |  | 0 | 223015.6783 | 113 | 3455851.9555 | 2755244.1622 | 178688.8525 |  |  | 554402.7374 | 1076321.6781
2708 | 3619419.964 | 3364811.4547 | 0 |  |  | 0 | 254608.5093 | 113 | 3455851.9555 | 2755244.1622 | 178688.8525 |  |  | 554402.7374 | 1076321.6781
2709 | 3381660.014 | 3101478.3843 | 0 |  |  | 0 | 280181.6297 | 113 | 3455851.9555 | 2755244.1622 | 178688.8525 |  |  | 554402.7374 | 1076321.6781
2710 | 3106614.331 | 2487034.5535 | 0 |  |  | 0 | 619579.7775 | 113 | 3455851.9555 | 2755244.1622 | 178688.8525 |  |  | 554402.7374 | 1076321.6781
2711 | 2945649.833 | 1492220.7321 | 0 |  |  | 0 | 1453429.1009 | 113 | 3455851.9555 | 2755244.1622 | 178688.8525 |  |  | 554402.7374 | 1076321.6781
2712 | 2857409.833 | 614443.8309 | 0 |  |  | 0 | 2242966.0021 | 113 | 3455851.9555 | 2755244.1622 | 178688.8525 |  |  | 554402.7374 | 1076321.6781
2713 | 2837609.128 | 234073.8403 | 0 |  |  | 0 | 2603535.2877 | 114 | 4103004.0353 | 11286747.9883 | 352399.039 |  |  | 8649411.7712 | 1113268.7792
2714 | 2893086.319 | 58518.4601 | 0 |  |  | 0 | 2834567.8589 | 114 | 4103004.0353 | 11286747.9883 | 352399.039 |  |  | 8649411.7712 | 1113268.7792
2715 | 2993855.911 | 29259.23 | 0 |  |  | 0 | 2964596.681 | 114 | 4103004.0353 | 11286747.9883 | 352399.039 |  |  | 8649411.7712 | 1113268.7792
2716 | 3242741.147 | 29259.23 | 0 |  |  | 0 | 3213481.917 | 114 | 4103004.0353 | 11286747.9883 | 352399.039 |  |  | 8649411.7712 | 1113268.7792
2717 | 3823723.717 | 0 | 6517.5265 |  |  | 0 | 3817206.1905 | 114 | 4103004.0353 | 11286747.9883 | 352399.039 |  |  | 8649411.7712 | 1113268.7792
2718 | 4636279.217 | 146296.1502 | 84727.845 |  |  | 0 | 4405255.2218 | 114 | 4103004.0353 | 11286747.9883 | 352399.039 |  |  | 8649411.7712 | 1113268.7792
2719 | 4853474.553 | 672962.2909 | 241148.4818 |  |  | 0 | 3939363.7802 | 114 | 4103004.0353 | 11286747.9883 | 352399.039 |  |  | 8649411.7712 | 1113268.7792
2720 | 4840482.595 | 1697035.3424 | 436674.2779 |  |  | 0 | 2706772.9747 | 114 | 4103004.0353 | 11286747.9883 | 352399.039 |  |  | 8649411.7712 | 1113268.7792
2721 | 5020681.53 | 4154810.6658 | 632200.074 |  |  | 0 | 233670.7902 | 114 | 4103004.0353 | 11286747.9883 | 352399.039 |  |  | 8649411.7712 | 1113268.7792
2722 | 5081030.768 | 7051474.4399 | 921143.7505 |  |  | 2891587.4223 | 0 | 114 | 4103004.0353 | 11286747.9883 | 352399.039 |  |  | 8649411.7712 | 1113268.7792
2723 | 4983696.714 | 10357767.4345 | 1018906.6485 |  |  | 6392977.369 | 0 | 114 | 4103004.0353 | 11286747.9883 | 352399.039 |  |  | 8649411.7712 | 1113268.7792
2724 | 5007547.29 | 14717392.7106 | 1151429.6881 |  |  | 10861275.1087 | 0 | 114 | 4103004.0353 | 11286747.9883 | 352399.039 |  |  | 8649411.7712 | 1113268.7792
2725 | 4942852.848 | 19047758.7566 | 1151429.6881 |  |  | 15256335.5967 | 0 | 114 | 4103004.0353 | 11286747.9883 | 352399.039 |  |  | 8649411.7712 | 1113268.7792
2726 | 4436808.907 | 20949608.7093 | 1016734.1397 |  |  | 17529533.942 | 0 | 114 | 4103004.0353 | 11286747.9883 | 352399.039 |  |  | 8649411.7712 | 1113268.7792
2727 | 4419115.711 | 21973681.7607 | 799483.2551 |  |  | 18354049.3049 | 0 | 114 | 4103004.0353 | 11286747.9883 | 352399.039 |  |  | 8649411.7712 | 1113268.7792
2728 | 4539342.012 | 21915163.3006 | 560507.2821 |  |  | 17936328.5708 | 0 | 114 | 4103004.0353 | 11286747.9883 | 352399.039 |  |  | 8649411.7712 | 1113268.7792
2729 | 4397196.519 | 20978867.9393 | 330221.3445 |  |  | 16911892.7648 | 0 | 114 | 4103004.0353 | 11286747.9883 | 352399.039 |  |  | 8649411.7712 | 1113268.7792
2730 | 4184459.108 | 20159609.4982 | 106452.9334 |  |  | 16081603.3236 | 0 | 114 | 4103004.0353 | 11286747.9883 | 352399.039 |  |  | 8649411.7712 | 1113268.7792
2731 | 4041026.342 | 18404055.6957 | 0 |  |  | 14363029.3537 | 0 | 114 | 4103004.0353 | 11286747.9883 | 352399.039 |  |  | 8649411.7712 | 1113268.7792
2732 | 4006922.027 | 17262945.7241 | 0 |  |  | 13256023.6971 | 0 | 114 | 4103004.0353 | 11286747.9883 | 352399.039 |  |  | 8649411.7712 | 1113268.7792
2733 | 3709559.276 | 16999612.6538 | 0 |  |  | 13290053.3778 | 0 | 114 | 4103004.0353 | 11286747.9883 | 352399.039 |  |  | 8649411.7712 | 1113268.7792
2734 | 3367918.785 | 17409241.8743 | 0 |  |  | 14041323.0893 | 0 | 114 | 4103004.0353 | 11286747.9883 | 352399.039 |  |  | 8649411.7712 | 1113268.7792
2735 | 3158584.211 | 18199241.0854 | 0 |  |  | 15040656.8744 | 0 | 114 | 4103004.0353 | 11286747.9883 | 352399.039 |  |  | 8649411.7712 | 1113268.7792
2736 | 3054102.213 | 18433314.9258 | 0 |  |  | 15379212.7128 | 0 | 114 | 4103004.0353 | 11286747.9883 | 352399.039 |  |  | 8649411.7712 | 1113268.7792
2737 | 3029175.793 | 17497019.5645 | 0 |  |  | 14467843.7715 | 0 | 115 | 4022631.7204 | 9299558.6147 | 659446.9558 |  |  | 5936373.8501 | 0
2738 | 3044459.986 | 15946280.3723 | 0 |  |  | 12901820.3863 | 0 | 115 | 4022631.7204 | 9299558.6147 | 659446.9558 |  |  | 5936373.8501 | 0
2739 | 3147121.094 | 14073689.6497 | 0 |  |  | 10926568.5557 | 0 | 115 | 4022631.7204 | 9299558.6147 | 659446.9558 |  |  | 5936373.8501 | 0
2740 | 3373330.035 | 11528136.6361 | 0 |  |  | 8154806.6011 | 0 | 115 | 4022631.7204 | 9299558.6147 | 659446.9558 |  |  | 5936373.8501 | 0
2741 | 3875821.858 | 9158139.0028 | 17380.0708 |  |  | 5299697.2156 | 0 | 115 | 4022631.7204 | 9299558.6147 | 659446.9558 |  |  | 5936373.8501 | 0
2742 | 4415566.492 | 7051474.4399 | 247666.0084 |  |  | 2883573.9562 | 0 | 115 | 4022631.7204 | 9299558.6147 | 659446.9558 |  |  | 5936373.8501 | 0
2743 | 4646875.523 | 5471476.0176 | 673477.7421 |  |  | 1498078.2367 | 0 | 115 | 4022631.7204 | 9299558.6147 | 659446.9558 |  |  | 5936373.8501 | 0
2744 | 4654656.776 | 5237402.1773 | 1151429.6881 |  |  | 1734175.0894 | 0 | 115 | 4022631.7204 | 9299558.6147 | 659446.9558 |  |  | 5936373.8501 | 0
2745 | 4717680.176 | 5500735.2477 | 1540308.7715 |  |  | 2323363.8431 | 0 | 115 | 4022631.7204 | 9299558.6147 | 659446.9558 |  |  | 5936373.8501 | 0
2746 | 4658879.196 | 6583326.7592 | 1814044.886 |  |  | 3738492.4492 | 0 | 115 | 4022631.7204 | 9299558.6147 | 659446.9558 |  |  | 5936373.8501 | 0
2747 | 4542553.017 | 7344066.7403 | 1955257.9609 |  |  | 4756771.6842 | 0 | 115 | 4022631.7204 | 9299558.6147 | 659446.9558 |  |  | 5936373.8501 | 0
2748 | 4568996.714 | 7782955.1909 | 1944395.4167 |  |  | 5158353.8936 | 0 | 115 | 4022631.7204 | 9299558.6147 | 659446.9558 |  |  | 5936373.8501 | 0
2749 | 4539297.149 | 8514435.9419 | 1885737.6779 |  |  | 5860876.4708 | 0 | 115 | 4022631.7204 | 9299558.6147 | 659446.9558 |  |  | 5936373.8501 | 0
2750 | 4431863.065 | 10240730.5143 | 1688039.3729 |  |  | 7496906.8223 | 0 | 115 | 4022631.7204 | 9299558.6147 | 659446.9558 |  |  | 5936373.8501 | 0
2751 | 4303096.453 | 11235544.3357 | 1364335.555 |  |  | 8296783.4377 | 0 | 115 | 4022631.7204 | 9299558.6147 | 659446.9558 |  |  | 5936373.8501 | 0
2752 | 4543284.679 | 10855174.3452 | 934178.8036 |  |  | 7246068.4697 | 0 | 115 | 4022631.7204 | 9299558.6147 | 659446.9558 |  |  | 5936373.8501 | 0
2753 | 4408302.746 | 9626286.6835 | 484469.4725 |  |  | 5702453.41 | 0 | 115 | 4022631.7204 | 9299558.6147 | 659446.9558 |  |  | 5936373.8501 | 0
2754 | 4223514.765 | 8485176.7119 | 126005.513 |  |  | 4387667.4599 | 0 | 115 | 4022631.7204 | 9299558.6147 | 659446.9558 |  |  | 5936373.8501 | 0
2755 | 4069383.959 | 6788141.3695 | 0 |  |  | 2718757.4105 | 0 | 115 | 4022631.7204 | 9299558.6147 | 659446.9558 |  |  | 5936373.8501 | 0
2756 | 4019526.186 | 7695177.5008 | 0 |  |  | 3675651.3148 | 0 | 115 | 4022631.7204 | 9299558.6147 | 659446.9558 |  |  | 5936373.8501 | 0
2757 | 3713765.631 | 8338880.5617 | 0 |  |  | 4625114.9307 | 0 | 115 | 4022631.7204 | 9299558.6147 | 659446.9558 |  |  | 5936373.8501 | 0
2758 | 3386382.238 | 9187398.2328 | 0 |  |  | 5801015.9948 | 0 | 115 | 4022631.7204 | 9299558.6147 | 659446.9558 |  |  | 5936373.8501 | 0
2759 | 3163524.826 | 9714064.3736 | 0 |  |  | 6550539.5476 | 0 | 115 | 4022631.7204 | 9299558.6147 | 659446.9558 |  |  | 5936373.8501 | 0
2760 | 3066102.933 | 9333694.383 | 0 |  |  | 6267591.45 | 0 | 115 | 4022631.7204 | 9299558.6147 | 659446.9558 |  |  | 5936373.8501 | 0
2761 | 3039263.946 | 8807028.2423 | 0 |  |  | 5767764.2963 | 0 | 116 | 4009811.7185 | 11910944.8958 | 722630.7547 |  |  | 8675828.7802 | 52064.8482
2762 | 3068618.724 | 8309621.3316 | 0 |  |  | 5241002.6076 | 0 | 116 | 4009811.7185 | 11910944.8958 | 722630.7547 |  |  | 8675828.7802 | 52064.8482
2763 | 3162720.345 | 8134065.9514 | 0 |  |  | 4971345.6064 | 0 | 116 | 4009811.7185 | 11910944.8958 | 722630.7547 |  |  | 8675828.7802 | 52064.8482
2764 | 3381897.216 | 6583326.7592 | 0 |  |  | 3201429.5432 | 0 | 116 | 4009811.7185 | 11910944.8958 | 722630.7547 |  |  | 8675828.7802 | 52064.8482
2765 | 3909107.836 | 5208142.9473 | 6517.5265 |  |  | 1305552.6378 | 0 | 116 | 4009811.7185 | 11910944.8958 | 722630.7547 |  |  | 8675828.7802 | 52064.8482
2766 | 4432550.719 | 4271847.586 | 275908.6234 |  |  | 115205.4903 | 0 | 116 | 4009811.7185 | 11910944.8958 | 722630.7547 |  |  | 8675828.7802 | 52064.8482
2767 | 4589735.806 | 2779626.8539 | 790793.2198 |  |  | 0 | 1019315.7324 | 116 | 4009811.7185 | 11910944.8958 | 722630.7547 |  |  | 8675828.7802 | 52064.8482
2768 | 4572360.838 | 3042959.9243 | 1299160.2896 |  |  | 0 | 230240.6241 | 116 | 4009811.7185 | 11910944.8958 | 722630.7547 |  |  | 8675828.7802 | 52064.8482
2769 | 4683812.193 | 3598885.295 | 1707591.9526 |  |  | 622665.0546 | 0 | 116 | 4009811.7185 | 11910944.8958 | 722630.7547 |  |  | 8675828.7802 | 52064.8482
2770 | 4659245.062 | 4067032.9757 | 1987845.5936 |  |  | 1395633.5073 | 0 | 116 | 4009811.7185 | 11910944.8958 | 722630.7547 |  |  | 8675828.7802 | 52064.8482
2771 | 4572401.457 | 6027401.3884 | 2131231.1774 |  |  | 3586231.1089 | 0 | 116 | 4009811.7185 | 11910944.8958 | 722630.7547 |  |  | 8675828.7802 | 52064.8482
2772 | 4565597.211 | 10094434.3641 | 2146438.7393 |  |  | 7675275.8925 | 0 | 116 | 4009811.7185 | 11910944.8958 | 722630.7547 |  |  | 8675828.7802 | 52064.8482
2773 | 4509509.832 | 15448873.4616 | 2035640.7882 |  |  | 12975004.4178 | 0 | 116 | 4009811.7185 | 11910944.8958 | 722630.7547 |  |  | 8675828.7802 | 52064.8482
2774 | 4370616.442 | 18930721.8365 | 1809699.8683 |  |  | 16369805.2628 | 0 | 116 | 4009811.7185 | 11910944.8958 | 722630.7547 |  |  | 8675828.7802 | 52064.8482
2775 | 4317880.999 | 19837757.9677 | 1468615.9796 |  |  | 16988492.9483 | 0 | 116 | 4009811.7185 | 11910944.8958 | 722630.7547 |  |  | 8675828.7802 | 52064.8482
2776 | 4545563.511 | 20042572.578 | 1027596.6839 |  |  | 16524605.7509 | 0 | 116 | 4009811.7185 | 11910944.8958 | 722630.7547 |  |  | 8675828.7802 | 52064.8482
2777 | 4391209.315 | 20159609.4982 | 532264.6671 |  |  | 16300664.8503 | 0 | 116 | 4009811.7185 | 11910944.8958 | 722630.7547 |  |  | 8675828.7802 | 52064.8482
2778 | 4181037.2 | 20218127.9583 | 123833.0042 |  |  | 16160923.7625 | 0 | 116 | 4009811.7185 | 11910944.8958 | 722630.7547 |  |  | 8675828.7802 | 52064.8482
2779 | 3996995.838 | 17965167.2451 | 0 |  |  | 13968171.4071 | 0 | 116 | 4009811.7185 | 11910944.8958 | 722630.7547 |  |  | 8675828.7802 | 52064.8482
2780 | 3984015.29 | 16736279.5834 | 0 |  |  | 12752264.2934 | 0 | 116 | 4009811.7185 | 11910944.8958 | 722630.7547 |  |  | 8675828.7802 | 52064.8482
2781 | 3716797.656 | 16765538.8134 | 0 |  |  | 13048741.1574 | 0 | 116 | 4009811.7185 | 11910944.8958 | 722630.7547 |  |  | 8675828.7802 | 52064.8482
2782 | 3387411.982 | 16970353.4237 | 0 |  |  | 13582941.4417 | 0 | 116 | 4009811.7185 | 11910944.8958 | 722630.7547 |  |  | 8675828.7802 | 52064.8482
2783 | 3149541.81 | 16502205.7431 | 0 |  |  | 13352663.9331 | 0 | 116 | 4009811.7185 | 11910944.8958 | 722630.7547 |  |  | 8675828.7802 | 52064.8482
2784 | 3047590.016 | 15361095.7715 | 0 |  |  | 12313505.7555 | 0 | 116 | 4009811.7185 | 11910944.8958 | 722630.7547 |  |  | 8675828.7802 | 52064.8482
2785 | 3010761.806 | 13342208.8986 | 0 |  |  | 10331447.0926 | 0 | 117 | 3999207.6026 | 5904268.7953 | 710862.9985 |  |  | 2681039.5409 | 65115.3497
2786 | 3027176.588 | 10913692.8053 | 0 |  |  | 7886516.2173 | 0 | 117 | 3999207.6026 | 5904268.7953 | 710862.9985 |  |  | 2681039.5409 | 65115.3497
2787 | 3130940.072 | 9128879.7728 | 0 |  |  | 5997939.7008 | 0 | 117 | 3999207.6026 | 5904268.7953 | 710862.9985 |  |  | 2681039.5409 | 65115.3497
2788 | 3334737.691 | 7636659.0407 | 0 |  |  | 4301921.3497 | 0 | 117 | 3999207.6026 | 5904268.7953 | 710862.9985 |  |  | 2681039.5409 | 65115.3497
2789 | 3868735.319 | 6583326.7592 | 13035.0531 |  |  | 2727626.4933 | 0 | 117 | 3999207.6026 | 5904268.7953 | 710862.9985 |  |  | 2681039.5409 | 65115.3497
2790 | 4389157.776 | 5237402.1773 | 275908.6234 |  |  | 1124153.0247 | 0 | 117 | 3999207.6026 | 5904268.7953 | 710862.9985 |  |  | 2681039.5409 | 65115.3497
2791 | 4590663.325 | 3364811.4547 | 756033.0782 |  |  | 0 | 469818.7921 | 117 | 3999207.6026 | 5904268.7953 | 710862.9985 |  |  | 2681039.5409 | 65115.3497
2792 | 4621442.093 | 3042959.9243 | 1247020.0773 |  |  | 0 | 331462.0914 | 117 | 3999207.6026 | 5904268.7953 | 710862.9985 |  |  | 2681039.5409 | 65115.3497
2793 | 4664769.518 | 3218515.3045 | 1646761.7049 |  |  | 200507.4914 | 0 | 117 | 3999207.6026 | 5904268.7953 | 710862.9985 |  |  | 2681039.5409 | 65115.3497
2794 | 4620035.669 | 2487034.5535 | 1922670.3283 |  |  | 0 | 210330.7873 | 117 | 3999207.6026 | 5904268.7953 | 710862.9985 |  |  | 2681039.5409 | 65115.3497
2795 | 4521539.299 | 2194442.2531 | 2070400.9298 |  |  | 0 | 256696.1162 | 117 | 3999207.6026 | 5904268.7953 | 710862.9985 |  |  | 2681039.5409 | 65115.3497
2796 | 4562632.191 | 2165183.023 | 2102988.5624 |  |  | 0 | 294460.6055 | 117 | 3999207.6026 | 5904268.7953 | 710862.9985 |  |  | 2681039.5409 | 65115.3497
2797 | 4450162.552 | 2925923.0041 | 2013915.6998 |  |  | 489676.1519 | 0 | 117 | 3999207.6026 | 5904268.7953 | 710862.9985 |  |  | 2681039.5409 | 65115.3497
2798 | 4331237.636 | 4505921.4263 | 1807527.3594 |  |  | 1982211.1497 | 0 | 117 | 3999207.6026 | 5904268.7953 | 710862.9985 |  |  | 2681039.5409 | 65115.3497
2799 | 4451104.16 | 6319993.6888 | 1479478.5238 |  |  | 3348368.0526 | 0 | 117 | 3999207.6026 | 5904268.7953 | 710862.9985 |  |  | 2681039.5409 | 65115.3497
2800 | 4550302.638 | 7958510.5711 | 1047149.2635 |  |  | 4455357.1966 | 0 | 117 | 3999207.6026 | 5904268.7953 | 710862.9985 |  |  | 2681039.5409 | 65115.3497
2801 | 4410763.826 | 8660732.0921 | 551817.2468 |  |  | 4801785.5129 | 0 | 117 | 3999207.6026 | 5904268.7953 | 710862.9985 |  |  | 2681039.5409 | 65115.3497
2802 | 4227465.661 | 8192584.4115 | 126005.513 |  |  | 4091124.2635 | 0 | 117 | 3999207.6026 | 5904268.7953 | 710862.9985 |  |  | 2681039.5409 | 65115.3497
2803 | 4078530.644 | 5295920.6374 | 0 |  |  | 1217389.9934 | 0 | 117 | 3999207.6026 | 5904268.7953 | 710862.9985 |  |  | 2681039.5409 | 65115.3497
2804 | 3976471.221 | 5061846.7971 | 0 |  |  | 1085375.5761 | 0 | 117 | 3999207.6026 | 5904268.7953 | 710862.9985 |  |  | 2681039.5409 | 65115.3497
2805 | 3659497.996 | 4857032.1868 | 0 |  |  | 1197534.1908 | 0 | 117 | 3999207.6026 | 5904268.7953 | 710862.9985 |  |  | 2681039.5409 | 65115.3497
2806 | 3344670.984 | 5559253.7078 | 0 |  |  | 2214582.7238 | 0 | 117 | 3999207.6026 | 5904268.7953 | 710862.9985 |  |  | 2681039.5409 | 65115.3497
2807 | 3139857.492 | 6437030.609 | 0 |  |  | 3297173.117 | 0 | 117 | 3999207.6026 | 5904268.7953 | 710862.9985 |  |  | 2681039.5409 | 65115.3497
2808 | 3018326.306 | 6612585.9892 | 0 |  |  | 3594259.6832 | 0 | 117 | 3999207.6026 | 5904268.7953 | 710862.9985 |  |  | 2681039.5409 | 65115.3497
2809 | 2967335.904 | 6466289.839 | 0 |  |  | 3498953.935 | 0 | 118 | 3897357.0987 | 3547681.6425 | 727247.336 |  |  | 1057335.6133 | 679763.7336
2810 | 2982083.141 | 6173697.5386 | 0 |  |  | 3191614.3976 | 0 | 118 | 3897357.0987 | 3547681.6425 | 727247.336 |  |  | 1057335.6133 | 679763.7336
2811 | 3064583.448 | 5676290.6279 | 0 |  |  | 2611707.1799 | 0 | 118 | 3897357.0987 | 3547681.6425 | 727247.336 |  |  | 1057335.6133 | 679763.7336
2812 | 3267766.8 | 3891477.5954 | 0 |  |  | 623710.7954 | 0 | 118 | 3897357.0987 | 3547681.6425 | 727247.336 |  |  | 1057335.6133 | 679763.7336
2813 | 3812935.312 | 2282219.9432 | 2172.5088 |  |  | 0 | 1528542.86 | 118 | 3897357.0987 | 3547681.6425 | 727247.336 |  |  | 1057335.6133 | 679763.7336
2814 | 4411042.392 | 1433702.272 | 288943.6765 |  |  | 0 | 2688396.4435 | 118 | 3897357.0987 | 3547681.6425 | 727247.336 |  |  | 1057335.6133 | 679763.7336
2815 | 4631594.123 | 819258.4411 | 799483.2551 |  |  | 0 | 3012852.4267 | 118 | 3897357.0987 | 3547681.6425 | 727247.336 |  |  | 1057335.6133 | 679763.7336
2816 | 4667511.56 | 351110.7605 | 1294815.2719 |  |  | 0 | 3021585.5276 | 118 | 3897357.0987 | 3547681.6425 | 727247.336 |  |  | 1057335.6133 | 679763.7336
2817 | 4697602.479 | 555925.3708 | 1685866.8641 |  |  | 0 | 2455810.2441 | 118 | 3897357.0987 | 3547681.6425 | 727247.336 |  |  | 1057335.6133 | 679763.7336
2818 | 4690019.594 | 760739.9811 | 1955257.9609 |  |  | 0 | 1974021.652 | 118 | 3897357.0987 | 3547681.6425 | 727247.336 |  |  | 1057335.6133 | 679763.7336
2819 | 4512909.072 | 1199628.4317 | 2105161.0713 |  |  | 0 | 1208119.569 | 118 | 3897357.0987 | 3547681.6425 | 727247.336 |  |  | 1057335.6133 | 679763.7336
2820 | 4374649.34 | 1814072.2625 | 2135576.1951 |  |  | 0 | 425000.8823 | 118 | 3897357.0987 | 3547681.6425 | 727247.336 |  |  | 1057335.6133 | 679763.7336
2821 | 4225700.479 | 2428516.0934 | 2048675.8413 |  |  | 251491.4557 | 0 | 118 | 3897357.0987 | 3547681.6425 | 727247.336 |  |  | 1057335.6133 | 679763.7336
2822 | 4107675.676 | 2925923.0041 | 1846632.5187 |  |  | 664879.8468 | 0 | 118 | 3897357.0987 | 3547681.6425 | 727247.336 |  |  | 1057335.6133 | 679763.7336
2823 | 4093411.51 | 3364811.4547 | 1516411.1742 |  |  | 787811.1189 | 0 | 118 | 3897357.0987 | 3547681.6425 | 727247.336 |  |  | 1057335.6133 | 679763.7336
2824 | 4304435.225 | 4330366.0461 | 1079736.8962 |  |  | 1105667.7173 | 0 | 118 | 3897357.0987 | 3547681.6425 | 727247.336 |  |  | 1057335.6133 | 679763.7336
2825 | 4271743.754 | 5178883.7172 | 571369.8264 |  |  | 1478509.7896 | 0 | 118 | 3897357.0987 | 3547681.6425 | 727247.336 |  |  | 1057335.6133 | 679763.7336
2826 | 4040823.487 | 5471476.0176 | 123833.0042 |  |  | 1554485.5348 | 0 | 118 | 3897357.0987 | 3547681.6425 | 727247.336 |  |  | 1057335.6133 | 679763.7336
2827 | 3854589.021 | 4739995.2666 | 0 |  |  | 885406.2456 | 0 | 118 | 3897357.0987 | 3547681.6425 | 727247.336 |  |  | 1057335.6133 | 679763.7336
2828 | 3784617.164 | 5529994.4777 | 0 |  |  | 1745377.3137 | 0 | 118 | 3897357.0987 | 3547681.6425 | 727247.336 |  |  | 1057335.6133 | 679763.7336
2829 | 3564419.818 | 5617772.1679 | 0 |  |  | 2053352.3499 | 0 | 118 | 3897357.0987 | 3547681.6425 | 727247.336 |  |  | 1057335.6133 | 679763.7336
2830 | 3285544.068 | 5208142.9473 | 0 |  |  | 1922598.8793 | 0 | 118 | 3897357.0987 | 3547681.6425 | 727247.336 |  |  | 1057335.6133 | 679763.7336
2831 | 3043708.444 | 4739995.2666 | 0 |  |  | 1696286.8226 | 0 | 118 | 3897357.0987 | 3547681.6425 | 727247.336 |  |  | 1057335.6133 | 679763.7336
2832 | 2879868.558 | 4184069.8958 | 0 |  |  | 1304201.3378 | 0 | 118 | 3897357.0987 | 3547681.6425 | 727247.336 |  |  | 1057335.6133 | 679763.7336
2833 | 2810104.199 | 3598885.295 | 0 |  |  | 788781.096 | 0 | 119 | 3410490.061 | 3163654.2482 | 650485.3568 |  |  | 1136003.777 | 732354.233
2834 | 2795504.389 | 2896663.774 | 0 |  |  | 101159.385 | 0 | 119 | 3410490.061 | 3163654.2482 | 650485.3568 |  |  | 1136003.777 | 732354.233
2835 | 2833983.854 | 2106664.5629 | 0 |  |  | 0 | 727319.2911 | 119 | 3410490.061 | 3163654.2482 | 650485.3568 |  |  | 1136003.777 | 732354.233
2836 | 2887950.284 | 1111850.7416 | 0 |  |  | 0 | 1776099.5424 | 119 | 3410490.061 | 3163654.2482 | 650485.3568 |  |  | 1136003.777 | 732354.233
2837 | 3051098.353 | 409629.2206 | 19552.5796 |  |  | 0 | 2621916.5528 | 119 | 3410490.061 | 3163654.2482 | 650485.3568 |  |  | 1136003.777 | 732354.233
2838 | 3351530.9 | 87777.6901 | 282426.1499 |  |  | 0 | 2981327.06 | 119 | 3410490.061 | 3163654.2482 | 650485.3568 |  |  | 1136003.777 | 732354.233
2839 | 3659637.971 | 0 | 725617.9544 |  |  | 0 | 2934020.0166 | 119 | 3410490.061 | 3163654.2482 | 650485.3568 |  |  | 1136003.777 | 732354.233
2840 | 3812293.043 | 0 | 1190534.8473 |  |  | 0 | 2621758.1957 | 119 | 3410490.061 | 3163654.2482 | 650485.3568 |  |  | 1136003.777 | 732354.233
2841 | 3921645.492 | 351110.7605 | 1564206.3688 |  |  | 0 | 2006328.3628 | 119 | 3410490.061 | 3163654.2482 | 650485.3568 |  |  | 1136003.777 | 732354.233
2842 | 3896751.706 | 819258.4411 | 1820562.4125 |  |  | 0 | 1256930.8523 | 119 | 3410490.061 | 3163654.2482 | 650485.3568 |  |  | 1136003.777 | 732354.233
2843 | 3817567.271 | 1228887.6617 | 1937877.8902 |  |  | 0 | 650801.7191 | 119 | 3410490.061 | 3163654.2482 | 650485.3568 |  |  | 1136003.777 | 732354.233
2844 | 3680197.859 | 1843331.4926 | 1944395.4167 |  |  | 107529.0503 | 0 | 119 | 3410490.061 | 3163654.2482 | 650485.3568 |  |  | 1136003.777 | 732354.233
2845 | 3588837.458 | 2545553.0136 | 1820562.4125 |  |  | 777277.9681 | 0 | 119 | 3410490.061 | 3163654.2482 | 650485.3568 |  |  | 1136003.777 | 732354.233
2846 | 3525585.341 | 3189256.0745 | 1570723.8953 |  |  | 1234394.6287 | 0 | 119 | 3410490.061 | 3163654.2482 | 650485.3568 |  |  | 1136003.777 | 732354.233
2847 | 3583031.588 | 3862218.3654 | 1238330.0419 |  |  | 1517516.8193 | 0 | 119 | 3410490.061 | 3163654.2482 | 650485.3568 |  |  | 1136003.777 | 732354.233
2848 | 3810746.142 | 5442216.7876 | 866831.0294 |  |  | 2498301.675 | 0 | 119 | 3410490.061 | 3163654.2482 | 650485.3568 |  |  | 1136003.777 | 732354.233
2849 | 3847514.358 | 6934437.5197 | 486641.9814 |  |  | 3573565.1431 | 0 | 119 | 3410490.061 | 3163654.2482 | 650485.3568 |  |  | 1136003.777 | 732354.233
2850 | 3677824.508 | 7431844.4304 | 143385.5838 |  |  | 3897405.5062 | 0 | 119 | 3410490.061 | 3163654.2482 | 650485.3568 |  |  | 1136003.777 | 732354.233
2851 | 3540635.288 | 6144438.3086 | 0 |  |  | 2603803.0206 | 0 | 119 | 3410490.061 | 3163654.2482 | 650485.3568 |  |  | 1136003.777 | 732354.233
2852 | 3538525.608 | 6758882.1394 | 0 |  |  | 3220356.5314 | 0 | 119 | 3410490.061 | 3163654.2482 | 650485.3568 |  |  | 1136003.777 | 732354.233
2853 | 3355351.012 | 6583326.7592 | 0 |  |  | 3227975.7472 | 0 | 119 | 3410490.061 | 3163654.2482 | 650485.3568 |  |  | 1136003.777 | 732354.233
2854 | 3120681.794 | 5383698.3275 | 0 |  |  | 2263016.5335 | 0 | 119 | 3410490.061 | 3163654.2482 | 650485.3568 |  |  | 1136003.777 | 732354.233
2855 | 2932614.103 | 4154810.6658 | 0 |  |  | 1222196.5628 | 0 | 119 | 3410490.061 | 3163654.2482 | 650485.3568 |  |  | 1136003.777 | 732354.233
2856 | 2812148.943 | 3042959.9243 | 0 |  |  | 230810.9813 | 0 | 119 | 3410490.061 | 3163654.2482 | 650485.3568 |  |  | 1136003.777 | 732354.233
2857 | 2766444.621 | 2165183.023 | 0 |  |  | 0 | 601261.598 | 120 | 3302783.9632 | 2057899.1795 | 626406.7171 |  |  | 413664.8206 | 1032142.8871
2858 | 2762067.414 | 1375183.8119 | 0 |  |  | 0 | 1386883.6021 | 120 | 3302783.9632 | 2057899.1795 | 626406.7171 |  |  | 413664.8206 | 1032142.8871
2859 | 2790219.531 | 760739.9811 | 0 |  |  | 0 | 2029479.5499 | 120 | 3302783.9632 | 2057899.1795 | 626406.7171 |  |  | 413664.8206 | 1032142.8871
2860 | 2807856.724 | 438888.4506 | 0 |  |  | 0 | 2368968.2734 | 120 | 3302783.9632 | 2057899.1795 | 626406.7171 |  |  | 413664.8206 | 1032142.8871
2861 | 2906247.414 | 204814.6103 | 36932.6504 |  |  | 0 | 2664500.1533 | 120 | 3302783.9632 | 2057899.1795 | 626406.7171 |  |  | 413664.8206 | 1032142.8871
2862 | 3134583.545 | 117036.9202 | 256356.0438 |  |  | 0 | 2761190.5811 | 120 | 3302783.9632 | 2057899.1795 | 626406.7171 |  |  | 413664.8206 | 1032142.8871
2863 | 3403802.07 | 29259.23 | 742998.0252 |  |  | 0 | 2631544.8148 | 120 | 3302783.9632 | 2057899.1795 | 626406.7171 |  |  | 413664.8206 | 1032142.8871
2864 | 3561277.98 | 0 | 1255710.1127 |  |  | 0 | 2305567.8673 | 120 | 3302783.9632 | 2057899.1795 | 626406.7171 |  |  | 413664.8206 | 1032142.8871
2865 | 3610370.274 | 0 | 1640244.1783 |  |  | 0 | 1970126.0957 | 120 | 3302783.9632 | 2057899.1795 | 626406.7171 |  |  | 413664.8206 | 1032142.8871
2866 | 3586082.001 | 87777.6901 | 1903117.7487 |  |  | 0 | 1595186.5622 | 120 | 3302783.9632 | 2057899.1795 | 626406.7171 |  |  | 413664.8206 | 1032142.8871
2867 | 3528781.047 | 497406.9107 | 2037813.2971 |  |  | 0 | 993560.8392 | 120 | 3302783.9632 | 2057899.1795 | 626406.7171 |  |  | 413664.8206 | 1032142.8871
2868 | 3489263.558 | 1345924.5819 | 1979155.5582 |  |  | 0 | 164183.4179 | 120 | 3302783.9632 | 2057899.1795 | 626406.7171 |  |  | 413664.8206 | 1032142.8871
2869 | 3449064.875 | 2487034.5535 | 1670659.3022 |  |  | 708628.9807 | 0 | 120 | 3302783.9632 | 2057899.1795 | 626406.7171 |  |  | 413664.8206 | 1032142.8871
2870 | 3420925.65 | 3598885.295 | 1323057.8869 |  |  | 1501017.5319 | 0 | 120 | 3302783.9632 | 2057899.1795 | 626406.7171 |  |  | 413664.8206 | 1032142.8871
2871 | 3494077.698 | 4447402.9662 | 979801.4893 |  |  | 1933126.7575 | 0 | 120 | 3302783.9632 | 2057899.1795 | 626406.7171 |  |  | 413664.8206 | 1032142.8871
2872 | 3788786.158 | 5061846.7971 | 649580.1448 |  |  | 1922640.7839 | 0 | 120 | 3302783.9632 | 2057899.1795 | 626406.7171 |  |  | 413664.8206 | 1032142.8871
2873 | 3837677.041 | 5266661.4074 | 406259.1541 |  |  | 1835243.5205 | 0 | 120 | 3302783.9632 | 2057899.1795 | 626406.7171 |  |  | 413664.8206 | 1032142.8871
2874 | 3674121.911 | 5061846.7971 | 149903.1103 |  |  | 1537627.9964 | 0 | 120 | 3302783.9632 | 2057899.1795 | 626406.7171 |  |  | 413664.8206 | 1032142.8871
2875 | 3535847.852 | 3891477.5954 | 2172.5088 |  |  | 357802.2523 | 0 | 120 | 3302783.9632 | 2057899.1795 | 626406.7171 |  |  | 413664.8206 | 1032142.8871
2876 | 3525535.884 | 3657403.7551 | 0 |  |  | 131867.8711 | 0 | 120 | 3302783.9632 | 2057899.1795 | 626406.7171 |  |  | 413664.8206 | 1032142.8871
2877 | 3335820.168 | 2925923.0041 | 0 |  |  | 0 | 409897.1639 | 120 | 3302783.9632 | 2057899.1795 | 626406.7171 |  |  | 413664.8206 | 1032142.8871
2878 | 3091209.623 | 2399256.8634 | 0 |  |  | 0 | 691952.7596 | 120 | 3302783.9632 | 2057899.1795 | 626406.7171 |  |  | 413664.8206 | 1032142.8871
2879 | 2939612.085 | 1931109.1827 | 0 |  |  | 0 | 1008502.9023 | 120 | 3302783.9632 | 2057899.1795 | 626406.7171 |  |  | 413664.8206 | 1032142.8871
2880 | 2827139.993 | 1638516.8823 | 0 |  |  | 0 | 1188623.1107 | 120 | 3302783.9632 | 2057899.1795 | 626406.7171 |  |  | 413664.8206 | 1032142.8871
2881 | 2797200.769 | 1404443.042 | 0 |  |  | 0 | 1392757.727 | 121 | 3737239.6004 | 1426387.4645 | 699547.8482 |  |  | 127398.113 | 1738702.4006
2882 | 2816692.489 | 1228887.6617 | 0 |  |  | 0 | 1587804.8273 | 121 | 3737239.6004 | 1426387.4645 | 699547.8482 |  |  | 127398.113 | 1738702.4006
2883 | 2938495.211 | 994813.8214 | 0 |  |  | 0 | 1943681.3896 | 121 | 3737239.6004 | 1426387.4645 | 699547.8482 |  |  | 127398.113 | 1738702.4006
2884 | 3091261.139 | 789999.2111 | 0 |  |  | 0 | 2301261.9279 | 121 | 3737239.6004 | 1426387.4645 | 699547.8482 |  |  | 127398.113 | 1738702.4006
2885 | 3530872.743 | 702221.521 | 34760.1415 |  |  | 0 | 2793891.0805 | 121 | 3737239.6004 | 1426387.4645 | 699547.8482 |  |  | 127398.113 | 1738702.4006
2886 | 4064312.426 | 819258.4411 | 267218.588 |  |  | 0 | 2977835.3969 | 121 | 3737239.6004 | 1426387.4645 | 699547.8482 |  |  | 127398.113 | 1738702.4006
2887 | 4318867.508 | 877776.9012 | 732135.4809 |  |  | 0 | 2708955.1258 | 121 | 3737239.6004 | 1426387.4645 | 699547.8482 |  |  | 127398.113 | 1738702.4006
2888 | 4402024.021 | 351110.7605 | 1164464.7412 |  |  | 0 | 2886448.5193 | 121 | 3737239.6004 | 1426387.4645 | 699547.8482 |  |  | 127398.113 | 1738702.4006
2889 | 4500305.834 | 29259.23 | 1540308.7715 |  |  | 0 | 2930737.8325 | 121 | 3737239.6004 | 1426387.4645 | 699547.8482 |  |  | 127398.113 | 1738702.4006
2890 | 4371530.3 | 0 | 1835769.9744 |  |  | 0 | 2535760.3256 | 121 | 3737239.6004 | 1426387.4645 | 699547.8482 |  |  | 127398.113 | 1738702.4006
2891 | 4305749.944 | 0 | 1961775.4875 |  |  | 0 | 2343974.4565 | 121 | 3737239.6004 | 1426387.4645 | 699547.8482 |  |  | 127398.113 | 1738702.4006
2892 | 4240047.584 | 0 | 2013915.6998 |  |  | 0 | 2226131.8842 | 121 | 3737239.6004 | 1426387.4645 | 699547.8482 |  |  | 127398.113 | 1738702.4006
2893 | 4170670.461 | 0 | 2020433.2263 |  |  | 0 | 2150237.2347 | 121 | 3737239.6004 | 1426387.4645 | 699547.8482 |  |  | 127398.113 | 1738702.4006
2894 | 4075132.809 | 117036.9202 | 1898772.731 |  |  | 0 | 2059323.1579 | 121 | 3737239.6004 | 1426387.4645 | 699547.8482 |  |  | 127398.113 | 1738702.4006
2895 | 4134443.467 | 497406.9107 | 1570723.8953 |  |  | 0 | 2066312.661 | 121 | 3737239.6004 | 1426387.4645 | 699547.8482 |  |  | 127398.113 | 1738702.4006
2896 | 4191676.206 | 1141109.9716 | 1068874.352 |  |  | 0 | 1981691.8824 | 121 | 3737239.6004 | 1426387.4645 | 699547.8482 |  |  | 127398.113 | 1738702.4006
2897 | 4075329.589 | 1843331.4926 | 523574.6318 |  |  | 0 | 1708423.4647 | 121 | 3737239.6004 | 1426387.4645 | 699547.8482 |  |  | 127398.113 | 1738702.4006
2898 | 3856165.433 | 2516293.7835 | 154248.128 |  |  | 0 | 1185623.5215 | 121 | 3737239.6004 | 1426387.4645 | 699547.8482 |  |  | 127398.113 | 1738702.4006
2899 | 3685025.115 | 2691849.1638 | 2172.5088 |  |  | 0 | 991003.4424 | 121 | 3737239.6004 | 1426387.4645 | 699547.8482 |  |  | 127398.113 | 1738702.4006
2900 | 3664711.513 | 3072219.1543 | 0 |  |  | 0 | 592492.3587 | 121 | 3737239.6004 | 1426387.4645 | 699547.8482 |  |  | 127398.113 | 1738702.4006
2901 | 3436728.552 | 3072219.1543 | 0 |  |  | 0 | 364509.3977 | 121 | 3737239.6004 | 1426387.4645 | 699547.8482 |  |  | 127398.113 | 1738702.4006
2902 | 3155925.118 | 3335552.2247 | 0 |  |  | 179627.1067 | 0 | 121 | 3737239.6004 | 1426387.4645 | 699547.8482 |  |  | 127398.113 | 1738702.4006
2903 | 2984373.861 | 3949996.0555 | 0 |  |  | 965622.1945 | 0 | 121 | 3737239.6004 | 1426387.4645 | 699547.8482 |  |  | 127398.113 | 1738702.4006
2904 | 2886208.317 | 4798513.7267 | 0 |  |  | 1912305.4097 | 0 | 121 | 3737239.6004 | 1426387.4645 | 699547.8482 |  |  | 127398.113 | 1738702.4006
2905 | 2863348.9 | 5412957.5576 | 0 |  |  | 2549608.6576 | 0 | 122 | 3900619.7216 | 8967954.0075 | 386978.1381 |  |  | 5454312.424 | 0
2906 | 2882019.582 | 6056660.6185 | 0 |  |  | 3174641.0365 | 0 | 122 | 3900619.7216 | 8967954.0075 | 386978.1381 |  |  | 5454312.424 | 0
2907 | 2987639.905 | 7724436.7308 | 0 |  |  | 4736796.8258 | 0 | 122 | 3900619.7216 | 8967954.0075 | 386978.1381 |  |  | 5454312.424 | 0
2908 | 3168069.943 | 7870732.881 | 0 |  |  | 4702662.938 | 0 | 122 | 3900619.7216 | 8967954.0075 | 386978.1381 |  |  | 5454312.424 | 0
2909 | 3690146.372 | 6729622.9094 | 17380.0708 |  |  | 3056856.6082 | 0 | 122 | 3900619.7216 | 8967954.0075 | 386978.1381 |  |  | 5454312.424 | 0
2910 | 4269372.611 | 6905178.2897 | 95590.3892 |  |  | 2731396.0679 | 0 | 122 | 3900619.7216 | 8967954.0075 | 386978.1381 |  |  | 5454312.424 | 0
2911 | 4475694.86 | 6407771.379 | 228113.4288 |  |  | 2160189.9477 | 0 | 122 | 3900619.7216 | 8967954.0075 | 386978.1381 |  |  | 5454312.424 | 0
2912 | 4480122.725 | 7197770.5901 | 399741.6276 |  |  | 3117389.4926 | 0 | 122 | 3900619.7216 | 8967954.0075 | 386978.1381 |  |  | 5454312.424 | 0
2913 | 4537870.008 | 7197770.5901 | 582232.3706 |  |  | 3242132.9527 | 0 | 122 | 3900619.7216 | 8967954.0075 | 386978.1381 |  |  | 5454312.424 | 0
2914 | 4635994.309 | 6027401.3884 | 812518.3082 |  |  | 2203925.3876 | 0 | 122 | 3900619.7216 | 8967954.0075 | 386978.1381 |  |  | 5454312.424 | 0
2915 | 4612348.527 | 6319993.6888 | 1018906.6485 |  |  | 2726551.8104 | 0 | 122 | 3900619.7216 | 8967954.0075 | 386978.1381 |  |  | 5454312.424 | 0
2916 | 4538868.357 | 8075547.4913 | 1168809.7589 |  |  | 4705488.8932 | 0 | 122 | 3900619.7216 | 8967954.0075 | 386978.1381 |  |  | 5454312.424 | 0
2917 | 4451838.4 | 10299248.9744 | 1327402.9046 |  |  | 7174813.479 | 0 | 122 | 3900619.7216 | 8967954.0075 | 386978.1381 |  |  | 5454312.424 | 0
2918 | 4298249.715 | 12171839.697 | 1270917.6746 |  |  | 9144507.6566 | 0 | 122 | 3900619.7216 | 8967954.0075 | 386978.1381 |  |  | 5454312.424 | 0
2919 | 4270671.617 | 13605541.969 | 990664.0335 |  |  | 10325534.3856 | 0 | 122 | 3900619.7216 | 8967954.0075 | 386978.1381 |  |  | 5454312.424 | 0
2920 | 4505664.012 | 13283690.4386 | 751688.0605 |  |  | 9529714.4871 | 0 | 122 | 3900619.7216 | 8967954.0075 | 386978.1381 |  |  | 5454312.424 | 0
2921 | 4364182.828 | 12171839.697 | 441019.2956 |  |  | 8248676.1646 | 0 | 122 | 3900619.7216 | 8967954.0075 | 386978.1381 |  |  | 5454312.424 | 0
2922 | 4081329.926 | 11147766.6456 | 180318.2342 |  |  | 7246754.9538 | 0 | 122 | 3900619.7216 | 8967954.0075 | 386978.1381 |  |  | 5454312.424 | 0
2923 | 3891354.375 | 8397399.0217 | 2172.5088 |  |  | 4508217.1556 | 0 | 122 | 3900619.7216 | 8967954.0075 | 386978.1381 |  |  | 5454312.424 | 0
2924 | 3846063.734 | 8836287.4724 | 0 |  |  | 4990223.7384 | 0 | 122 | 3900619.7216 | 8967954.0075 | 386978.1381 |  |  | 5454312.424 | 0
2925 | 3565784.289 | 9889619.7538 | 0 |  |  | 6323835.4648 | 0 | 122 | 3900619.7216 | 8967954.0075 | 386978.1381 |  |  | 5454312.424 | 0
2926 | 3232235.158 | 10942952.0353 | 0 |  |  | 7710716.8773 | 0 | 122 | 3900619.7216 | 8967954.0075 | 386978.1381 |  |  | 5454312.424 | 0
2927 | 3030431.653 | 11411099.7159 | 0 |  |  | 8380668.0629 | 0 | 122 | 3900619.7216 | 8967954.0075 | 386978.1381 |  |  | 5454312.424 | 0
2928 | 2935571.513 | 11147766.6456 | 0 |  |  | 8212195.1326 | 0 | 122 | 3900619.7216 | 8967954.0075 | 386978.1381 |  |  | 5454312.424 | 0
2929 | 2886923.217 | 10299248.9744 | 0 |  |  | 7412325.7574 | 0 | 123 | 3868175.5544 | 6763758.6778 | 741549.6859 |  |  | 3637132.8093 | 0
2930 | 2903559.401 | 9070361.3127 | 0 |  |  | 6166801.9117 | 0 | 123 | 3868175.5544 | 6763758.6778 | 741549.6859 |  |  | 3637132.8093 | 0
2931 | 2981706.677 | 7665918.2707 | 0 |  |  | 4684211.5937 | 0 | 123 | 3868175.5544 | 6763758.6778 | 741549.6859 |  |  | 3637132.8093 | 0
2932 | 3141163.767 | 6407771.379 | 0 |  |  | 3266607.612 | 0 | 123 | 3868175.5544 | 6763758.6778 | 741549.6859 |  |  | 3637132.8093 | 0
2933 | 3707746.222 | 6027401.3884 | 8690.0354 |  |  | 2328345.2018 | 0 | 123 | 3868175.5544 | 6763758.6778 | 741549.6859 |  |  | 3637132.8093 | 0
2934 | 4283132.633 | 6378512.1489 | 330221.3445 |  |  | 2425600.8604 | 0 | 123 | 3868175.5544 | 6763758.6778 | 741549.6859 |  |  | 3637132.8093 | 0
2935 | 4488696.322 | 5998142.1584 | 849450.9586 |  |  | 2358896.795 | 0 | 123 | 3868175.5544 | 6763758.6778 | 741549.6859 |  |  | 3637132.8093 | 0
2936 | 4519385.43 | 6729622.9094 | 1346955.4842 |  |  | 3557192.9636 | 0 | 123 | 3868175.5544 | 6763758.6778 | 741549.6859 |  |  | 3637132.8093 | 0
2937 | 4540752.751 | 6758882.1394 | 1740179.5852 |  |  | 3958308.9737 | 0 | 123 | 3868175.5544 | 6763758.6778 | 741549.6859 |  |  | 3637132.8093 | 0
2938 | 4523683.84 | 5910364.4683 | 1994363.1202 |  |  | 3381043.7484 | 0 | 123 | 3868175.5544 | 6763758.6778 | 741549.6859 |  |  | 3637132.8093 | 0
2939 | 4499983.711 | 4739995.2666 | 2144266.2305 |  |  | 2384277.7861 | 0 | 123 | 3868175.5544 | 6763758.6778 | 741549.6859 |  |  | 3637132.8093 | 0
2940 | 4486808.882 | 3628144.5251 | 2163818.8101 |  |  | 1305154.4532 | 0 | 123 | 3868175.5544 | 6763758.6778 | 741549.6859 |  |  | 3637132.8093 | 0
2941 | 4352761.641 | 3130737.6144 | 2074745.9474 |  |  | 852721.9208 | 0 | 123 | 3868175.5544 | 6763758.6778 | 741549.6859 |  |  | 3637132.8093 | 0
2942 | 4208837.235 | 3159996.8444 | 1850977.5364 |  |  | 802137.1458 | 0 | 123 | 3868175.5544 | 6763758.6778 | 741549.6859 |  |  | 3637132.8093 | 0
2943 | 4236087.928 | 3511107.6049 | 1525101.2095 |  |  | 800120.8864 | 0 | 123 | 3868175.5544 | 6763758.6778 | 741549.6859 |  |  | 3637132.8093 | 0
2944 | 4365020.132 | 3979255.2856 | 1055839.2989 |  |  | 670074.4525 | 0 | 123 | 3868175.5544 | 6763758.6778 | 741549.6859 |  |  | 3637132.8093 | 0
2945 | 4243574.582 | 4622958.3465 | 543127.2114 |  |  | 922510.9758 | 0 | 123 | 3868175.5544 | 6763758.6778 | 741549.6859 |  |  | 3637132.8093 | 0
2946 | 4040767.848 | 5471476.0176 | 162938.1634 |  |  | 1593646.3331 | 0 | 123 | 3868175.5544 | 6763758.6778 | 741549.6859 |  |  | 3637132.8093 | 0
2947 | 3855486.303 | 5588512.9378 | 6517.5265 |  |  | 1739544.1613 | 0 | 123 | 3868175.5544 | 6763758.6778 | 741549.6859 |  |  | 3637132.8093 | 0
2948 | 3825132.379 | 8017029.0312 | 0 |  |  | 4191896.6522 | 0 | 123 | 3868175.5544 | 6763758.6778 | 741549.6859 |  |  | 3637132.8093 | 0
2949 | 3549526.451 | 10240730.5143 | 0 |  |  | 6691204.0633 | 0 | 123 | 3868175.5544 | 6763758.6778 | 741549.6859 |  |  | 3637132.8093 | 0
2950 | 3245696.771 | 11703692.0164 | 0 |  |  | 8457995.2454 | 0 | 123 | 3868175.5544 | 6763758.6778 | 741549.6859 |  |  | 3637132.8093 | 0
2951 | 3024698.505 | 11937765.8567 | 0 |  |  | 8913067.3517 | 0 | 123 | 3868175.5544 | 6763758.6778 | 741549.6859 |  |  | 3637132.8093 | 0
2952 | 2925080.677 | 11352581.2559 | 0 |  |  | 8427500.5789 | 0 | 123 | 3868175.5544 | 6763758.6778 | 741549.6859 |  |  | 3637132.8093 | 0
2953 | 2893386.253 | 10094434.3641 | 0 |  |  | 7201048.1111 | 0 | 124 | 3909392.7734 | 2638207.242 | 684430.8075 |  |  | 998645.966 | 1585400.6898
2954 | 2905320.792 | 8602213.632 | 0 |  |  | 5696892.84 | 0 | 124 | 3909392.7734 | 2638207.242 | 684430.8075 |  |  | 998645.966 | 1585400.6898
2955 | 3026934.322 | 7373325.9703 | 0 |  |  | 4346391.6483 | 0 | 124 | 3909392.7734 | 2638207.242 | 684430.8075 |  |  | 998645.966 | 1585400.6898
2956 | 3198439.451 | 6115179.0785 | 0 |  |  | 2916739.6275 | 0 | 124 | 3909392.7734 | 2638207.242 | 684430.8075 |  |  | 998645.966 | 1585400.6898
2957 | 3716277.491 | 5266661.4074 | 49967.7034 |  |  | 1600351.6198 | 0 | 124 | 3909392.7734 | 2638207.242 | 684430.8075 |  |  | 998645.966 | 1585400.6898
2958 | 4282418.285 | 4739995.2666 | 286771.1676 |  |  | 744348.1492 | 0 | 124 | 3909392.7734 | 2638207.242 | 684430.8075 |  |  | 998645.966 | 1585400.6898
2959 | 4516422.923 | 3072219.1543 | 732135.4809 |  |  | 0 | 712068.2878 | 124 | 3909392.7734 | 2638207.242 | 684430.8075 |  |  | 998645.966 | 1585400.6898
2960 | 4596281.087 | 1521479.9621 | 1218777.4623 |  |  | 0 | 1856023.6626 | 124 | 3909392.7734 | 2638207.242 | 684430.8075 |  |  | 998645.966 | 1585400.6898
2961 | 4666214.856 | 1053332.2815 | 1620691.5987 |  |  | 0 | 1992190.9758 | 124 | 3909392.7734 | 2638207.242 | 684430.8075 |  |  | 998645.966 | 1585400.6898
2962 | 4596671.396 | 351110.7605 | 1866185.0983 |  |  | 0 | 2379375.5372 | 124 | 3909392.7734 | 2638207.242 | 684430.8075 |  |  | 998645.966 | 1585400.6898
2963 | 4514718.776 | 29259.23 | 2059538.3855 |  |  | 0 | 2425921.1604 | 124 | 3909392.7734 | 2638207.242 | 684430.8075 |  |  | 998645.966 | 1585400.6898
2964 | 4540995.68 | 0 | 2076918.4563 |  |  | 0 | 2464077.2237 | 124 | 3909392.7734 | 2638207.242 | 684430.8075 |  |  | 998645.966 | 1585400.6898
2965 | 4431064.151 | 0 | 2000880.6467 |  |  | 0 | 2430183.5043 | 124 | 3909392.7734 | 2638207.242 | 684430.8075 |  |  | 998645.966 | 1585400.6898
2966 | 4255413.284 | 0 | 1766249.6914 |  |  | 0 | 2489163.5926 | 124 | 3909392.7734 | 2638207.242 | 684430.8075 |  |  | 998645.966 | 1585400.6898
2967 | 4201509.805 | 29259.23 | 1353473.0107 |  |  | 0 | 2818777.5642 | 124 | 3909392.7734 | 2638207.242 | 684430.8075 |  |  | 998645.966 | 1585400.6898
2968 | 4412095.789 | 146296.1502 | 821208.3436 |  |  | 0 | 3444591.2952 | 124 | 3909392.7734 | 2638207.242 | 684430.8075 |  |  | 998645.966 | 1585400.6898
2969 | 4305187.157 | 351110.7605 | 410604.1718 |  |  | 0 | 3543472.2247 | 124 | 3909392.7734 | 2638207.242 | 684430.8075 |  |  | 998645.966 | 1585400.6898
2970 | 4099391.719 | 585184.6008 | 154248.128 |  |  | 0 | 3359958.9902 | 124 | 3909392.7734 | 2638207.242 | 684430.8075 |  |  | 998645.966 | 1585400.6898
2971 | 3909317.687 | 1141109.9716 | 8690.0354 |  |  | 0 | 2759517.68 | 124 | 3909392.7734 | 2638207.242 | 684430.8075 |  |  | 998645.966 | 1585400.6898
2972 | 3811797.469 | 1462961.502 | 0 |  |  | 0 | 2348835.967 | 124 | 3909392.7734 | 2638207.242 | 684430.8075 |  |  | 998645.966 | 1585400.6898
2973 | 3587425.602 | 1609257.6522 | 0 |  |  | 0 | 1978167.9498 | 124 | 3909392.7734 | 2638207.242 | 684430.8075 |  |  | 998645.966 | 1585400.6898
2974 | 3300251.654 | 2252960.7131 | 0 |  |  | 0 | 1047290.9409 | 124 | 3909392.7734 | 2638207.242 | 684430.8075 |  |  | 998645.966 | 1585400.6898
2975 | 3079545.067 | 3306292.9946 | 0 |  |  | 226747.9276 | 0 | 124 | 3909392.7734 | 2638207.242 | 684430.8075 |  |  | 998645.966 | 1585400.6898
2976 | 2978345.866 | 4213329.1259 | 0 |  |  | 1234983.2599 | 0 | 124 | 3909392.7734 | 2638207.242 | 684430.8075 |  |  | 998645.966 | 1585400.6898
2977 | 2924907.234 | 4330366.0461 | 0 |  |  | 1405458.8121 | 0 | 125 | 3786805.5668 | 1736047.6491 | 162395.0362 |  |  | 114620.2734 | 2002983.1549
2978 | 2931763.859 | 3862218.3654 | 0 |  |  | 930454.5064 | 0 | 125 | 3786805.5668 | 1736047.6491 | 162395.0362 |  |  | 114620.2734 | 2002983.1549
2979 | 3017616.729 | 3159996.8444 | 0 |  |  | 142380.1154 | 0 | 125 | 3786805.5668 | 1736047.6491 | 162395.0362 |  |  | 114620.2734 | 2002983.1549
2980 | 3147561.763 | 2691849.1638 | 0 |  |  | 0 | 455712.5992 | 125 | 3786805.5668 | 1736047.6491 | 162395.0362 |  |  | 114620.2734 | 2002983.1549
2981 | 3698780.378 | 2545553.0136 | 49967.7034 |  |  | 0 | 1103259.661 | 125 | 3786805.5668 | 1736047.6491 | 162395.0362 |  |  | 114620.2734 | 2002983.1549
2982 | 4263184.701 | 2516293.7835 | 182490.743 |  |  | 0 | 1564400.1745 | 125 | 3786805.5668 | 1736047.6491 | 162395.0362 |  |  | 114620.2734 | 2002983.1549
2983 | 4480712.965 | 1931109.1827 | 330221.3445 |  |  | 0 | 2219382.4378 | 125 | 3786805.5668 | 1736047.6491 | 162395.0362 |  |  | 114620.2734 | 2002983.1549
2984 | 4496744.717 | 819258.4411 | 369326.5037 |  |  | 0 | 3308159.7721 | 125 | 3786805.5668 | 1736047.6491 | 162395.0362 |  |  | 114620.2734 | 2002983.1549
2985 | 4563026.274 | 351110.7605 | 399741.6276 |  |  | 0 | 3812173.8859 | 125 | 3786805.5668 | 1736047.6491 | 162395.0362 |  |  | 114620.2734 | 2002983.1549
2986 | 4527450.206 | 204814.6103 | 373671.5214 |  |  | 0 | 3948964.0743 | 125 | 3786805.5668 | 1736047.6491 | 162395.0362 |  |  | 114620.2734 | 2002983.1549
2987 | 4384499.962 | 234073.8403 | 312841.2738 |  |  | 0 | 3837584.8479 | 125 | 3786805.5668 | 1736047.6491 | 162395.0362 |  |  | 114620.2734 | 2002983.1549
2988 | 4289600.782 | 263333.0704 | 312841.2738 |  |  | 0 | 3713426.4379 | 125 | 3786805.5668 | 1736047.6491 | 162395.0362 |  |  | 114620.2734 | 2002983.1549
2989 | 4135263.743 | 321851.5304 | 358463.9595 |  |  | 0 | 3454948.253 | 125 | 3786805.5668 | 1736047.6491 | 162395.0362 |  |  | 114620.2734 | 2002983.1549
2990 | 3998295.892 | 497406.9107 | 360636.4684 |  |  | 0 | 3140252.513 | 125 | 3786805.5668 | 1736047.6491 | 162395.0362 |  |  | 114620.2734 | 2002983.1549
2991 | 4023078.881 | 848517.6712 | 330221.3445 |  |  | 0 | 2844339.8653 | 125 | 3786805.5668 | 1736047.6491 | 162395.0362 |  |  | 114620.2734 | 2002983.1549
2992 | 4246901.8 | 1141109.9716 | 249838.5172 |  |  | 0 | 2855953.3112 | 125 | 3786805.5668 | 1736047.6491 | 162395.0362 |  |  | 114620.2734 | 2002983.1549
2993 | 4203189.995 | 1316665.3518 | 182490.743 |  |  | 0 | 2704033.9001 | 125 | 3786805.5668 | 1736047.6491 | 162395.0362 |  |  | 114620.2734 | 2002983.1549
2994 | 3933171.152 | 1550739.1922 | 78210.3184 |  |  | 0 | 2304221.6414 | 125 | 3786805.5668 | 1736047.6491 | 162395.0362 |  |  | 114620.2734 | 2002983.1549
2995 | 3707034.39 | 1697035.3424 | 6517.5265 |  |  | 0 | 2003481.5211 | 125 | 3786805.5668 | 1736047.6491 | 162395.0362 |  |  | 114620.2734 | 2002983.1549
2996 | 3624329.247 | 1901849.9527 | 0 |  |  | 0 | 1722479.2943 | 125 | 3786805.5668 | 1736047.6491 | 162395.0362 |  |  | 114620.2734 | 2002983.1549
2997 | 3402911.834 | 1814072.2625 | 0 |  |  | 0 | 1588839.5715 | 125 | 3786805.5668 | 1736047.6491 | 162395.0362 |  |  | 114620.2734 | 2002983.1549
2998 | 3150535.656 | 2077405.3329 | 0 |  |  | 0 | 1073130.3231 | 125 | 3786805.5668 | 1736047.6491 | 162395.0362 |  |  | 114620.2734 | 2002983.1549
2999 | 2933145.417 | 2516293.7835 | 0 |  |  | 0 | 416851.6335 | 125 | 3786805.5668 | 1736047.6491 | 162395.0362 |  |  | 114620.2734 | 2002983.1549
3000 | 2799626.026 | 3072219.1543 | 0 |  |  | 272593.1283 | 0 | 125 | 3786805.5668 | 1736047.6491 | 162395.0362 |  |  | 114620.2734 | 2002983.1549
3001 | 2731583.771 | 4008514.5156 | 0 |  |  | 1276930.7446 | 0 | 126 | 3189219.7997 | 3138052.4219 | 212453.2608 |  |  | 727082.2668 | 565796.3837
3002 | 2709838.095 | 5383698.3275 | 0 |  |  | 2673860.2325 | 0 | 126 | 3189219.7997 | 3138052.4219 | 212453.2608 |  |  | 727082.2668 | 565796.3837
3003 | 2727915.769 | 6729622.9094 | 0 |  |  | 4001707.1404 | 0 | 126 | 3189219.7997 | 3138052.4219 | 212453.2608 |  |  | 727082.2668 | 565796.3837
3004 | 2730264.42 | 6027401.3884 | 0 |  |  | 3297136.9684 | 0 | 126 | 3189219.7997 | 3138052.4219 | 212453.2608 |  |  | 727082.2668 | 565796.3837
3005 | 2856240.808 | 4037773.7456 | 34760.1415 |  |  | 1216293.0792 | 0 | 126 | 3189219.7997 | 3138052.4219 | 212453.2608 |  |  | 727082.2668 | 565796.3837
3006 | 3161151.014 | 2340738.4033 | 123833.0042 |  |  | 0 | 696579.6065 | 126 | 3189219.7997 | 3138052.4219 | 212453.2608 |  |  | 727082.2668 | 565796.3837
3007 | 3467832.411 | 1024073.0514 | 219423.3934 |  |  | 0 | 2224335.9662 | 126 | 3189219.7997 | 3138052.4219 | 212453.2608 |  |  | 727082.2668 | 565796.3837
3008 | 3624586.18 | 292592.3004 | 341083.8887 |  |  | 0 | 2990909.9908 | 126 | 3189219.7997 | 3138052.4219 | 212453.2608 |  |  | 727082.2668 | 565796.3837
3009 | 3671056.605 | 468147.6807 | 497504.5256 |  |  | 0 | 2705404.3987 | 126 | 3189219.7997 | 3138052.4219 | 212453.2608 |  |  | 727082.2668 | 565796.3837
3010 | 3607980.511 | 1053332.2815 | 534437.176 |  |  | 0 | 2020211.0535 | 126 | 3189219.7997 | 3138052.4219 | 212453.2608 |  |  | 727082.2668 | 565796.3837
3011 | 3525442.754 | 1609257.6522 | 469261.9106 |  |  | 0 | 1446923.1911 | 126 | 3189219.7997 | 3138052.4219 | 212453.2608 |  |  | 727082.2668 | 565796.3837
3012 | 3458438.196 | 2018886.8728 | 477951.946 |  |  | 0 | 961599.3772 | 126 | 3189219.7997 | 3138052.4219 | 212453.2608 |  |  | 727082.2668 | 565796.3837
3013 | 3358527.9 | 2399256.8634 | 497504.5256 |  |  | 0 | 461766.511 | 126 | 3189219.7997 | 3138052.4219 | 212453.2608 |  |  | 727082.2668 | 565796.3837
3014 | 3289356.281 | 2867404.544 | 482296.9637 |  |  | 60345.2267 | 0 | 126 | 3189219.7997 | 3138052.4219 | 212453.2608 |  |  | 727082.2668 | 565796.3837
3015 | 3302915.827 | 3628144.5251 | 412776.6806 |  |  | 738005.3787 | 0 | 126 | 3189219.7997 | 3138052.4219 | 212453.2608 |  |  | 727082.2668 | 565796.3837
3016 | 3463307.933 | 4154810.6658 | 410604.1718 |  |  | 1102106.9046 | 0 | 126 | 3189219.7997 | 3138052.4219 | 212453.2608 |  |  | 727082.2668 | 565796.3837
3017 | 3519556.059 | 4096292.2057 | 388879.0833 |  |  | 965615.2301 | 0 | 126 | 3189219.7997 | 3138052.4219 | 212453.2608 |  |  | 727082.2668 | 565796.3837
3018 | 3391034.169 | 3920736.8255 | 189008.2696 |  |  | 718710.926 | 0 | 126 | 3189219.7997 | 3138052.4219 | 212453.2608 |  |  | 727082.2668 | 565796.3837
3019 | 3261880.517 | 3628144.5251 | 19552.5796 |  |  | 385816.5877 | 0 | 126 | 3189219.7997 | 3138052.4219 | 212453.2608 |  |  | 727082.2668 | 565796.3837
3020 | 3257856.059 | 3745181.4452 | 0 |  |  | 487325.3862 | 0 | 126 | 3189219.7997 | 3138052.4219 | 212453.2608 |  |  | 727082.2668 | 565796.3837
3021 | 3159706.64 | 3306292.9946 | 0 |  |  | 146586.3546 | 0 | 126 | 3189219.7997 | 3138052.4219 | 212453.2608 |  |  | 727082.2668 | 565796.3837
3022 | 2920952.359 | 3130737.6144 | 0 |  |  | 209785.2554 | 0 | 126 | 3189219.7997 | 3138052.4219 | 212453.2608 |  |  | 727082.2668 | 565796.3837
3023 | 2726914.786 | 2896663.774 | 0 |  |  | 169748.988 | 0 | 126 | 3189219.7997 | 3138052.4219 | 212453.2608 |  |  | 727082.2668 | 565796.3837
3024 | 2616936.128 | 2545553.0136 | 0 |  |  | 0 | 71383.1144 | 126 | 3189219.7997 | 3138052.4219 | 212453.2608 |  |  | 727082.2668 | 565796.3837
3025 | 2564349.023 | 2487034.5535 | 0 |  |  | 0 | 77314.4695 | 127 | 3144568.253 | 885091.7087 | 440747.732 |  |  | 7692.2924 | 1826421.1045
3026 | 2552351.999 | 2633330.7037 | 0 |  |  | 80978.7047 | 0 | 127 | 3144568.253 | 885091.7087 | 440747.732 |  |  | 7692.2924 | 1826421.1045
3027 | 2588212.852 | 2691849.1638 | 0 |  |  | 103636.3118 | 0 | 127 | 3144568.253 | 885091.7087 | 440747.732 |  |  | 7692.2924 | 1826421.1045
3028 | 2569305.087 | 1960368.4127 | 0 |  |  | 0 | 608936.6743 | 127 | 3144568.253 | 885091.7087 | 440747.732 |  |  | 7692.2924 | 1826421.1045
3029 | 2686504.413 | 1287406.1218 | 21725.0885 |  |  | 0 | 1377373.2027 | 127 | 3144568.253 | 885091.7087 | 440747.732 |  |  | 7692.2924 | 1826421.1045
3030 | 2931065.472 | 877776.9012 | 84727.845 |  |  | 0 | 1968560.7258 | 127 | 3144568.253 | 885091.7087 | 440747.732 |  |  | 7692.2924 | 1826421.1045
3031 | 3220443.38 | 555925.3708 | 249838.5172 |  |  | 0 | 2414679.492 | 127 | 3144568.253 | 885091.7087 | 440747.732 |  |  | 7692.2924 | 1826421.1045
3032 | 3393499.541 | 321851.5304 | 540954.7025 |  |  | 0 | 2530693.308 | 127 | 3144568.253 | 885091.7087 | 440747.732 |  |  | 7692.2924 | 1826421.1045
3033 | 3440775.917 | 994813.8214 | 762550.6048 |  |  | 0 | 1683411.4908 | 127 | 3144568.253 | 885091.7087 | 440747.732 |  |  | 7692.2924 | 1826421.1045
3034 | 3454833.067 | 1258146.8918 | 1116669.5466 |  |  | 0 | 1080016.6287 | 127 | 3144568.253 | 885091.7087 | 440747.732 |  |  | 7692.2924 | 1826421.1045
3035 | 3435736.563 | 965554.5913 | 1316540.3604 |  |  | 0 | 1153641.6113 | 127 | 3144568.253 | 885091.7087 | 440747.732 |  |  | 7692.2924 | 1826421.1045
3036 | 3393703.49 | 672962.2909 | 1283952.7277 |  |  | 0 | 1436788.4714 | 127 | 3144568.253 | 885091.7087 | 440747.732 |  |  | 7692.2924 | 1826421.1045
3037 | 3324526.836 | 497406.9107 | 1192707.3562 |  |  | 0 | 1634412.5691 | 127 | 3144568.253 | 885091.7087 | 440747.732 |  |  | 7692.2924 | 1826421.1045
3038 | 3264073.237 | 409629.2206 | 1266572.6569 |  |  | 0 | 1587871.3595 | 127 | 3144568.253 | 885091.7087 | 440747.732 |  |  | 7692.2924 | 1826421.1045
3039 | 3340309.456 | 321851.5304 | 1147084.6704 |  |  | 0 | 1871373.2551 | 127 | 3144568.253 | 885091.7087 | 440747.732 |  |  | 7692.2924 | 1826421.1045
3040 | 3601941.088 | 292592.3004 | 860313.5028 |  |  | 0 | 2449035.2848 | 127 | 3144568.253 | 885091.7087 | 440747.732 |  |  | 7692.2924 | 1826421.1045
3041 | 3643831.27 | 263333.0704 | 517057.1052 |  |  | 0 | 2863441.0944 | 127 | 3144568.253 | 885091.7087 | 440747.732 |  |  | 7692.2924 | 1826421.1045
3042 | 3550943.89 | 204814.6103 | 197698.3049 |  |  | 0 | 3148430.9748 | 127 | 3144568.253 | 885091.7087 | 440747.732 |  |  | 7692.2924 | 1826421.1045
3043 | 3458019.864 | 146296.1502 | 19552.5796 |  |  | 0 | 3292171.1342 | 127 | 3144568.253 | 885091.7087 | 440747.732 |  |  | 7692.2924 | 1826421.1045
3044 | 3399962.155 | 87777.6901 | 0 |  |  | 0 | 3312184.4649 | 127 | 3144568.253 | 885091.7087 | 440747.732 |  |  | 7692.2924 | 1826421.1045
3045 | 3191257.561 | 87777.6901 | 0 |  |  | 0 | 3103479.8709 | 127 | 3144568.253 | 885091.7087 | 440747.732 |  |  | 7692.2924 | 1826421.1045
3046 | 2938418.686 | 351110.7605 | 0 |  |  | 0 | 2587307.9255 | 127 | 3144568.253 | 885091.7087 | 440747.732 |  |  | 7692.2924 | 1826421.1045
3047 | 2789035.122 | 789999.2111 | 0 |  |  | 0 | 1999035.9109 | 127 | 3144568.253 | 885091.7087 | 440747.732 |  |  | 7692.2924 | 1826421.1045
3048 | 2736538.102 | 1082591.5115 | 0 |  |  | 0 | 1653946.5905 | 127 | 3144568.253 | 885091.7087 | 440747.732 |  |  | 7692.2924 | 1826421.1045
3049 | 2756966.058 | 1375183.8119 | 0 |  |  | 0 | 1381782.2461 | 128 | 3835496.845 | 1883562.9339 | 320988.1819 |  |  | 0 | 1630945.7292
3050 | 2801809.785 | 1726294.5724 | 0 |  |  | 0 | 1075515.2126 | 128 | 3835496.845 | 1883562.9339 | 320988.1819 |  |  | 0 | 1630945.7292
3051 | 2871267.233 | 2018886.8728 | 0 |  |  | 0 | 852380.3602 | 128 | 3835496.845 | 1883562.9339 | 320988.1819 |  |  | 0 | 1630945.7292
3052 | 3033031.363 | 2135923.793 | 0 |  |  | 0 | 897107.57 | 128 | 3835496.845 | 1883562.9339 | 320988.1819 |  |  | 0 | 1630945.7292
3053 | 3598825.401 | 2048146.1029 | 65175.2654 |  |  | 0 | 1485504.0328 | 128 | 3835496.845 | 1883562.9339 | 320988.1819 |  |  | 0 | 1630945.7292
3054 | 4201868.917 | 1872590.7226 | 182490.743 |  |  | 0 | 2146787.4514 | 128 | 3835496.845 | 1883562.9339 | 320988.1819 |  |  | 0 | 1630945.7292
3055 | 4491049.767 | 1579998.4222 | 295461.203 |  |  | 0 | 2615590.1418 | 128 | 3835496.845 | 1883562.9339 | 320988.1819 |  |  | 0 | 1630945.7292
3056 | 4525427.839 | 1609257.6522 | 447536.8222 |  |  | 0 | 2468633.3646 | 128 | 3835496.845 | 1883562.9339 | 320988.1819 |  |  | 0 | 1630945.7292
3057 | 4622810.306 | 2428516.0934 | 749515.5517 |  |  | 0 | 1444778.6609 | 128 | 3835496.845 | 1883562.9339 | 320988.1819 |  |  | 0 | 1630945.7292
3058 | 4624921.625 | 3042959.9243 | 673477.7421 |  |  | 0 | 908483.9586 | 128 | 3835496.845 | 1883562.9339 | 320988.1819 |  |  | 0 | 1630945.7292
3059 | 4509185.711 | 3277033.7646 | 992836.5424 |  |  | 0 | 239315.404 | 128 | 3835496.845 | 1883562.9339 | 320988.1819 |  |  | 0 | 1630945.7292
3060 | 4453085.198 | 3101478.3843 | 960248.9097 |  |  | 0 | 391357.904 | 128 | 3835496.845 | 1883562.9339 | 320988.1819 |  |  | 0 | 1630945.7292
3061 | 4340263.689 | 2867404.544 | 875521.0647 |  |  | 0 | 597338.0803 | 128 | 3835496.845 | 1883562.9339 | 320988.1819 |  |  | 0 | 1630945.7292
3062 | 4171571.244 | 2604071.4736 | 649580.1448 |  |  | 0 | 917919.6256 | 128 | 3835496.845 | 1883562.9339 | 320988.1819 |  |  | 0 | 1630945.7292
3063 | 4080637.552 | 2399256.8634 | 693030.3217 |  |  | 0 | 988350.3669 | 128 | 3835496.845 | 1883562.9339 | 320988.1819 |  |  | 0 | 1630945.7292
3064 | 4294817.257 | 2282219.9432 | 501849.5433 |  |  | 0 | 1510747.7705 | 128 | 3835496.845 | 1883562.9339 | 320988.1819 |  |  | 0 | 1630945.7292
3065 | 4229075.802 | 2165183.023 | 410604.1718 |  |  | 0 | 1653288.6072 | 128 | 3835496.845 | 1883562.9339 | 320988.1819 |  |  | 0 | 1630945.7292
3066 | 4034635.724 | 2165183.023 | 184663.2519 |  |  | 0 | 1684789.4491 | 128 | 3835496.845 | 1883562.9339 | 320988.1819 |  |  | 0 | 1630945.7292
3067 | 3843608.711 | 2048146.1029 | 21725.0885 |  |  | 0 | 1773737.5197 | 128 | 3835496.845 | 1883562.9339 | 320988.1819 |  |  | 0 | 1630945.7292
3068 | 3762429.811 | 1404443.042 | 0 |  |  | 0 | 2357986.769 | 128 | 3835496.845 | 1883562.9339 | 320988.1819 |  |  | 0 | 1630945.7292
3069 | 3577632.791 | 585184.6008 | 0 |  |  | 0 | 2992448.1902 | 128 | 3835496.845 | 1883562.9339 | 320988.1819 |  |  | 0 | 1630945.7292
3070 | 3251999.417 | 204814.6103 | 0 |  |  | 0 | 3047184.8067 | 128 | 3835496.845 | 1883562.9339 | 320988.1819 |  |  | 0 | 1630945.7292
3071 | 3035117.301 | 146296.1502 | 0 |  |  | 0 | 2888821.1508 | 128 | 3835496.845 | 1883562.9339 | 320988.1819 |  |  | 0 | 1630945.7292
3072 | 2939885.778 | 117036.9202 | 0 |  |  | 0 | 2822848.8578 | 128 | 3835496.845 | 1883562.9339 | 320988.1819 |  |  | 0 | 1630945.7292
3073 | 2915850.113 | 117036.9202 | 0 |  |  | 0 | 2798813.1928 | 129 | 3912286.3576 | 1375183.8119 | 332484.3746 |  |  | 0 | 2204618.1711
3074 | 2944488.664 | 234073.8403 | 0 |  |  | 0 | 2710414.8237 | 129 | 3912286.3576 | 1375183.8119 | 332484.3746 |  |  | 0 | 2204618.1711
3075 | 3029136.739 | 731480.751 | 0 |  |  | 0 | 2297655.988 | 129 | 3912286.3576 | 1375183.8119 | 332484.3746 |  |  | 0 | 2204618.1711
3076 | 3184382.839 | 1287406.1218 | 0 |  |  | 0 | 1896976.7172 | 129 | 3912286.3576 | 1375183.8119 | 332484.3746 |  |  | 0 | 2204618.1711
3077 | 3703706.374 | 2018886.8728 | 65175.2654 |  |  | 0 | 1619644.2358 | 129 | 3912286.3576 | 1375183.8119 | 332484.3746 |  |  | 0 | 2204618.1711
3078 | 4205590.916 | 2896663.774 | 278081.1322 |  |  | 0 | 1030846.0097 | 129 | 3912286.3576 | 1375183.8119 | 332484.3746 |  |  | 0 | 2204618.1711
3079 | 4455966.857 | 2633330.7037 | 601784.9502 |  |  | 0 | 1220851.2031 | 129 | 3912286.3576 | 1375183.8119 | 332484.3746 |  |  | 0 | 2204618.1711
3080 | 4523134.291 | 2604071.4736 | 923316.2593 |  |  | 0 | 995746.558 | 129 | 3912286.3576 | 1375183.8119 | 332484.3746 |  |  | 0 | 2204618.1711
3081 | 4605403.484 | 2808886.0839 | 1170982.2677 |  |  | 0 | 625535.1324 | 129 | 3912286.3576 | 1375183.8119 | 332484.3746 |  |  | 0 | 2204618.1711
3082 | 4557523.347 | 2779626.8539 | 1168809.7589 |  |  | 0 | 609086.7342 | 129 | 3912286.3576 | 1375183.8119 | 332484.3746 |  |  | 0 | 2204618.1711
3083 | 4472288.799 | 2106664.5629 | 953731.3832 |  |  | 0 | 1411892.8529 | 129 | 3912286.3576 | 1375183.8119 | 332484.3746 |  |  | 0 | 2204618.1711
3084 | 4469103.582 | 1199628.4317 | 777758.1667 |  |  | 0 | 2491716.9836 | 129 | 3912286.3576 | 1375183.8119 | 332484.3746 |  |  | 0 | 2204618.1711
3085 | 4395495.045 | 497406.9107 | 454054.3487 |  |  | 0 | 3444033.7856 | 129 | 3912286.3576 | 1375183.8119 | 332484.3746 |  |  | 0 | 2204618.1711
3086 | 4270799.524 | 146296.1502 | 297633.7118 |  |  | 0 | 3826869.662 | 129 | 3912286.3576 | 1375183.8119 | 332484.3746 |  |  | 0 | 2204618.1711
3087 | 4255975.565 | 29259.23 | 358463.9595 |  |  | 0 | 3868252.3755 | 129 | 3912286.3576 | 1375183.8119 | 332484.3746 |  |  | 0 | 2204618.1711
3088 | 4520888.638 | 29259.23 | 334566.3622 |  |  | 0 | 4157063.0458 | 129 | 3912286.3576 | 1375183.8119 | 332484.3746 |  |  | 0 | 2204618.1711
3089 | 4386284.745 | 58518.4601 | 378016.5391 |  |  | 0 | 3949749.7458 | 129 | 3912286.3576 | 1375183.8119 | 332484.3746 |  |  | 0 | 2204618.1711
3090 | 4173186.565 | 204814.6103 | 191180.7784 |  |  | 0 | 3777191.1763 | 129 | 3912286.3576 | 1375183.8119 | 332484.3746 |  |  | 0 | 2204618.1711
3091 | 3975100.57 | 643703.0609 | 26070.1061 |  |  | 0 | 3305327.403 | 129 | 3912286.3576 | 1375183.8119 | 332484.3746 |  |  | 0 | 2204618.1711
3092 | 3870644.453 | 1258146.8918 | 0 |  |  | 0 | 2612497.5612 | 129 | 3912286.3576 | 1375183.8119 | 332484.3746 |  |  | 0 | 2204618.1711
3093 | 3624653.712 | 1550739.1922 | 0 |  |  | 0 | 2073914.5198 | 129 | 3912286.3576 | 1375183.8119 | 332484.3746 |  |  | 0 | 2204618.1711
3094 | 3289483.399 | 1901849.9527 | 0 |  |  | 0 | 1387633.4463 | 129 | 3912286.3576 | 1375183.8119 | 332484.3746 |  |  | 0 | 2204618.1711
3095 | 3102657.191 | 2369997.6333 | 0 |  |  | 0 | 732659.5577 | 129 | 3912286.3576 | 1375183.8119 | 332484.3746 |  |  | 0 | 2204618.1711
3096 | 2963127.17 | 2896663.774 | 0 |  |  | 0 | 66463.396 | 129 | 3912286.3576 | 1375183.8119 | 332484.3746 |  |  | 0 | 2204618.1711
3097 | 2923248.044 | 3101478.3843 | 0 |  |  | 178230.3403 | 0 | 130 | 3992008.2849 | 3536709.4312 | 432419.7815 |  |  | 1129525.0792 | 1152404.1514
3098 | 2949906.252 | 2808886.0839 | 0 |  |  | 0 | 141020.1681 | 130 | 3992008.2849 | 3536709.4312 | 432419.7815 |  |  | 1129525.0792 | 1152404.1514
3099 | 3018059.295 | 2223701.4831 | 0 |  |  | 0 | 794357.8119 | 130 | 3992008.2849 | 3536709.4312 | 432419.7815 |  |  | 1129525.0792 | 1152404.1514
3100 | 3197520.632 | 1901849.9527 | 0 |  |  | 0 | 1295670.6793 | 130 | 3992008.2849 | 3536709.4312 | 432419.7815 |  |  | 1129525.0792 | 1152404.1514
3101 | 3773247.581 | 1931109.1827 | 65175.2654 |  |  | 0 | 1776963.1329 | 130 | 3992008.2849 | 3536709.4312 | 432419.7815 |  |  | 1129525.0792 | 1152404.1514
3102 | 4340041.352 | 2165183.023 | 230285.9376 |  |  | 0 | 1944572.3914 | 130 | 3992008.2849 | 3536709.4312 | 432419.7815 |  |  | 1129525.0792 | 1152404.1514
3103 | 4560601.847 | 1814072.2625 | 408431.663 |  |  | 0 | 2338097.9215 | 130 | 3992008.2849 | 3536709.4312 | 432419.7815 |  |  | 1129525.0792 | 1152404.1514
3104 | 4584526.998 | 877776.9012 | 636545.0917 |  |  | 0 | 3070205.005 | 130 | 3992008.2849 | 3536709.4312 | 432419.7815 |  |  | 1129525.0792 | 1152404.1514
3105 | 4661773.037 | 380369.9905 | 1055839.2989 |  |  | 0 | 3225563.7476 | 130 | 3992008.2849 | 3536709.4312 | 432419.7815 |  |  | 1129525.0792 | 1152404.1514
3106 | 4655261.219 | 117036.9202 | 1312195.3427 |  |  | 0 | 3226028.9562 | 130 | 3992008.2849 | 3536709.4312 | 432419.7815 |  |  | 1129525.0792 | 1152404.1514
3107 | 4549630.718 | 146296.1502 | 1544653.7891 |  |  | 0 | 2858680.7787 | 130 | 3992008.2849 | 3536709.4312 | 432419.7815 |  |  | 1129525.0792 | 1152404.1514
3108 | 4600524.959 | 468147.6807 | 1562033.8599 |  |  | 0 | 2570343.4184 | 130 | 3992008.2849 | 3536709.4312 | 432419.7815 |  |  | 1129525.0792 | 1152404.1514
3109 | 4549257.026 | 1111850.7416 | 1255710.1127 |  |  | 0 | 2181696.1718 | 130 | 3992008.2849 | 3536709.4312 | 432419.7815 |  |  | 1129525.0792 | 1152404.1514
3110 | 4415155.948 | 2048146.1029 | 753860.5694 |  |  | 0 | 1613149.2758 | 130 | 3992008.2849 | 3536709.4312 | 432419.7815 |  |  | 1129525.0792 | 1152404.1514
3111 | 4380680.904 | 3277033.7646 | 482296.9637 |  |  | 0 | 621350.1757 | 130 | 3992008.2849 | 3536709.4312 | 432419.7815 |  |  | 1129525.0792 | 1152404.1514
3112 | 4643611.083 | 4944809.8769 | 621337.5298 |  |  | 922536.3237 | 0 | 130 | 3992008.2849 | 3536709.4312 | 432419.7815 |  |  | 1129525.0792 | 1152404.1514
3113 | 4531628.489 | 6875919.0596 | 399741.6276 |  |  | 2744032.1982 | 0 | 130 | 3992008.2849 | 3536709.4312 | 432419.7815 |  |  | 1129525.0792 | 1152404.1514
3114 | 4309915.555 | 8689991.3221 | 47795.1946 |  |  | 4427870.9617 | 0 | 130 | 3992008.2849 | 3536709.4312 | 432419.7815 |  |  | 1129525.0792 | 1152404.1514
3115 | 4081181.759 | 8602213.632 | 2172.5088 |  |  | 4523204.3819 | 0 | 130 | 3992008.2849 | 3536709.4312 | 432419.7815 |  |  | 1129525.0792 | 1152404.1514
3116 | 3965272.515 | 8309621.3316 | 0 |  |  | 4344348.8166 | 0 | 130 | 3992008.2849 | 3536709.4312 | 432419.7815 |  |  | 1129525.0792 | 1152404.1514
3117 | 3716528.1 | 7256289.0501 | 0 |  |  | 3539760.9501 | 0 | 130 | 3992008.2849 | 3536709.4312 | 432419.7815 |  |  | 1129525.0792 | 1152404.1514
3118 | 3350793.569 | 5793327.5481 | 0 |  |  | 2442533.9791 | 0 | 130 | 3992008.2849 | 3536709.4312 | 432419.7815 |  |  | 1129525.0792 | 1152404.1514
3119 | 3090738.74 | 5120365.2572 | 0 |  |  | 2029626.5172 | 0 | 130 | 3992008.2849 | 3536709.4312 | 432419.7815 |  |  | 1129525.0792 | 1152404.1514
3120 | 2959093.215 | 4915550.6469 | 0 |  |  | 1956457.4319 | 0 | 130 | 3992008.2849 | 3536709.4312 | 432419.7815 |  |  | 1129525.0792 | 1152404.1514
3121 | 2900201.673 | 4535180.6563 | 0 |  |  | 1634978.9833 | 0 | 131 | 3896204.0643 | 2690630.0292 | 286318.5616 |  |  | 158335.2389 | 1077590.7124
3122 | 2915119.454 | 4096292.2057 | 0 |  |  | 1181172.7517 | 0 | 131 | 3896204.0643 | 2690630.0292 | 286318.5616 |  |  | 158335.2389 | 1077590.7124
3123 | 2981469.311 | 3803699.9053 | 0 |  |  | 822230.5943 | 0 | 131 | 3896204.0643 | 2690630.0292 | 286318.5616 |  |  | 158335.2389 | 1077590.7124
3124 | 3203148.051 | 3364811.4547 | 0 |  |  | 161663.4037 | 0 | 131 | 3896204.0643 | 2690630.0292 | 286318.5616 |  |  | 158335.2389 | 1077590.7124
3125 | 3807087.195 | 2633330.7037 | 58657.7388 |  |  | 0 | 1115098.7525 | 131 | 3896204.0643 | 2690630.0292 | 286318.5616 |  |  | 158335.2389 | 1077590.7124
3126 | 4418472.729 | 1960368.4127 | 149903.1103 |  |  | 0 | 2308201.2059 | 131 | 3896204.0643 | 2690630.0292 | 286318.5616 |  |  | 158335.2389 | 1077590.7124
3127 | 4611306.387 | 1024073.0514 | 295461.203 |  |  | 0 | 3291772.1326 | 131 | 3896204.0643 | 2690630.0292 | 286318.5616 |  |  | 158335.2389 | 1077590.7124
3128 | 4650093.335 | 789999.2111 | 603957.459 |  |  | 0 | 3256136.6648 | 131 | 3896204.0643 | 2690630.0292 | 286318.5616 |  |  | 158335.2389 | 1077590.7124
3129 | 4741630.678 | 2135923.793 | 723445.4455 |  |  | 0 | 1882261.4395 | 131 | 3896204.0643 | 2690630.0292 | 286318.5616 |  |  | 158335.2389 | 1077590.7124
3130 | 4685484.745 | 2721108.3938 | 875521.0647 |  |  | 0 | 1088855.2865 | 131 | 3896204.0643 | 2690630.0292 | 286318.5616 |  |  | 158335.2389 | 1077590.7124
3131 | 4584638.219 | 2896663.774 | 873348.5559 |  |  | 0 | 814625.8891 | 131 | 3896204.0643 | 2690630.0292 | 286318.5616 |  |  | 158335.2389 | 1077590.7124
3132 | 4536579.429 | 2984441.4642 | 840760.9232 |  |  | 0 | 711377.0416 | 131 | 3896204.0643 | 2690630.0292 | 286318.5616 |  |  | 158335.2389 | 1077590.7124
3133 | 4404974.38 | 3072219.1543 | 664787.7067 |  |  | 0 | 667967.519 | 131 | 3896204.0643 | 2690630.0292 | 286318.5616 |  |  | 158335.2389 | 1077590.7124
3134 | 4194123.11 | 3189256.0745 | 477951.946 |  |  | 0 | 526915.0895 | 131 | 3896204.0643 | 2690630.0292 | 286318.5616 |  |  | 158335.2389 | 1077590.7124
3135 | 4135757.369 | 3159996.8444 | 514884.5964 |  |  | 0 | 460875.9282 | 131 | 3896204.0643 | 2690630.0292 | 286318.5616 |  |  | 158335.2389 | 1077590.7124
3136 | 4229436.908 | 3335552.2247 | 317186.2914 |  |  | 0 | 576698.3919 | 131 | 3896204.0643 | 2690630.0292 | 286318.5616 |  |  | 158335.2389 | 1077590.7124
3137 | 4185272.76 | 3130737.6144 | 304151.2384 |  |  | 0 | 750383.9073 | 131 | 3896204.0643 | 2690630.0292 | 286318.5616 |  |  | 158335.2389 | 1077590.7124
3138 | 4019523.775 | 2896663.774 | 145558.0926 |  |  | 0 | 977301.9083 | 131 | 3896204.0643 | 2690630.0292 | 286318.5616 |  |  | 158335.2389 | 1077590.7124
3139 | 3812396.476 | 2984441.4642 | 26070.1061 |  |  | 0 | 801884.9057 | 131 | 3896204.0643 | 2690630.0292 | 286318.5616 |  |  | 158335.2389 | 1077590.7124
3140 | 3697186.948 | 3540366.8349 | 0 |  |  | 0 | 156820.1131 | 131 | 3896204.0643 | 2690630.0292 | 286318.5616 |  |  | 158335.2389 | 1077590.7124
3141 | 3571556.389 | 3130737.6144 | 0 |  |  | 0 | 440818.7746 | 131 | 3896204.0643 | 2690630.0292 | 286318.5616 |  |  | 158335.2389 | 1077590.7124
3142 | 3289235.184 | 1755553.8025 | 0 |  |  | 0 | 1533681.3815 | 131 | 3896204.0643 | 2690630.0292 | 286318.5616 |  |  | 158335.2389 | 1077590.7124
3143 | 3041421.403 | 819258.4411 | 0 |  |  | 0 | 2222162.9619 | 131 | 3896204.0643 | 2690630.0292 | 286318.5616 |  |  | 158335.2389 | 1077590.7124
3144 | 2892781.636 | 614443.8309 | 0 |  |  | 0 | 2278337.8051 | 131 | 3896204.0643 | 2690630.0292 | 286318.5616 |  |  | 158335.2389 | 1077590.7124
3145 | 2817053.605 | 555925.3708 | 0 |  |  | 0 | 2261128.2342 | 132 | 3325727.026 | 6908835.6934 | 453420.7003 |  |  | 4254590.0425 | 218060.6748
3146 | 2798758.939 | 731480.751 | 0 |  |  | 0 | 2067278.188 | 132 | 3325727.026 | 6908835.6934 | 453420.7003 |  |  | 4254590.0425 | 218060.6748
3147 | 2806899.725 | 1901849.9527 | 0 |  |  | 0 | 905049.7723 | 132 | 3325727.026 | 6908835.6934 | 453420.7003 |  |  | 4254590.0425 | 218060.6748
3148 | 2789054.193 | 3481848.3749 | 0 |  |  | 692794.1819 | 0 | 132 | 3325727.026 | 6908835.6934 | 453420.7003 |  |  | 4254590.0425 | 218060.6748
3149 | 3005577.924 | 4769254.4967 | 47795.1946 |  |  | 1811471.7673 | 0 | 132 | 3325727.026 | 6908835.6934 | 453420.7003 |  |  | 4254590.0425 | 218060.6748
3150 | 3294045.075 | 5559253.7078 | 212905.8669 |  |  | 2478114.4996 | 0 | 132 | 3325727.026 | 6908835.6934 | 453420.7003 |  |  | 4254590.0425 | 218060.6748
3151 | 3552261.726 | 5061846.7971 | 532264.6671 |  |  | 2041849.7382 | 0 | 132 | 3325727.026 | 6908835.6934 | 453420.7003 |  |  | 4254590.0425 | 218060.6748
3152 | 3710174.585 | 3949996.0555 | 992836.5424 |  |  | 1232658.0129 | 0 | 132 | 3325727.026 | 6908835.6934 | 453420.7003 |  |  | 4254590.0425 | 218060.6748
3153 | 3770975.545 | 3364811.4547 | 1323057.8869 |  |  | 916893.7966 | 0 | 132 | 3325727.026 | 6908835.6934 | 453420.7003 |  |  | 4254590.0425 | 218060.6748
3154 | 3748994.771 | 3306292.9946 | 1677176.8287 |  |  | 1234475.0523 | 0 | 132 | 3325727.026 | 6908835.6934 | 453420.7003 |  |  | 4254590.0425 | 218060.6748
3155 | 3697104.509 | 3598885.295 | 1666314.2845 |  |  | 1568095.0705 | 0 | 132 | 3325727.026 | 6908835.6934 | 453420.7003 |  |  | 4254590.0425 | 218060.6748
3156 | 3618925.918 | 4681476.8065 | 1412130.7496 |  |  | 2474681.6381 | 0 | 132 | 3325727.026 | 6908835.6934 | 453420.7003 |  |  | 4254590.0425 | 218060.6748
3157 | 3536145.54 | 6466289.839 | 912453.7151 |  |  | 3842598.0141 | 0 | 132 | 3325727.026 | 6908835.6934 | 453420.7003 |  |  | 4254590.0425 | 218060.6748
3158 | 3457644.837 | 8543695.1719 | 621337.5298 |  |  | 5707387.8648 | 0 | 132 | 3325727.026 | 6908835.6934 | 453420.7003 |  |  | 4254590.0425 | 218060.6748
3159 | 3496738.54 | 10474804.3546 | 482296.9637 |  |  | 7460362.7783 | 0 | 132 | 3325727.026 | 6908835.6934 | 453420.7003 |  |  | 4254590.0425 | 218060.6748
3160 | 3707890.932 | 12903320.448 | 436674.2779 |  |  | 9632103.794 | 0 | 132 | 3325727.026 | 6908835.6934 | 453420.7003 |  |  | 4254590.0425 | 218060.6748
3161 | 3723083.441 | 14951466.5509 | 345428.9064 |  |  | 11573812.0163 | 0 | 132 | 3325727.026 | 6908835.6934 | 453420.7003 |  |  | 4254590.0425 | 218060.6748
3162 | 3559784.978 | 15653688.0719 | 189008.2696 |  |  | 12282911.3634 | 0 | 132 | 3325727.026 | 6908835.6934 | 453420.7003 |  |  | 4254590.0425 | 218060.6748
3163 | 3420232.872 | 11996284.3168 | 30415.1238 |  |  | 8606466.5686 | 0 | 132 | 3325727.026 | 6908835.6934 | 453420.7003 |  |  | 4254590.0425 | 218060.6748
3164 | 3393440.985 | 11147766.6456 | 0 |  |  | 7754325.6606 | 0 | 132 | 3325727.026 | 6908835.6934 | 453420.7003 |  |  | 4254590.0425 | 218060.6748
3165 | 3269014.672 | 10152952.8242 | 0 |  |  | 6883938.1522 | 0 | 132 | 3325727.026 | 6908835.6934 | 453420.7003 |  |  | 4254590.0425 | 218060.6748
3166 | 3037023.76 | 8924065.1625 | 0 |  |  | 5887041.4025 | 0 | 132 | 3325727.026 | 6908835.6934 | 453420.7003 |  |  | 4254590.0425 | 218060.6748
3167 | 2866567.944 | 7519622.1205 | 0 |  |  | 4653054.1765 | 0 | 132 | 3325727.026 | 6908835.6934 | 453420.7003 |  |  | 4254590.0425 | 218060.6748
3168 | 2740053.607 | 6115179.0785 | 0 |  |  | 3375125.4715 | 0 | 132 | 3325727.026 | 6908835.6934 | 453420.7003 |  |  | 4254590.0425 | 218060.6748
3169 | 2690203.338 | 5061846.7971 | 0 |  |  | 2371643.4591 | 0 | 133 | 3179496.203 | 4725365.6516 | 600065.0474 |  |  | 2526428.0673 | 380493.5714
3170 | 2657888.767 | 3979255.2856 | 0 |  |  | 1321366.5186 | 0 | 133 | 3179496.203 | 4725365.6516 | 600065.0474 |  |  | 2526428.0673 | 380493.5714
3171 | 2673309.654 | 3218515.3045 | 0 |  |  | 545205.6505 | 0 | 133 | 3179496.203 | 4725365.6516 | 600065.0474 |  |  | 2526428.0673 | 380493.5714
3172 | 2648264.701 | 2750367.6238 | 0 |  |  | 102102.9228 | 0 | 133 | 3179496.203 | 4725365.6516 | 600065.0474 |  |  | 2526428.0673 | 380493.5714
3173 | 2776353.029 | 2487034.5535 | 76037.8096 |  |  | 0 | 213280.6659 | 133 | 3179496.203 | 4725365.6516 | 600065.0474 |  |  | 2526428.0673 | 380493.5714
3174 | 3005075.449 | 2428516.0934 | 249838.5172 |  |  | 0 | 326720.8384 | 133 | 3179496.203 | 4725365.6516 | 600065.0474 |  |  | 2526428.0673 | 380493.5714
3175 | 3331687.938 | 1814072.2625 | 562679.791 |  |  | 0 | 954935.8845 | 133 | 3179496.203 | 4725365.6516 | 600065.0474 |  |  | 2526428.0673 | 380493.5714
3176 | 3526268.837 | 1726294.5724 | 1092771.9493 |  |  | 0 | 707202.3153 | 133 | 3179496.203 | 4725365.6516 | 600065.0474 |  |  | 2526428.0673 | 380493.5714
3177 | 3589585.405 | 1550739.1922 | 1436028.3469 |  |  | 0 | 602817.866 | 133 | 3179496.203 | 4725365.6516 | 600065.0474 |  |  | 2526428.0673 | 380493.5714
3178 | 3543666.5 | 1316665.3518 | 1572896.4041 |  |  | 0 | 654104.744 | 133 | 3179496.203 | 4725365.6516 | 600065.0474 |  |  | 2526428.0673 | 380493.5714
3179 | 3477159.158 | 1287406.1218 | 1670659.3022 |  |  | 0 | 519093.734 | 133 | 3179496.203 | 4725365.6516 | 600065.0474 |  |  | 2526428.0673 | 380493.5714
3180 | 3436296.92 | 1404443.042 | 1638071.6695 |  |  | 0 | 393782.2085 | 133 | 3179496.203 | 4725365.6516 | 600065.0474 |  |  | 2526428.0673 | 380493.5714
3181 | 3376920.327 | 1521479.9621 | 1544653.7891 |  |  | 0 | 310786.5757 | 133 | 3179496.203 | 4725365.6516 | 600065.0474 |  |  | 2526428.0673 | 380493.5714
3182 | 3322150.172 | 1579998.4222 | 1568551.3864 |  |  | 0 | 173600.3633 | 133 | 3179496.203 | 4725365.6516 | 600065.0474 |  |  | 2526428.0673 | 380493.5714
3183 | 3410631.9 | 1609257.6522 | 1270917.6746 |  |  | 0 | 530456.5731 | 133 | 3179496.203 | 4725365.6516 | 600065.0474 |  |  | 2526428.0673 | 380493.5714
3184 | 3596389.465 | 1521479.9621 | 932006.2947 |  |  | 0 | 1142903.2082 | 133 | 3179496.203 | 4725365.6516 | 600065.0474 |  |  | 2526428.0673 | 380493.5714
3185 | 3646751.839 | 1638516.8823 | 549644.7379 |  |  | 0 | 1458590.2188 | 133 | 3179496.203 | 4725365.6516 | 600065.0474 |  |  | 2526428.0673 | 380493.5714
3186 | 3488055.159 | 2135923.793 | 208560.8492 |  |  | 0 | 1143570.5168 | 133 | 3179496.203 | 4725365.6516 | 600065.0474 |  |  | 2526428.0673 | 380493.5714
3187 | 3305645.702 | 3774440.6753 | 28242.615 |  |  | 497037.5883 | 0 | 133 | 3179496.203 | 4725365.6516 | 600065.0474 |  |  | 2526428.0673 | 380493.5714
3188 | 3287493.89 | 8046288.2612 | 0 |  |  | 4758794.3712 | 0 | 133 | 3179496.203 | 4725365.6516 | 600065.0474 |  |  | 2526428.0673 | 380493.5714
3189 | 3176311.142 | 12171839.697 | 0 |  |  | 8995528.555 | 0 | 133 | 3179496.203 | 4725365.6516 | 600065.0474 |  |  | 2526428.0673 | 380493.5714
3190 | 2974208.524 | 15244058.8513 | 0 |  |  | 12269850.3273 | 0 | 133 | 3179496.203 | 4725365.6516 | 600065.0474 |  |  | 2526428.0673 | 380493.5714
3191 | 2770948.247 | 17058131.1138 | 0 |  |  | 14287182.8668 | 0 | 133 | 3179496.203 | 4725365.6516 | 600065.0474 |  |  | 2526428.0673 | 380493.5714
3192 | 2596642.809 | 18082204.1653 | 0 |  |  | 15485561.3563 | 0 | 133 | 3179496.203 | 4725365.6516 | 600065.0474 |  |  | 2526428.0673 | 380493.5714
3193 | 2525521.103 | 18608870.306 | 0 |  |  | 16083349.203 | 0 | 134 | 3085010.1218 | 6526027.4337 | 315828.4734 |  |  | 4553427.9335 | 796582.1482
3194 | 2525444.417 | 18228500.3155 | 0 |  |  | 15703055.8985 | 0 | 134 | 3085010.1218 | 6526027.4337 | 315828.4734 |  |  | 4553427.9335 | 796582.1482
3195 | 2530339.165 | 16589983.4332 | 0 |  |  | 14059644.2682 | 0 | 134 | 3085010.1218 | 6526027.4337 | 315828.4734 |  |  | 4553427.9335 | 796582.1482
3196 | 2510199.916 | 14278504.26 | 0 |  |  | 11768304.344 | 0 | 134 | 3085010.1218 | 6526027.4337 | 315828.4734 |  |  | 4553427.9335 | 796582.1482
3197 | 2602215.785 | 12171839.697 | 58657.7388 |  |  | 9628281.6508 | 0 | 134 | 3085010.1218 | 6526027.4337 | 315828.4734 |  |  | 4553427.9335 | 796582.1482
3198 | 2858046.345 | 10094434.3641 | 210733.358 |  |  | 7447121.3771 | 0 | 134 | 3085010.1218 | 6526027.4337 | 315828.4734 |  |  | 4553427.9335 | 796582.1482
3199 | 3150827.054 | 9099620.5427 | 432329.2603 |  |  | 6381122.749 | 0 | 134 | 3085010.1218 | 6526027.4337 | 315828.4734 |  |  | 4553427.9335 | 796582.1482
3200 | 3338289.238 | 8017029.0312 | 673477.7421 |  |  | 5352217.5353 | 0 | 134 | 3085010.1218 | 6526027.4337 | 315828.4734 |  |  | 4553427.9335 | 796582.1482
3201 | 3425719.571 | 5910364.4683 | 764723.1136 |  |  | 3249368.0109 | 0 | 134 | 3085010.1218 | 6526027.4337 | 315828.4734 |  |  | 4553427.9335 | 796582.1482
3202 | 3413066.016 | 4301106.816 | 827725.8701 |  |  | 1715766.6701 | 0 | 134 | 3085010.1218 | 6526027.4337 | 315828.4734 |  |  | 4553427.9335 | 796582.1482
3203 | 3341014.597 | 3042959.9243 | 756033.0782 |  |  | 457978.4055 | 0 | 134 | 3085010.1218 | 6526027.4337 | 315828.4734 |  |  | 4553427.9335 | 796582.1482
3204 | 3290304.084 | 1931109.1827 | 936351.3124 |  |  | 0 | 422843.5889 | 134 | 3085010.1218 | 6526027.4337 | 315828.4734 |  |  | 4553427.9335 | 796582.1482
3205 | 3240246.634 | 1024073.0514 | 808173.2905 |  |  | 0 | 1408000.292 | 134 | 3085010.1218 | 6526027.4337 | 315828.4734 |  |  | 4553427.9335 | 796582.1482
3206 | 3229770.776 | 438888.4506 | 649580.1448 |  |  | 0 | 2141302.1806 | 134 | 3085010.1218 | 6526027.4337 | 315828.4734 |  |  | 4553427.9335 | 796582.1482
3207 | 3283336.87 | 146296.1502 | 512712.0875 |  |  | 0 | 2624328.6323 | 134 | 3085010.1218 | 6526027.4337 | 315828.4734 |  |  | 4553427.9335 | 796582.1482
3208 | 3541349.99 | 29259.23 | 410604.1718 |  |  | 0 | 3101486.5882 | 134 | 3085010.1218 | 6526027.4337 | 315828.4734 |  |  | 4553427.9335 | 796582.1482
3209 | 3555478.405 | 0 | 315013.7826 |  |  | 0 | 3240464.6224 | 134 | 3085010.1218 | 6526027.4337 | 315828.4734 |  |  | 4553427.9335 | 796582.1482
3210 | 3453998.141 | 29259.23 | 184663.2519 |  |  | 0 | 3240075.6591 | 134 | 3085010.1218 | 6526027.4337 | 315828.4734 |  |  | 4553427.9335 | 796582.1482
3211 | 3350413.6 | 585184.6008 | 39105.1592 |  |  | 0 | 2726123.84 | 134 | 3085010.1218 | 6526027.4337 | 315828.4734 |  |  | 4553427.9335 | 796582.1482
3212 | 3285565.308 | 3072219.1543 | 0 |  |  | 0 | 213346.1537 | 134 | 3085010.1218 | 6526027.4337 | 315828.4734 |  |  | 4553427.9335 | 796582.1482
3213 | 3189905.25 | 5851846.0082 | 0 |  |  | 2661940.7582 | 0 | 134 | 3085010.1218 | 6526027.4337 | 315828.4734 |  |  | 4553427.9335 | 796582.1482
3214 | 2944401.34 | 7168511.36 | 0 |  |  | 4224110.02 | 0 | 134 | 3085010.1218 | 6526027.4337 | 315828.4734 |  |  | 4553427.9335 | 796582.1482
3215 | 2794043.467 | 7753695.9608 | 0 |  |  | 4959652.4938 | 0 | 134 | 3085010.1218 | 6526027.4337 | 315828.4734 |  |  | 4553427.9335 | 796582.1482
3216 | 2660745.852 | 8251102.8715 | 0 |  |  | 5590357.0195 | 0 | 134 | 3085010.1218 | 6526027.4337 | 315828.4734 |  |  | 4553427.9335 | 796582.1482
3217 | 2613343.754 | 8602213.632 | 0 |  |  | 5988869.878 | 0 | 135 | 3717423.2367 | 5783574.4714 | 670852.6272 |  |  | 3357052.2966 | 620048.4347
3218 | 2625731.689 | 8748509.7822 | 0 |  |  | 6122778.0932 | 0 | 135 | 3717423.2367 | 5783574.4714 | 670852.6272 |  |  | 3357052.2966 | 620048.4347
3219 | 2687951.134 | 8836287.4724 | 0 |  |  | 6148336.3384 | 0 | 135 | 3717423.2367 | 5783574.4714 | 670852.6272 |  |  | 3357052.2966 | 620048.4347
3220 | 2879880.876 | 8543695.1719 | 0 |  |  | 5663814.2959 | 0 | 135 | 3717423.2367 | 5783574.4714 | 670852.6272 |  |  | 3357052.2966 | 620048.4347
3221 | 3479575.261 | 8251102.8715 | 84727.845 |  |  | 4856255.4555 | 0 | 135 | 3717423.2367 | 5783574.4714 | 670852.6272 |  |  | 3357052.2966 | 620048.4347
3222 | 4087265.886 | 7724436.7308 | 306323.7472 |  |  | 3943494.592 | 0 | 135 | 3717423.2367 | 5783574.4714 | 670852.6272 |  |  | 3357052.2966 | 620048.4347
3223 | 4382814.1 | 6846659.8296 | 656097.6713 |  |  | 3119943.4009 | 0 | 135 | 3717423.2367 | 5783574.4714 | 670852.6272 |  |  | 3357052.2966 | 620048.4347
3224 | 4414333.551 | 7109992.8999 | 1207914.9181 |  |  | 3903574.267 | 0 | 135 | 3717423.2367 | 5783574.4714 | 670852.6272 |  |  | 3357052.2966 | 620048.4347
3225 | 4467433.112 | 6524808.2991 | 1607656.5457 |  |  | 3665031.7328 | 0 | 135 | 3717423.2367 | 5783574.4714 | 670852.6272 |  |  | 3357052.2966 | 620048.4347
3226 | 4427154.851 | 5442216.7876 | 1831424.9567 |  |  | 2846486.8934 | 0 | 135 | 3717423.2367 | 5783574.4714 | 670852.6272 |  |  | 3357052.2966 | 620048.4347
3227 | 4371339.763 | 4096292.2057 | 1907462.7663 |  |  | 1632415.2091 | 0 | 135 | 3717423.2367 | 5783574.4714 | 670852.6272 |  |  | 3357052.2966 | 620048.4347
3228 | 4366802.833 | 2721108.3938 | 1896600.2221 |  |  | 250905.7829 | 0 | 135 | 3717423.2367 | 5783574.4714 | 670852.6272 |  |  | 3357052.2966 | 620048.4347
3229 | 4280643.849 | 1726294.5724 | 1683694.3553 |  |  | 0 | 870654.9213 | 135 | 3717423.2367 | 5783574.4714 | 670852.6272 |  |  | 3357052.2966 | 620048.4347
3230 | 4094507.298 | 1024073.0514 | 1655451.7403 |  |  | 0 | 1414982.5063 | 135 | 3717423.2367 | 5783574.4714 | 670852.6272 |  |  | 3357052.2966 | 620048.4347
3231 | 4029686.706 | 555925.3708 | 1440373.3646 |  |  | 0 | 2033387.9707 | 135 | 3717423.2367 | 5783574.4714 | 670852.6272 |  |  | 3357052.2966 | 620048.4347
3232 | 4215468.708 | 351110.7605 | 1068874.352 |  |  | 0 | 2795483.5955 | 135 | 3717423.2367 | 5783574.4714 | 670852.6272 |  |  | 3357052.2966 | 620048.4347
3233 | 4148058.854 | 380369.9905 | 543127.2114 |  |  | 0 | 3224561.6521 | 135 | 3717423.2367 | 5783574.4714 | 670852.6272 |  |  | 3357052.2966 | 620048.4347
3234 | 3956435.628 | 731480.751 | 210733.358 |  |  | 0 | 3014221.519 | 135 | 3717423.2367 | 5783574.4714 | 670852.6272 |  |  | 3357052.2966 | 620048.4347
3235 | 3780830.98 | 2252960.7131 | 0 |  |  | 0 | 1527870.2669 | 135 | 3717423.2367 | 5783574.4714 | 670852.6272 |  |  | 3357052.2966 | 620048.4347
3236 | 3671121.321 | 5734809.088 | 0 |  |  | 2063687.767 | 0 | 135 | 3717423.2367 | 5783574.4714 | 670852.6272 |  |  | 3357052.2966 | 620048.4347
3237 | 3466376.065 | 8953324.3925 | 0 |  |  | 5486948.3275 | 0 | 135 | 3717423.2367 | 5783574.4714 | 670852.6272 |  |  | 3357052.2966 | 620048.4347
3238 | 3108663.875 | 10562582.0448 | 0 |  |  | 7453918.1698 | 0 | 135 | 3717423.2367 | 5783574.4714 | 670852.6272 |  |  | 3357052.2966 | 620048.4347
3239 | 2889659.958 | 11381840.4859 | 0 |  |  | 8492180.5279 | 0 | 135 | 3717423.2367 | 5783574.4714 | 670852.6272 |  |  | 3357052.2966 | 620048.4347
3240 | 2773077.63 | 11703692.0164 | 0 |  |  | 8930614.3864 | 0 | 135 | 3717423.2367 | 5783574.4714 | 670852.6272 |  |  | 3357052.2966 | 620048.4347
3241 | 2729382.208 | 11703692.0164 | 0 |  |  | 8974309.8084 | 0 | 136 | 3873407.8595 | 7307492.7027 | 713940.7193 |  |  | 4148025.5626 | 0
3242 | 2736364.95 | 11352581.2559 | 0 |  |  | 8616216.3059 | 0 | 136 | 3873407.8595 | 7307492.7027 | 713940.7193 |  |  | 4148025.5626 | 0
3243 | 2812317.497 | 10855174.3452 | 0 |  |  | 8042856.8482 | 0 | 136 | 3873407.8595 | 7307492.7027 | 713940.7193 |  |  | 4148025.5626 | 0
3244 | 3007596.757 | 9772582.8337 | 0 |  |  | 6764986.0767 | 0 | 136 | 3873407.8595 | 7307492.7027 | 713940.7193 |  |  | 4148025.5626 | 0
3245 | 3599831.694 | 8807028.2423 | 73865.3007 |  |  | 5281061.8491 | 0 | 136 | 3873407.8595 | 7307492.7027 | 713940.7193 |  |  | 4148025.5626 | 0
3246 | 4192838.602 | 7753695.9608 | 343256.3976 |  |  | 3904113.7564 | 0 | 136 | 3873407.8595 | 7307492.7027 | 713940.7193 |  |  | 4148025.5626 | 0
3247 | 4462331.901 | 6992955.9798 | 714755.4102 |  |  | 3245379.4889 | 0 | 136 | 3873407.8595 | 7307492.7027 | 713940.7193 |  |  | 4148025.5626 | 0
3248 | 4532348.697 | 6817400.5995 | 1175327.2854 |  |  | 3460379.1879 | 0 | 136 | 3873407.8595 | 7307492.7027 | 713940.7193 |  |  | 4148025.5626 | 0
3249 | 4632306.355 | 6056660.6185 | 1588103.9661 |  |  | 3012458.2295 | 0 | 136 | 3873407.8595 | 7307492.7027 | 713940.7193 |  |  | 4148025.5626 | 0
3250 | 4656150.608 | 5529994.4777 | 1846632.5187 |  |  | 2720476.3884 | 0 | 136 | 3873407.8595 | 7307492.7027 | 713940.7193 |  |  | 4148025.5626 | 0
3251 | 4561179.605 | 4886291.4168 | 2037813.2971 |  |  | 2362925.1089 | 0 | 136 | 3873407.8595 | 7307492.7027 | 713940.7193 |  |  | 4148025.5626 | 0
3252 | 4564411.508 | 4564439.8864 | 2089953.5094 |  |  | 2089981.8877 | 0 | 136 | 3873407.8595 | 7307492.7027 | 713940.7193 |  |  | 4148025.5626 | 0
3253 | 4483875.212 | 4622958.3465 | 2009570.6821 |  |  | 2148653.8165 | 0 | 136 | 3873407.8595 | 7307492.7027 | 713940.7193 |  |  | 4148025.5626 | 0
3254 | 4332299.7 | 4739995.2666 | 1811872.3771 |  |  | 2219567.9438 | 0 | 136 | 3873407.8595 | 7307492.7027 | 713940.7193 |  |  | 4148025.5626 | 0
3255 | 4298872.317 | 4798513.7267 | 1505548.6299 |  |  | 2005190.0396 | 0 | 136 | 3873407.8595 | 7307492.7027 | 713940.7193 |  |  | 4148025.5626 | 0
3256 | 4541487.859 | 4974069.107 | 1088426.9316 |  |  | 1521008.1795 | 0 | 136 | 3873407.8595 | 7307492.7027 | 713940.7193 |  |  | 4148025.5626 | 0
3257 | 4401810.525 | 5383698.3275 | 612647.4944 |  |  | 1594535.297 | 0 | 136 | 3873407.8595 | 7307492.7027 | 713940.7193 |  |  | 4148025.5626 | 0
3258 | 4148918.996 | 6173697.5386 | 210733.358 |  |  | 2235511.9006 | 0 | 136 | 3873407.8595 | 7307492.7027 | 713940.7193 |  |  | 4148025.5626 | 0
3259 | 3922312.079 | 7344066.7403 | 26070.1061 |  |  | 3447824.7674 | 0 | 136 | 3873407.8595 | 7307492.7027 | 713940.7193 |  |  | 4148025.5626 | 0
3260 | 3771847.481 | 9187398.2328 | 0 |  |  | 5415550.7518 | 0 | 136 | 3873407.8595 | 7307492.7027 | 713940.7193 |  |  | 4148025.5626 | 0
3261 | 3521526.574 | 10855174.3452 | 0 |  |  | 7333647.7712 | 0 | 136 | 3873407.8595 | 7307492.7027 | 713940.7193 |  |  | 4148025.5626 | 0
3262 | 3190967.038 | 9772582.8337 | 0 |  |  | 6581615.7957 | 0 | 136 | 3873407.8595 | 7307492.7027 | 713940.7193 |  |  | 4148025.5626 | 0
3263 | 2978695.556 | 7402585.2003 | 0 |  |  | 4423889.6443 | 0 | 136 | 3873407.8595 | 7307492.7027 | 713940.7193 |  |  | 4148025.5626 | 0
3264 | 2882114.908 | 5032587.567 | 0 |  |  | 2150472.659 | 0 | 136 | 3873407.8595 | 7307492.7027 | 713940.7193 |  |  | 4148025.5626 | 0
3265 | 2836282.385 | 3481848.3749 | 0 |  |  | 645565.9899 | 0 | 137 | 3856680.4267 | 4680257.672 | 736389.9774 |  |  | 2168156.0475 | 608188.8248
3266 | 2853671.955 | 2925923.0041 | 0 |  |  | 72251.0491 | 0 | 137 | 3856680.4267 | 4680257.672 | 736389.9774 |  |  | 2168156.0475 | 608188.8248
3267 | 2871342.698 | 3013700.6942 | 0 |  |  | 142357.9962 | 0 | 137 | 3856680.4267 | 4680257.672 | 736389.9774 |  |  | 2168156.0475 | 608188.8248
3268 | 3036803.904 | 3423329.9148 | 0 |  |  | 386526.0108 | 0 | 137 | 3856680.4267 | 4680257.672 | 736389.9774 |  |  | 2168156.0475 | 608188.8248
3269 | 3615912.11 | 3920736.8255 | 67347.7742 |  |  | 372172.4897 | 0 | 137 | 3856680.4267 | 4680257.672 | 736389.9774 |  |  | 2168156.0475 | 608188.8248
3270 | 4223631.008 | 4301106.816 | 362808.9772 |  |  | 440284.7852 | 0 | 137 | 3856680.4267 | 4680257.672 | 736389.9774 |  |  | 2168156.0475 | 608188.8248
3271 | 4457644.183 | 3715922.2152 | 816863.3259 |  |  | 75141.3581 | 0 | 137 | 3856680.4267 | 4680257.672 | 736389.9774 |  |  | 2168156.0475 | 608188.8248
3272 | 4502576.198 | 4739995.2666 | 1277435.2011 |  |  | 1514854.2698 | 0 | 137 | 3856680.4267 | 4680257.672 | 736389.9774 |  |  | 2168156.0475 | 608188.8248
3273 | 4568465.508 | 4535180.6563 | 1657624.2491 |  |  | 1624339.3974 | 0 | 137 | 3856680.4267 | 4680257.672 | 736389.9774 |  |  | 2168156.0475 | 608188.8248
3274 | 4547412.41 | 3423329.9148 | 1935705.3813 |  |  | 811622.8861 | 0 | 137 | 3856680.4267 | 4680257.672 | 736389.9774 |  |  | 2168156.0475 | 608188.8248
3275 | 4453491.006 | 2311479.1732 | 2079090.9651 |  |  | 0 | 62920.8676 | 137 | 3856680.4267 | 4680257.672 | 736389.9774 |  |  | 2168156.0475 | 608188.8248
3276 | 4493035.797 | 1550739.1922 | 2113851.1067 |  |  | 0 | 828445.4982 | 137 | 3856680.4267 | 4680257.672 | 736389.9774 |  |  | 2168156.0475 | 608188.8248
3277 | 4394639.061 | 936295.3613 | 2035640.7882 |  |  | 0 | 1422702.9115 | 137 | 3856680.4267 | 4680257.672 | 736389.9774 |  |  | 2168156.0475 | 608188.8248
3278 | 4237368.197 | 526666.1407 | 1840114.9921 |  |  | 0 | 1870587.0641 | 137 | 3856680.4267 | 4680257.672 | 736389.9774 |  |  | 2168156.0475 | 608188.8248
3279 | 4167960.519 | 321851.5304 | 1531618.7361 |  |  | 0 | 2314490.2525 | 137 | 3856680.4267 | 4680257.672 | 736389.9774 |  |  | 2168156.0475 | 608188.8248
3280 | 4343789.16 | 321851.5304 | 1121014.5643 |  |  | 0 | 2900923.0653 | 137 | 3856680.4267 | 4680257.672 | 736389.9774 |  |  | 2168156.0475 | 608188.8248
3281 | 4229676.743 | 614443.8309 | 640890.1094 |  |  | 0 | 2974342.8027 | 137 | 3856680.4267 | 4680257.672 | 736389.9774 |  |  | 2168156.0475 | 608188.8248
3282 | 4024730.273 | 1609257.6522 | 193353.2872 |  |  | 0 | 2222119.3335 | 137 | 3856680.4267 | 4680257.672 | 736389.9774 |  |  | 2168156.0475 | 608188.8248
3283 | 3834034.529 | 4271847.586 | 0 |  |  | 437813.057 | 0 | 137 | 3856680.4267 | 4680257.672 | 736389.9774 |  |  | 2168156.0475 | 608188.8248
3284 | 3867469.822 | 9187398.2328 | 0 |  |  | 5319928.4108 | 0 | 137 | 3856680.4267 | 4680257.672 | 736389.9774 |  |  | 2168156.0475 | 608188.8248
3285 | 3698383.374 | 13898134.2694 | 0 |  |  | 10199750.8954 | 0 | 137 | 3856680.4267 | 4680257.672 | 736389.9774 |  |  | 2168156.0475 | 608188.8248
3286 | 3313099.902 | 15185540.3912 | 0 |  |  | 11872440.4892 | 0 | 137 | 3856680.4267 | 4680257.672 | 736389.9774 |  |  | 2168156.0475 | 608188.8248
3287 | 3098941.262 | 13634801.1991 | 0 |  |  | 10535859.9371 | 0 | 137 | 3856680.4267 | 4680257.672 | 736389.9774 |  |  | 2168156.0475 | 608188.8248
3288 | 2889968.237 | 10474804.3546 | 0 |  |  | 7584836.1176 | 0 | 137 | 3856680.4267 | 4680257.672 | 736389.9774 |  |  | 2168156.0475 | 608188.8248
3289 | 2859861.589 | 7109992.8999 | 0 |  |  | 4250131.3109 | 0 | 138 | 3797297.6003 | 2697944.8367 | 414406.0623 |  |  | 861974.8935 | 1546921.5949
3290 | 2922958.219 | 4739995.2666 | 0 |  |  | 1817037.0476 | 0 | 138 | 3797297.6003 | 2697944.8367 | 414406.0623 |  |  | 861974.8935 | 1546921.5949
3291 | 2928044.925 | 3686662.9852 | 0 |  |  | 758618.0602 | 0 | 138 | 3797297.6003 | 2697944.8367 | 414406.0623 |  |  | 861974.8935 | 1546921.5949
3292 | 3059429.948 | 3862218.3654 | 0 |  |  | 802788.4174 | 0 | 138 | 3797297.6003 | 2697944.8367 | 414406.0623 |  |  | 861974.8935 | 1546921.5949
3293 | 3568744.144 | 4447402.9662 | 69520.2831 |  |  | 948179.1053 | 0 | 138 | 3797297.6003 | 2697944.8367 | 414406.0623 |  |  | 861974.8935 | 1546921.5949
3294 | 4168949.981 | 4447402.9662 | 401914.1364 |  |  | 680367.1216 | 0 | 138 | 3797297.6003 | 2697944.8367 | 414406.0623 |  |  | 861974.8935 | 1546921.5949
3295 | 4381972.912 | 4096292.2057 | 864658.5205 |  |  | 578977.8142 | 0 | 138 | 3797297.6003 | 2697944.8367 | 414406.0623 |  |  | 861974.8935 | 1546921.5949
3296 | 4434146.78 | 3686662.9852 | 1303505.3073 |  |  | 556021.5124 | 0 | 138 | 3797297.6003 | 2697944.8367 | 414406.0623 |  |  | 861974.8935 | 1546921.5949
3297 | 4486806.169 | 2282219.9432 | 1622864.1076 |  |  | 0 | 581722.1182 | 138 | 3797297.6003 | 2697944.8367 | 414406.0623 |  |  | 861974.8935 | 1546921.5949
3298 | 4504529.286 | 965554.5913 | 1525101.2095 |  |  | 0 | 2013873.4851 | 138 | 3797297.6003 | 2697944.8367 | 414406.0623 |  |  | 861974.8935 | 1546921.5949
3299 | 4440544.771 | 292592.3004 | 1075391.8785 |  |  | 0 | 3072560.5921 | 138 | 3797297.6003 | 2697944.8367 | 414406.0623 |  |  | 861974.8935 | 1546921.5949
3300 | 4446014.959 | 58518.4601 | 921143.7505 |  |  | 0 | 3466352.7484 | 138 | 3797297.6003 | 2697944.8367 | 414406.0623 |  |  | 861974.8935 | 1546921.5949
3301 | 4344983.819 | 29259.23 | 749515.5517 |  |  | 0 | 3566209.0373 | 138 | 3797297.6003 | 2697944.8367 | 414406.0623 |  |  | 861974.8935 | 1546921.5949
3302 | 4161965.523 | 29259.23 | 512712.0875 |  |  | 0 | 3619994.2054 | 138 | 3797297.6003 | 2697944.8367 | 414406.0623 |  |  | 861974.8935 | 1546921.5949
3303 | 4142178.508 | 58518.4601 | 373671.5214 |  |  | 0 | 3709988.5265 | 138 | 3797297.6003 | 2697944.8367 | 414406.0623 |  |  | 861974.8935 | 1546921.5949
3304 | 4282034.747 | 175555.3802 | 275908.6234 |  |  | 0 | 3830570.7434 | 138 | 3797297.6003 | 2697944.8367 | 414406.0623 |  |  | 861974.8935 | 1546921.5949
3305 | 4156196.594 | 438888.4506 | 169455.6899 |  |  | 0 | 3547852.4534 | 138 | 3797297.6003 | 2697944.8367 | 414406.0623 |  |  | 861974.8935 | 1546921.5949
3306 | 3955671.008 | 907036.1313 | 69520.2831 |  |  | 0 | 2979114.5937 | 138 | 3797297.6003 | 2697944.8367 | 414406.0623 |  |  | 861974.8935 | 1546921.5949
3307 | 3771963.745 | 994813.8214 | 10862.5442 |  |  | 0 | 2766287.3794 | 138 | 3797297.6003 | 2697944.8367 | 414406.0623 |  |  | 861974.8935 | 1546921.5949
3308 | 3655907.636 | 1141109.9716 | 0 |  |  | 0 | 2514797.6644 | 138 | 3797297.6003 | 2697944.8367 | 414406.0623 |  |  | 861974.8935 | 1546921.5949
3309 | 3504940.832 | 2048146.1029 | 0 |  |  | 0 | 1456794.7291 | 138 | 3797297.6003 | 2697944.8367 | 414406.0623 |  |  | 861974.8935 | 1546921.5949
3310 | 3179656.74 | 3452589.1448 | 0 |  |  | 272932.4048 | 0 | 138 | 3797297.6003 | 2697944.8367 | 414406.0623 |  |  | 861974.8935 | 1546921.5949
3311 | 2950679.157 | 6056660.6185 | 0 |  |  | 3105981.4615 | 0 | 138 | 3797297.6003 | 2697944.8367 | 414406.0623 |  |  | 861974.8935 | 1546921.5949
3312 | 2826960.416 | 9743323.6036 | 0 |  |  | 6916363.1876 | 0 | 138 | 3797297.6003 | 2697944.8367 | 414406.0623 |  |  | 861974.8935 | 1546921.5949
3313 | 2764010.378 | 13576282.739 | 0 |  |  | 10812272.361 | 0 | 139 | 3627743.3874 | 16329088.632 | 447808.3858 |  |  | 13149153.6304 | 0
3314 | 2774071.984 | 16355909.5929 | 0 |  |  | 13581837.6089 | 0 | 139 | 3627743.3874 | 16329088.632 | 447808.3858 |  |  | 13149153.6304 | 0
3315 | 2833530.109 | 16970353.4237 | 0 |  |  | 14136823.3147 | 0 | 139 | 3627743.3874 | 16329088.632 | 447808.3858 |  |  | 13149153.6304 | 0
3316 | 2981509.693 | 14629615.0204 | 0 |  |  | 11648105.3274 | 0 | 139 | 3627743.3874 | 16329088.632 | 447808.3858 |  |  | 13149153.6304 | 0
3317 | 3524944.664 | 11001470.4954 | 93417.8804 |  |  | 7569943.7117 | 0 | 139 | 3627743.3874 | 16329088.632 | 447808.3858 |  |  | 13149153.6304 | 0
3318 | 4098253.55 | 8163325.1814 | 380189.048 |  |  | 4445260.6794 | 0 | 139 | 3627743.3874 | 16329088.632 | 447808.3858 |  |  | 13149153.6304 | 0
3319 | 4343703.813 | 7227029.8201 | 608302.4767 |  |  | 3491628.4838 | 0 | 139 | 3627743.3874 | 16329088.632 | 447808.3858 |  |  | 13149153.6304 | 0
3320 | 4403161.858 | 8719250.5522 | 656097.6713 |  |  | 4972186.3655 | 0 | 139 | 3627743.3874 | 16329088.632 | 447808.3858 |  |  | 13149153.6304 | 0
3321 | 4469703.017 | 10913692.8053 | 960248.9097 |  |  | 7404238.698 | 0 | 139 | 3627743.3874 | 16329088.632 | 447808.3858 |  |  | 13149153.6304 | 0
3322 | 4423453.379 | 13342208.8986 | 1323057.8869 |  |  | 10241813.4066 | 0 | 139 | 3627743.3874 | 16329088.632 | 447808.3858 |  |  | 13149153.6304 | 0
3323 | 4265243.512 | 15595169.6118 | 1449063.3999 |  |  | 12778989.4997 | 0 | 139 | 3627743.3874 | 16329088.632 | 447808.3858 |  |  | 13149153.6304 | 0
3324 | 4199724.409 | 17906648.785 | 1307850.325 |  |  | 15014774.701 | 0 | 139 | 3627743.3874 | 16329088.632 | 447808.3858 |  |  | 13149153.6304 | 0
3325 | 4034468.536 | 19896276.4278 | 1058011.8078 |  |  | 16919819.6996 | 0 | 139 | 3627743.3874 | 16329088.632 | 447808.3858 |  |  | 13149153.6304 | 0
3326 | 3882577.175 | 21388497.1599 | 962421.4186 |  |  | 18468341.4034 | 0 | 139 | 3627743.3874 | 16329088.632 | 447808.3858 |  |  | 13149153.6304 | 0
3327 | 3845689.078 | 22383310.9813 | 771240.6401 |  |  | 19308862.5434 | 0 | 139 | 3627743.3874 | 16329088.632 | 447808.3858 |  |  | 13149153.6304 | 0
3328 | 3989771.779 | 23348865.5726 | 560507.2821 |  |  | 19919601.0758 | 0 | 139 | 3627743.3874 | 16329088.632 | 447808.3858 |  |  | 13149153.6304 | 0
3329 | 3946458.949 | 24168124.0138 | 371499.0126 |  |  | 20593164.0774 | 0 | 139 | 3627743.3874 | 16329088.632 | 447808.3858 |  |  | 13149153.6304 | 0
3330 | 3705660.108 | 24402197.8541 | 197698.3049 |  |  | 20894236.051 | 0 | 139 | 3627743.3874 | 16329088.632 | 447808.3858 |  |  | 13149153.6304 | 0
3331 | 3480668.453 | 22237014.8311 | 47795.1946 |  |  | 18804141.5727 | 0 | 139 | 3627743.3874 | 16329088.632 | 447808.3858 |  |  | 13149153.6304 | 0
3332 | 3364203.736 | 18872203.3764 | 0 |  |  | 15507999.6404 | 0 | 139 | 3627743.3874 | 16329088.632 | 447808.3858 |  |  | 13149153.6304 | 0
3333 | 3253177.536 | 17614056.4846 | 0 |  |  | 14360878.9486 | 0 | 139 | 3627743.3874 | 16329088.632 | 447808.3858 |  |  | 13149153.6304 | 0
3334 | 3002042.99 | 16443687.283 | 0 |  |  | 13441644.293 | 0 | 139 | 3627743.3874 | 16329088.632 | 447808.3858 |  |  | 13149153.6304 | 0
3335 | 2801434.858 | 14571096.5604 | 0 |  |  | 11769661.7024 | 0 | 139 | 3627743.3874 | 16329088.632 | 447808.3858 |  |  | 13149153.6304 | 0
3336 | 2678377.733 | 12171839.697 | 0 |  |  | 9493461.964 | 0 | 139 | 3627743.3874 | 16329088.632 | 447808.3858 |  |  | 13149153.6304 | 0
3337 | 2610816.565 | 9714064.3736 | 0 |  |  | 7103247.8086 | 0 | 140 | 3131555.0661 | 7489143.7559 | 732226.0021 |  |  | 5166110.9246 | 76296.2327
3338 | 2570146.06 | 7490362.8905 | 0 |  |  | 4920216.8305 | 0 | 140 | 3131555.0661 | 7489143.7559 | 732226.0021 |  |  | 5166110.9246 | 76296.2327
3339 | 2555070.767 | 5500735.2477 | 0 |  |  | 2945664.4807 | 0 | 140 | 3131555.0661 | 7489143.7559 | 732226.0021 |  |  | 5166110.9246 | 76296.2327
3340 | 2555801.608 | 3774440.6753 | 0 |  |  | 1218639.0673 | 0 | 140 | 3131555.0661 | 7489143.7559 | 732226.0021 |  |  | 5166110.9246 | 76296.2327
3341 | 2711487.786 | 2516293.7835 | 47795.1946 |  |  | 0 | 147398.8079 | 140 | 3131555.0661 | 7489143.7559 | 732226.0021 |  |  | 5166110.9246 | 76296.2327
3342 | 3028488.405 | 1697035.3424 | 384534.0657 |  |  | 0 | 946918.997 | 140 | 3131555.0661 | 7489143.7559 | 732226.0021 |  |  | 5166110.9246 | 76296.2327
3343 | 3348314.068 | 1755553.8025 | 855968.4851 |  |  | 0 | 736791.7804 | 140 | 3131555.0661 | 7489143.7559 | 732226.0021 |  |  | 5166110.9246 | 76296.2327
3344 | 3536519.583 | 3277033.7646 | 1305677.8161 |  |  | 1046191.9977 | 0 | 140 | 3131555.0661 | 7489143.7559 | 732226.0021 |  |  | 5166110.9246 | 76296.2327
3345 | 3621456.984 | 5705549.858 | 1666314.2845 |  |  | 3750407.1585 | 0 | 140 | 3131555.0661 | 7489143.7559 | 732226.0021 |  |  | 5166110.9246 | 76296.2327
3346 | 3598698.201 | 7256289.0501 | 1916152.8017 |  |  | 5573743.6509 | 0 | 140 | 3131555.0661 | 7489143.7559 | 732226.0021 |  |  | 5166110.9246 | 76296.2327
3347 | 3515882.963 | 8543695.1719 | 2057365.8767 |  |  | 7085178.0856 | 0 | 140 | 3131555.0661 | 7489143.7559 | 732226.0021 |  |  | 5166110.9246 | 76296.2327
3348 | 3420489.003 | 9333694.383 | 2083435.9828 |  |  | 7996641.3629 | 0 | 140 | 3131555.0661 | 7489143.7559 | 732226.0021 |  |  | 5166110.9246 | 76296.2327
3349 | 3331130.378 | 9743323.6036 | 2003053.1555 |  |  | 8415246.3812 | 0 | 140 | 3131555.0661 | 7489143.7559 | 732226.0021 |  |  | 5166110.9246 | 76296.2327
3350 | 3252943.447 | 9918878.9839 | 1809699.8683 |  |  | 8475635.4052 | 0 | 140 | 3131555.0661 | 7489143.7559 | 732226.0021 |  |  | 5166110.9246 | 76296.2327
3351 | 3312579.245 | 10240730.5143 | 1505548.6299 |  |  | 8433699.8992 | 0 | 140 | 3131555.0661 | 7489143.7559 | 732226.0021 |  |  | 5166110.9246 | 76296.2327
3352 | 3475871.102 | 11235544.3357 | 1099289.4758 |  |  | 8858962.7095 | 0 | 140 | 3131555.0661 | 7489143.7559 | 732226.0021 |  |  | 5166110.9246 | 76296.2327
3353 | 3558122.689 | 11908506.6266 | 630027.5652 |  |  | 8980411.5028 | 0 | 140 | 3131555.0661 | 7489143.7559 | 732226.0021 |  |  | 5166110.9246 | 76296.2327
3354 | 3408431.314 | 12171839.697 | 208560.8492 |  |  | 8971969.2322 | 0 | 140 | 3131555.0661 | 7489143.7559 | 732226.0021 |  |  | 5166110.9246 | 76296.2327
3355 | 3239898.951 | 10913692.8053 | 0 |  |  | 7673793.8543 | 0 | 140 | 3131555.0661 | 7489143.7559 | 732226.0021 |  |  | 5166110.9246 | 76296.2327
3356 | 3145806.282 | 7402585.2003 | 0 |  |  | 4256778.9183 | 0 | 140 | 3131555.0661 | 7489143.7559 | 732226.0021 |  |  | 5166110.9246 | 76296.2327
3357 | 3131065.815 | 6349252.9189 | 0 |  |  | 3218187.1039 | 0 | 140 | 3131555.0661 | 7489143.7559 | 732226.0021 |  |  | 5166110.9246 | 76296.2327
3358 | 2922690.196 | 6378512.1489 | 0 |  |  | 3455821.9529 | 0 | 140 | 3131555.0661 | 7489143.7559 | 732226.0021 |  |  | 5166110.9246 | 76296.2327
3359 | 2720659.112 | 7548881.3506 | 0 |  |  | 4828222.2386 | 0 | 140 | 3131555.0661 | 7489143.7559 | 732226.0021 |  |  | 5166110.9246 | 76296.2327
3360 | 2584951.063 | 9362953.6131 | 0 |  |  | 6778002.5501 | 0 | 140 | 3131555.0661 | 7489143.7559 | 732226.0021 |  |  | 5166110.9246 | 76296.2327
3361 | 2493374.77 | 11206285.1057 | 0 |  |  | 8712910.3357 | 0 | 141 | 3084948.7682 | 17030091.0184 | 475145.7887 |  |  | 14420288.0389 | 0
3362 | 2466630.743 | 12815542.7579 | 0 |  |  | 10348912.0149 | 0 | 141 | 3084948.7682 | 17030091.0184 | 475145.7887 |  |  | 14420288.0389 | 0
3363 | 2432383.179 | 14571096.5604 | 0 |  |  | 12138713.3814 | 0 | 141 | 3084948.7682 | 17030091.0184 | 475145.7887 |  |  | 14420288.0389 | 0
3364 | 2426092.525 | 15156281.1612 | 2172.5088 |  |  | 12732361.145 | 0 | 141 | 3084948.7682 | 17030091.0184 | 475145.7887 |  |  | 14420288.0389 | 0
3365 | 2557341.358 | 15448873.4616 | 93417.8804 |  |  | 12984949.9839 | 0 | 141 | 3084948.7682 | 17030091.0184 | 475145.7887 |  |  | 14420288.0389 | 0
3366 | 2813836.136 | 15595169.6118 | 267218.588 |  |  | 13048552.0638 | 0 | 141 | 3084948.7682 | 17030091.0184 | 475145.7887 |  |  | 14420288.0389 | 0
3367 | 3138796.156 | 16443687.283 | 488814.4902 |  |  | 13793705.6172 | 0 | 141 | 3084948.7682 | 17030091.0184 | 475145.7887 |  |  | 14420288.0389 | 0
3368 | 3341312.039 | 20569238.7187 | 799483.2551 |  |  | 18027409.9349 | 0 | 141 | 3084948.7682 | 17030091.0184 | 475145.7887 |  |  | 14420288.0389 | 0
3369 | 3420847.487 | 22822199.4319 | 984146.507 |  |  | 20385498.4519 | 0 | 141 | 3084948.7682 | 17030091.0184 | 475145.7887 |  |  | 14420288.0389 | 0
3370 | 3418765.768 | 21505534.0801 | 836415.9055 |  |  | 18923184.2176 | 0 | 141 | 3084948.7682 | 17030091.0184 | 475145.7887 |  |  | 14420288.0389 | 0
3371 | 3356439.835 | 18287018.7756 | 601784.9502 |  |  | 15532363.8908 | 0 | 141 | 3084948.7682 | 17030091.0184 | 475145.7887 |  |  | 14420288.0389 | 0
3372 | 3343707.588 | 16794798.0435 | 784275.6932 |  |  | 14235366.1487 | 0 | 141 | 3084948.7682 | 17030091.0184 | 475145.7887 |  |  | 14420288.0389 | 0
3373 | 3305932.661 | 17145908.804 | 1651106.7226 |  |  | 15491082.8655 | 0 | 141 | 3084948.7682 | 17030091.0184 | 475145.7887 |  |  | 14420288.0389 | 0
3374 | 3244730.295 | 18140722.6254 | 1694556.8995 |  |  | 16590549.2298 | 0 | 141 | 3084948.7682 | 17030091.0184 | 475145.7887 |  |  | 14420288.0389 | 0
3375 | 3300737.126 | 19837757.9677 | 1368680.5727 |  |  | 17905701.4144 | 0 | 141 | 3084948.7682 | 17030091.0184 | 475145.7887 |  |  | 14420288.0389 | 0
3376 | 3541577.293 | 21359237.9299 | 968938.9451 |  |  | 18786599.5819 | 0 | 141 | 3084948.7682 | 17030091.0184 | 475145.7887 |  |  | 14420288.0389 | 0
3377 | 3583445.962 | 22383310.9813 | 584404.8794 |  |  | 19384269.8987 | 0 | 141 | 3084948.7682 | 17030091.0184 | 475145.7887 |  |  | 14420288.0389 | 0
3378 | 3503551.06 | 22295533.2912 | 238975.973 |  |  | 19030958.2042 | 0 | 141 | 3084948.7682 | 17030091.0184 | 475145.7887 |  |  | 14420288.0389 | 0
3379 | 3380581.016 | 20188868.7282 | 39105.1592 |  |  | 16847392.8714 | 0 | 141 | 3084948.7682 | 17030091.0184 | 475145.7887 |  |  | 14420288.0389 | 0
3380 | 3267608.411 | 16794798.0435 | 0 |  |  | 13527189.6325 | 0 | 141 | 3084948.7682 | 17030091.0184 | 475145.7887 |  |  | 14420288.0389 | 0
3381 | 3196825.599 | 14775911.1707 | 0 |  |  | 11579085.5717 | 0 | 141 | 3084948.7682 | 17030091.0184 | 475145.7887 |  |  | 14420288.0389 | 0
3382 | 2956881.955 | 13283690.4386 | 0 |  |  | 10326808.4836 | 0 | 141 | 3084948.7682 | 17030091.0184 | 475145.7887 |  |  | 14420288.0389 | 0
3383 | 2817085.091 | 11469618.176 | 0 |  |  | 8652533.085 | 0 | 141 | 3084948.7682 | 17030091.0184 | 475145.7887 |  |  | 14420288.0389 | 0
3384 | 2730286.384 | 9831101.2937 | 0 |  |  | 7100814.9097 | 0 | 141 | 3084948.7682 | 17030091.0184 | 475145.7887 |  |  | 14420288.0389 | 0
3385 | 2692446.363 | 8982583.6226 | 0 |  |  | 6290137.2596 | 0 | 142 | 3699870.1063 | 10074928.2107 | 663339.3675 |  |  | 7038397.472 | 0
3386 | 2700368.787 | 8602213.632 | 0 |  |  | 5901844.845 | 0 | 142 | 3699870.1063 | 10074928.2107 | 663339.3675 |  |  | 7038397.472 | 0
3387 | 2735410.904 | 8104806.7213 | 0 |  |  | 5369395.8173 | 0 | 142 | 3699870.1063 | 10074928.2107 | 663339.3675 |  |  | 7038397.472 | 0
3388 | 2907404.33 | 7168511.36 | 0 |  |  | 4261107.03 | 0 | 142 | 3699870.1063 | 10074928.2107 | 663339.3675 |  |  | 7038397.472 | 0
3389 | 3423425.957 | 6495549.0691 | 89072.8627 |  |  | 3161195.9747 | 0 | 142 | 3699870.1063 | 10074928.2107 | 663339.3675 |  |  | 7038397.472 | 0
3390 | 4019535.644 | 6202956.7687 | 343256.3976 |  |  | 2526677.5223 | 0 | 142 | 3699870.1063 | 10074928.2107 | 663339.3675 |  |  | 7038397.472 | 0
3391 | 4281886.946 | 7519622.1205 | 788620.7109 |  |  | 4026355.8854 | 0 | 142 | 3699870.1063 | 10074928.2107 | 663339.3675 |  |  | 7038397.472 | 0
3392 | 4334764.59 | 10474804.3546 | 1123187.0731 |  |  | 7263226.8378 | 0 | 142 | 3699870.1063 | 10074928.2107 | 663339.3675 |  |  | 7038397.472 | 0
3393 | 4418171.654 | 13342208.8986 | 1436028.3469 |  |  | 10360065.5915 | 0 | 142 | 3699870.1063 | 10074928.2107 | 663339.3675 |  |  | 7038397.472 | 0
3394 | 4402422.205 | 14717392.7106 | 1711936.9702 |  |  | 12026907.4758 | 0 | 142 | 3699870.1063 | 10074928.2107 | 663339.3675 |  |  | 7038397.472 | 0
3395 | 4357980.049 | 15244058.8513 | 1814044.886 |  |  | 12700123.6883 | 0 | 142 | 3699870.1063 | 10074928.2107 | 663339.3675 |  |  | 7038397.472 | 0
3396 | 4358095.268 | 15244058.8513 | 1887910.1867 |  |  | 12773873.77 | 0 | 142 | 3699870.1063 | 10074928.2107 | 663339.3675 |  |  | 7038397.472 | 0
3397 | 4253500.516 | 15244058.8513 | 1866185.0983 |  |  | 12856743.4336 | 0 | 142 | 3699870.1063 | 10074928.2107 | 663339.3675 |  |  | 7038397.472 | 0
3398 | 4085733.001 | 14922207.3209 | 1705419.4437 |  |  | 12541893.7636 | 0 | 142 | 3699870.1063 | 10074928.2107 | 663339.3675 |  |  | 7038397.472 | 0
3399 | 4011696.293 | 13927393.4995 | 1375198.0992 |  |  | 11290895.3057 | 0 | 142 | 3699870.1063 | 10074928.2107 | 663339.3675 |  |  | 7038397.472 | 0
3400 | 4191092.404 | 13283690.4386 | 960248.9097 |  |  | 10052846.9443 | 0 | 142 | 3699870.1063 | 10074928.2107 | 663339.3675 |  |  | 7038397.472 | 0
3401 | 4095419.956 | 12318135.8472 | 551817.2468 |  |  | 8774533.138 | 0 | 142 | 3699870.1063 | 10074928.2107 | 663339.3675 |  |  | 7038397.472 | 0
3402 | 3897238.165 | 10738137.425 | 221595.9022 |  |  | 7062495.1622 | 0 | 142 | 3699870.1063 | 10074928.2107 | 663339.3675 |  |  | 7038397.472 | 0
3403 | 3717647.567 | 8192584.4115 | 45622.6858 |  |  | 4520559.5302 | 0 | 142 | 3699870.1063 | 10074928.2107 | 663339.3675 |  |  | 7038397.472 | 0
3404 | 3564114.209 | 5325179.8674 | 0 |  |  | 1761065.6584 | 0 | 142 | 3699870.1063 | 10074928.2107 | 663339.3675 |  |  | 7038397.472 | 0
3405 | 3457825.61 | 5178883.7172 | 0 |  |  | 1721058.1072 | 0 | 142 | 3699870.1063 | 10074928.2107 | 663339.3675 |  |  | 7038397.472 | 0
3406 | 3163595.502 | 5851846.0082 | 0 |  |  | 2688250.5062 | 0 | 142 | 3699870.1063 | 10074928.2107 | 663339.3675 |  |  | 7038397.472 | 0
3407 | 2926897.51 | 6788141.3695 | 0 |  |  | 3861243.8595 | 0 | 142 | 3699870.1063 | 10074928.2107 | 663339.3675 |  |  | 7038397.472 | 0
3408 | 2800209.12 | 7929251.3411 | 0 |  |  | 5129042.2211 | 0 | 142 | 3699870.1063 | 10074928.2107 | 663339.3675 |  |  | 7038397.472 | 0
3409 | 2755406.982 | 8719250.5522 | 0 |  |  | 5963843.5702 | 0 | 143 | 3811357.6801 | 5338590.3479 | 538510.6301 |  |  | 2755388.0533 | 689644.7555
3410 | 2765646.261 | 9187398.2328 | 0 |  |  | 6421751.9718 | 0 | 143 | 3811357.6801 | 5338590.3479 | 538510.6301 |  |  | 2755388.0533 | 689644.7555
3411 | 2783990.995 | 9479990.5332 | 0 |  |  | 6695999.5382 | 0 | 143 | 3811357.6801 | 5338590.3479 | 538510.6301 |  |  | 2755388.0533 | 689644.7555
3412 | 2939295.197 | 8924065.1625 | 0 |  |  | 5984769.9655 | 0 | 143 | 3811357.6801 | 5338590.3479 | 538510.6301 |  |  | 2755388.0533 | 689644.7555
3413 | 3506914.848 | 7227029.8201 | 110797.9511 |  |  | 3830912.9232 | 0 | 143 | 3811357.6801 | 5338590.3479 | 538510.6301 |  |  | 2755388.0533 | 689644.7555
3414 | 4069043.493 | 5237402.1773 | 341083.8887 |  |  | 1509442.5731 | 0 | 143 | 3811357.6801 | 5338590.3479 | 538510.6301 |  |  | 2755388.0533 | 689644.7555
3415 | 4319932.826 | 4037773.7456 | 736480.4986 |  |  | 454321.4183 | 0 | 143 | 3811357.6801 | 5338590.3479 | 538510.6301 |  |  | 2755388.0533 | 689644.7555
3416 | 4383897.386 | 4915550.6469 | 1127532.0908 |  |  | 1659185.3517 | 0 | 143 | 3811357.6801 | 5338590.3479 | 538510.6301 |  |  | 2755388.0533 | 689644.7555
3417 | 4426321.038 | 7227029.8201 | 1468615.9796 |  |  | 4269324.7617 | 0 | 143 | 3811357.6801 | 5338590.3479 | 538510.6301 |  |  | 2755388.0533 | 689644.7555
3418 | 4415007.679 | 8982583.6226 | 1646761.7049 |  |  | 6214337.6484 | 0 | 143 | 3811357.6801 | 5338590.3479 | 538510.6301 |  |  | 2755388.0533 | 689644.7555
3419 | 4381274.397 | 9684805.1435 | 1705419.4437 |  |  | 7008950.1902 | 0 | 143 | 3811357.6801 | 5338590.3479 | 538510.6301 |  |  | 2755388.0533 | 689644.7555
3420 | 4366840.024 | 9187398.2328 | 1516411.1742 |  |  | 6336969.383 | 0 | 143 | 3811357.6801 | 5338590.3479 | 538510.6301 |  |  | 2755388.0533 | 689644.7555
3421 | 4292235.957 | 7987769.8012 | 1316540.3604 |  |  | 5012074.2045 | 0 | 143 | 3811357.6801 | 5338590.3479 | 538510.6301 |  |  | 2755388.0533 | 689644.7555
3422 | 4201784.009 | 6407771.379 | 1170982.2677 |  |  | 3376969.6377 | 0 | 143 | 3811357.6801 | 5338590.3479 | 538510.6301 |  |  | 2755388.0533 | 689644.7555
3423 | 4176244.379 | 4710736.0366 | 855968.4851 |  |  | 1390460.1427 | 0 | 143 | 3811357.6801 | 5338590.3479 | 538510.6301 |  |  | 2755388.0533 | 689644.7555
3424 | 4413240.949 | 3540366.8349 | 486641.9814 |  |  | 0 | 386232.1327 | 143 | 3811357.6801 | 5338590.3479 | 538510.6301 |  |  | 2755388.0533 | 689644.7555
3425 | 4332424.553 | 2838145.314 | 284598.6588 |  |  | 0 | 1209680.5803 | 143 | 3811357.6801 | 5338590.3479 | 538510.6301 |  |  | 2755388.0533 | 689644.7555
3426 | 4126730.618 | 2282219.9432 | 126005.513 |  |  | 0 | 1718505.1618 | 143 | 3811357.6801 | 5338590.3479 | 538510.6301 |  |  | 2755388.0533 | 689644.7555
3427 | 3980990.646 | 1843331.4926 | 30415.1238 |  |  | 0 | 2107244.0296 | 143 | 3811357.6801 | 5338590.3479 | 538510.6301 |  |  | 2755388.0533 | 689644.7555
3428 | 3852723.187 | 1667776.1123 | 0 |  |  | 0 | 2184947.0747 | 143 | 3811357.6801 | 5338590.3479 | 538510.6301 |  |  | 2755388.0533 | 689644.7555
3429 | 3699091.966 | 1550739.1922 | 0 |  |  | 0 | 2148352.7738 | 143 | 3811357.6801 | 5338590.3479 | 538510.6301 |  |  | 2755388.0533 | 689644.7555
3430 | 3386326.023 | 1170369.2016 | 0 |  |  | 0 | 2215956.8214 | 143 | 3811357.6801 | 5338590.3479 | 538510.6301 |  |  | 2755388.0533 | 689644.7555
3431 | 3023119.48 | 819258.4411 | 0 |  |  | 0 | 2203861.0389 | 143 | 3811357.6801 | 5338590.3479 | 538510.6301 |  |  | 2755388.0533 | 689644.7555
3432 | 2874101.43 | 497406.9107 | 0 |  |  | 0 | 2376694.5193 | 143 | 3811357.6801 | 5338590.3479 | 538510.6301 |  |  | 2755388.0533 | 689644.7555
3433 | 2818438.805 | 292592.3004 | 0 |  |  | 0 | 2525846.5046 | 144 | 3759411.188 | 1049674.8777 | 560416.7609 |  |  | 24651.3875 | 2173970.9369
3434 | 2815914.549 | 146296.1502 | 0 |  |  | 0 | 2669618.3988 | 144 | 3759411.188 | 1049674.8777 | 560416.7609 |  |  | 24651.3875 | 2173970.9369
3435 | 2857499.873 | 87777.6901 | 0 |  |  | 0 | 2769722.1829 | 144 | 3759411.188 | 1049674.8777 | 560416.7609 |  |  | 24651.3875 | 2173970.9369
3436 | 3021194.194 | 87777.6901 | 2172.5088 |  |  | 0 | 2931243.995 | 144 | 3759411.188 | 1049674.8777 | 560416.7609 |  |  | 24651.3875 | 2173970.9369
3437 | 3586845.848 | 117036.9202 | 78210.3184 |  |  | 0 | 3391598.6094 | 144 | 3759411.188 | 1049674.8777 | 560416.7609 |  |  | 24651.3875 | 2173970.9369
3438 | 4194132.118 | 263333.0704 | 245493.4995 |  |  | 0 | 3685305.5481 | 144 | 3759411.188 | 1049674.8777 | 560416.7609 |  |  | 24651.3875 | 2173970.9369
3439 | 4427342.902 | 321851.5304 | 556162.2644 |  |  | 0 | 3549329.1071 | 144 | 3759411.188 | 1049674.8777 | 560416.7609 |  |  | 24651.3875 | 2173970.9369
3440 | 4463513.072 | 234073.8403 | 1001526.5778 |  |  | 0 | 3227912.6539 | 144 | 3759411.188 | 1049674.8777 | 560416.7609 |  |  | 24651.3875 | 2173970.9369
3441 | 4521339.652 | 380369.9905 | 1394750.6788 |  |  | 0 | 2746218.9827 | 144 | 3759411.188 | 1049674.8777 | 560416.7609 |  |  | 24651.3875 | 2173970.9369
3442 | 4504999.276 | 731480.751 | 1551171.3157 |  |  | 0 | 2222347.2093 | 144 | 3759411.188 | 1049674.8777 | 560416.7609 |  |  | 24651.3875 | 2173970.9369
3443 | 4401457.916 | 965554.5913 | 1542481.2803 |  |  | 0 | 1893422.0444 | 144 | 3759411.188 | 1049674.8777 | 560416.7609 |  |  | 24651.3875 | 2173970.9369
3444 | 4418813.571 | 907036.1313 | 1416475.7673 |  |  | 0 | 2095301.6725 | 144 | 3759411.188 | 1049674.8777 | 560416.7609 |  |  | 24651.3875 | 2173970.9369
3445 | 4317488.153 | 702221.521 | 1240502.5508 |  |  | 0 | 2374764.0812 | 144 | 3759411.188 | 1049674.8777 | 560416.7609 |  |  | 24651.3875 | 2173970.9369
3446 | 4104776.912 | 497406.9107 | 1229640.0065 |  |  | 0 | 2377729.9948 | 144 | 3759411.188 | 1049674.8777 | 560416.7609 |  |  | 24651.3875 | 2173970.9369
3447 | 4014637.881 | 351110.7605 | 1418648.2761 |  |  | 0 | 2244878.8444 | 144 | 3759411.188 | 1049674.8777 | 560416.7609 |  |  | 24651.3875 | 2173970.9369
3448 | 4154055.734 | 438888.4506 | 1084081.9139 |  |  | 0 | 2631085.3695 | 144 | 3759411.188 | 1049674.8777 | 560416.7609 |  |  | 24651.3875 | 2173970.9369
3449 | 4115284.137 | 760739.9811 | 469261.9106 |  |  | 0 | 2885282.2453 | 144 | 3759411.188 | 1049674.8777 | 560416.7609 |  |  | 24651.3875 | 2173970.9369
3450 | 3914545.092 | 1579998.4222 | 171628.1988 |  |  | 0 | 2162918.471 | 144 | 3759411.188 | 1049674.8777 | 560416.7609 |  |  | 24651.3875 | 2173970.9369
3451 | 3701078.25 | 2838145.314 | 47795.1946 |  |  | 0 | 815137.7414 | 144 | 3759411.188 | 1049674.8777 | 560416.7609 |  |  | 24651.3875 | 2173970.9369
3452 | 3548748.87 | 3774440.6753 | 0 |  |  | 225691.8053 | 0 | 144 | 3759411.188 | 1049674.8777 | 560416.7609 |  |  | 24651.3875 | 2173970.9369
3453 | 3467017.64 | 3832959.1354 | 0 |  |  | 365941.4954 | 0 | 144 | 3759411.188 | 1049674.8777 | 560416.7609 |  |  | 24651.3875 | 2173970.9369
3454 | 3175739.451 | 2896663.774 | 0 |  |  | 0 | 279075.677 | 144 | 3759411.188 | 1049674.8777 | 560416.7609 |  |  | 24651.3875 | 2173970.9369
3455 | 2920404.684 | 1872590.7226 | 0 |  |  | 0 | 1047813.9614 | 144 | 3759411.188 | 1049674.8777 | 560416.7609 |  |  | 24651.3875 | 2173970.9369
3456 | 2760599.933 | 1111850.7416 | 0 |  |  | 0 | 1648749.1914 | 144 | 3759411.188 | 1049674.8777 | 560416.7609 |  |  | 24651.3875 | 2173970.9369
3457 | 2683176.312 | 819258.4411 | 0 |  |  | 0 | 1863917.8709 | 145 | 3183876.0323 | 2511417.2452 | 599884.005 |  |  | 351791.1696 | 424365.9517
3458 | 2664417.317 | 1024073.0514 | 0 |  |  | 0 | 1640344.2656 | 145 | 3183876.0323 | 2511417.2452 | 599884.005 |  |  | 351791.1696 | 424365.9517
3459 | 2628695.505 | 1550739.1922 | 0 |  |  | 0 | 1077956.3128 | 145 | 3183876.0323 | 2511417.2452 | 599884.005 |  |  | 351791.1696 | 424365.9517
3460 | 2631888.339 | 1960368.4127 | 0 |  |  | 0 | 671519.9263 | 145 | 3183876.0323 | 2511417.2452 | 599884.005 |  |  | 351791.1696 | 424365.9517
3461 | 2794966.872 | 2340738.4033 | 115142.9688 |  |  | 0 | 339085.4999 | 145 | 3183876.0323 | 2511417.2452 | 599884.005 |  |  | 351791.1696 | 424365.9517
3462 | 3085943.328 | 2457775.3234 | 354118.9418 |  |  | 0 | 274049.0627 | 145 | 3183876.0323 | 2511417.2452 | 599884.005 |  |  | 351791.1696 | 424365.9517
3463 | 3360354.377 | 1755553.8025 | 693030.3217 |  |  | 0 | 911770.2528 | 145 | 3183876.0323 | 2511417.2452 | 599884.005 |  |  | 351791.1696 | 424365.9517
3464 | 3502804.427 | 1755553.8025 | 1060184.3166 |  |  | 0 | 687066.3079 | 145 | 3183876.0323 | 2511417.2452 | 599884.005 |  |  | 351791.1696 | 424365.9517
3465 | 3590002.585 | 1931109.1827 | 1394750.6788 |  |  | 0 | 264142.7235 | 145 | 3183876.0323 | 2511417.2452 | 599884.005 |  |  | 351791.1696 | 424365.9517
3466 | 3574975.907 | 2282219.9432 | 1694556.8995 |  |  | 401800.9357 | 0 | 145 | 3183876.0323 | 2511417.2452 | 599884.005 |  |  | 351791.1696 | 424365.9517
3467 | 3524384.559 | 2633330.7037 | 1783629.7621 |  |  | 892575.9068 | 0 | 145 | 3183876.0323 | 2511417.2452 | 599884.005 |  |  | 351791.1696 | 424365.9517
3468 | 3470083.966 | 2955182.2341 | 1772767.2179 |  |  | 1257865.4861 | 0 | 145 | 3183876.0323 | 2511417.2452 | 599884.005 |  |  | 351791.1696 | 424365.9517
3469 | 3394627.068 | 3306292.9946 | 1483823.5415 |  |  | 1395489.4681 | 0 | 145 | 3183876.0323 | 2511417.2452 | 599884.005 |  |  | 351791.1696 | 424365.9517
3470 | 3327816.622 | 3598885.295 | 1218777.4623 |  |  | 1489846.1354 | 0 | 145 | 3183876.0323 | 2511417.2452 | 599884.005 |  |  | 351791.1696 | 424365.9517
3471 | 3348260.292 | 3686662.9852 | 1112324.5289 |  |  | 1450727.222 | 0 | 145 | 3183876.0323 | 2511417.2452 | 599884.005 |  |  | 351791.1696 | 424365.9517
3472 | 3524366.765 | 3452589.1448 | 892901.1355 |  |  | 821123.5153 | 0 | 145 | 3183876.0323 | 2511417.2452 | 599884.005 |  |  | 351791.1696 | 424365.9517
3473 | 3586035.821 | 3423329.9148 | 525747.1406 |  |  | 363041.2344 | 0 | 145 | 3183876.0323 | 2511417.2452 | 599884.005 |  |  | 351791.1696 | 424365.9517
3474 | 3478205.646 | 3598885.295 | 249838.5172 |  |  | 370518.1663 | 0 | 145 | 3183876.0323 | 2511417.2452 | 599884.005 |  |  | 351791.1696 | 424365.9517
3475 | 3340815.453 | 3159996.8444 | 45622.6858 |  |  | 0 | 135195.9228 | 145 | 3183876.0323 | 2511417.2452 | 599884.005 |  |  | 351791.1696 | 424365.9517
3476 | 3241505.734 | 2662589.9337 | 0 |  |  | 0 | 578915.8003 | 145 | 3183876.0323 | 2511417.2452 | 599884.005 |  |  | 351791.1696 | 424365.9517
3477 | 3217882.144 | 2721108.3938 | 0 |  |  | 0 | 496773.7502 | 145 | 3183876.0323 | 2511417.2452 | 599884.005 |  |  | 351791.1696 | 424365.9517
3478 | 2994524.352 | 2604071.4736 | 0 |  |  | 0 | 390452.8784 | 145 | 3183876.0323 | 2511417.2452 | 599884.005 |  |  | 351791.1696 | 424365.9517
3479 | 2791538.756 | 2399256.8634 | 0 |  |  | 0 | 392281.8926 | 145 | 3183876.0323 | 2511417.2452 | 599884.005 |  |  | 351791.1696 | 424365.9517
3480 | 2655752.628 | 2194442.2531 | 0 |  |  | 0 | 461310.3749 | 145 | 3183876.0323 | 2511417.2452 | 599884.005 |  |  | 351791.1696 | 424365.9517
3481 | 2590052.183 | 2018886.8728 | 0 |  |  | 0 | 571165.3102 | 146 | 3293368.7373 | 1639736.0169 | 724893.7848 |  |  | 222934.0685 | 1151673.0042
3482 | 2567755.297 | 1872590.7226 | 0 |  |  | 0 | 695164.5744 | 146 | 3293368.7373 | 1639736.0169 | 724893.7848 |  |  | 222934.0685 | 1151673.0042
3483 | 2541803.347 | 1755553.8025 | 0 |  |  | 0 | 786249.5445 | 146 | 3293368.7373 | 1639736.0169 | 724893.7848 |  |  | 222934.0685 | 1151673.0042
3484 | 2615298.662 | 1433702.272 | 0 |  |  | 0 | 1181596.39 | 146 | 3293368.7373 | 1639736.0169 | 724893.7848 |  |  | 222934.0685 | 1151673.0042
3485 | 2923261.396 | 994813.8214 | 110797.9511 |  |  | 0 | 1817649.6235 | 146 | 3293368.7373 | 1639736.0169 | 724893.7848 |  |  | 222934.0685 | 1151673.0042
3486 | 3320003.164 | 438888.4506 | 345428.9064 |  |  | 0 | 2535685.807 | 146 | 3293368.7373 | 1639736.0169 | 724893.7848 |  |  | 222934.0685 | 1151673.0042
3487 | 3639175.735 | 117036.9202 | 736480.4986 |  |  | 0 | 2785658.3162 | 146 | 3293368.7373 | 1639736.0169 | 724893.7848 |  |  | 222934.0685 | 1151673.0042
3488 | 3785332.844 | 468147.6807 | 1227467.4977 |  |  | 0 | 2089717.6656 | 146 | 3293368.7373 | 1639736.0169 | 724893.7848 |  |  | 222934.0685 | 1151673.0042
3489 | 3839617.516 | 1024073.0514 | 1620691.5987 |  |  | 0 | 1194852.8658 | 146 | 3293368.7373 | 1639736.0169 | 724893.7848 |  |  | 222934.0685 | 1151673.0042
3490 | 3830998.514 | 1111850.7416 | 1879220.1513 |  |  | 0 | 839927.6211 | 146 | 3293368.7373 | 1639736.0169 | 724893.7848 |  |  | 222934.0685 | 1151673.0042
3491 | 3774802.256 | 1199628.4317 | 2035640.7882 |  |  | 0 | 539533.0361 | 146 | 3293368.7373 | 1639736.0169 | 724893.7848 |  |  | 222934.0685 | 1151673.0042
3492 | 3710669.29 | 1375183.8119 | 2070400.9298 |  |  | 0 | 265084.5483 | 146 | 3293368.7373 | 1639736.0169 | 724893.7848 |  |  | 222934.0685 | 1151673.0042
3493 | 3644950.113 | 1550739.1922 | 1992190.6113 |  |  | 0 | 102020.3095 | 146 | 3293368.7373 | 1639736.0169 | 724893.7848 |  |  | 222934.0685 | 1151673.0042
3494 | 3567323.322 | 1697035.3424 | 1809699.8683 |  |  | 0 | 60588.1113 | 146 | 3293368.7373 | 1639736.0169 | 724893.7848 |  |  | 222934.0685 | 1151673.0042
3495 | 3572306.807 | 1667776.1123 | 1518583.683 |  |  | 0 | 385947.0117 | 146 | 3293368.7373 | 1639736.0169 | 724893.7848 |  |  | 222934.0685 | 1151673.0042
3496 | 3710406.939 | 1550739.1922 | 1127532.0908 |  |  | 0 | 1032135.656 | 146 | 3293368.7373 | 1639736.0169 | 724893.7848 |  |  | 222934.0685 | 1151673.0042
3497 | 3690572.516 | 1287406.1218 | 660442.689 |  |  | 0 | 1742723.7052 | 146 | 3293368.7373 | 1639736.0169 | 724893.7848 |  |  | 222934.0685 | 1151673.0042
3498 | 3523864.028 | 965554.5913 | 236803.4642 |  |  | 0 | 2321505.9725 | 146 | 3293368.7373 | 1639736.0169 | 724893.7848 |  |  | 222934.0685 | 1151673.0042
3499 | 3364475.673 | 789999.2111 | 26070.1061 |  |  | 0 | 2548406.3557 | 146 | 3293368.7373 | 1639736.0169 | 724893.7848 |  |  | 222934.0685 | 1151673.0042
3500 | 3243458.571 | 1053332.2815 | 0 |  |  | 0 | 2190126.2895 | 146 | 3293368.7373 | 1639736.0169 | 724893.7848 |  |  | 222934.0685 | 1151673.0042
3501 | 3202834.891 | 1521479.9621 | 0 |  |  | 0 | 1681354.9289 | 146 | 3293368.7373 | 1639736.0169 | 724893.7848 |  |  | 222934.0685 | 1151673.0042
3502 | 2994166.852 | 2721108.3938 | 0 |  |  | 0 | 273058.4582 | 146 | 3293368.7373 | 1639736.0169 | 724893.7848 |  |  | 222934.0685 | 1151673.0042
3503 | 2765116.924 | 4447402.9662 | 0 |  |  | 1682286.0422 | 0 | 146 | 3293368.7373 | 1639736.0169 | 724893.7848 |  |  | 222934.0685 | 1151673.0042
3504 | 2622602.856 | 6290734.4588 | 0 |  |  | 3668131.6028 | 0 | 146 | 3293368.7373 | 1639736.0169 | 724893.7848 |  |  | 222934.0685 | 1151673.0042
3505 | 2546165.657 | 7782955.1909 | 0 |  |  | 5236789.5339 | 0 | 147 | 3070209.5583 | 6864946.8483 | 696198.5638 |  |  | 4490935.8539 | 0
3506 | 2512339.096 | 8134065.9514 | 0 |  |  | 5621726.8554 | 0 | 147 | 3070209.5583 | 6864946.8483 | 696198.5638 |  |  | 4490935.8539 | 0
3507 | 2463894.271 | 7548881.3506 | 0 |  |  | 5084987.0796 | 0 | 147 | 3070209.5583 | 6864946.8483 | 696198.5638 |  |  | 4490935.8539 | 0
3508 | 2455990.981 | 6992955.9798 | 0 |  |  | 4536964.9988 | 0 | 147 | 3070209.5583 | 6864946.8483 | 696198.5638 |  |  | 4490935.8539 | 0
3509 | 2614957.238 | 6788141.3695 | 110797.9511 |  |  | 4283982.0826 | 0 | 147 | 3070209.5583 | 6864946.8483 | 696198.5638 |  |  | 4490935.8539 | 0
3510 | 2904925.234 | 6554067.5292 | 380189.048 |  |  | 4029331.3431 | 0 | 147 | 3070209.5583 | 6864946.8483 | 696198.5638 |  |  | 4490935.8539 | 0
3511 | 3214027.465 | 5822586.7781 | 779930.6755 |  |  | 3388489.9887 | 0 | 147 | 3070209.5583 | 6864946.8483 | 696198.5638 |  |  | 4490935.8539 | 0
3512 | 3384105.783 | 5412957.5576 | 1223122.48 |  |  | 3251974.2546 | 0 | 147 | 3070209.5583 | 6864946.8483 | 696198.5638 |  |  | 4490935.8539 | 0
3513 | 3464121.488 | 4827772.9567 | 1646761.7049 |  |  | 3010413.1736 | 0 | 147 | 3070209.5583 | 6864946.8483 | 696198.5638 |  |  | 4490935.8539 | 0
3514 | 3520538.294 | 4739995.2666 | 1907462.7663 |  |  | 3126919.739 | 0 | 147 | 3070209.5583 | 6864946.8483 | 696198.5638 |  |  | 4490935.8539 | 0
3515 | 3466777.58 | 5237402.1773 | 2035640.7882 |  |  | 3806265.3855 | 0 | 147 | 3070209.5583 | 6864946.8483 | 696198.5638 |  |  | 4490935.8539 | 0
3516 | 3422933.287 | 6466289.839 | 2035640.7882 |  |  | 5078997.3403 | 0 | 147 | 3070209.5583 | 6864946.8483 | 696198.5638 |  |  | 4490935.8539 | 0
3517 | 3286946.733 | 8104806.7213 | 1935705.3813 |  |  | 6753565.3697 | 0 | 147 | 3070209.5583 | 6864946.8483 | 696198.5638 |  |  | 4490935.8539 | 0
3518 | 3237699.182 | 9187398.2328 | 1694556.8995 |  |  | 7644255.9503 | 0 | 147 | 3070209.5583 | 6864946.8483 | 696198.5638 |  |  | 4490935.8539 | 0
3519 | 3262131.826 | 8953324.3925 | 1316540.3604 |  |  | 7007732.9269 | 0 | 147 | 3070209.5583 | 6864946.8483 | 696198.5638 |  |  | 4490935.8539 | 0
3520 | 3408944.957 | 8631472.8621 | 838588.4144 |  |  | 6061116.3194 | 0 | 147 | 3070209.5583 | 6864946.8483 | 696198.5638 |  |  | 4490935.8539 | 0
3521 | 3440095.114 | 8134065.9514 | 506194.561 |  |  | 5200165.3984 | 0 | 147 | 3070209.5583 | 6864946.8483 | 696198.5638 |  |  | 4490935.8539 | 0
3522 | 3336588.857 | 7929251.3411 | 247666.0084 |  |  | 4840328.4925 | 0 | 147 | 3070209.5583 | 6864946.8483 | 696198.5638 |  |  | 4490935.8539 | 0
3523 | 3232173.558 | 6700363.6794 | 49967.7034 |  |  | 3518157.8248 | 0 | 147 | 3070209.5583 | 6864946.8483 | 696198.5638 |  |  | 4490935.8539 | 0
3524 | 3128006.539 | 5676290.6279 | 0 |  |  | 2548284.0889 | 0 | 147 | 3070209.5583 | 6864946.8483 | 696198.5638 |  |  | 4490935.8539 | 0
3525 | 3101481.659 | 5734809.088 | 0 |  |  | 2633327.429 | 0 | 147 | 3070209.5583 | 6864946.8483 | 696198.5638 |  |  | 4490935.8539 | 0
3526 | 2931998.136 | 6085919.8485 | 0 |  |  | 3153921.7125 | 0 | 147 | 3070209.5583 | 6864946.8483 | 696198.5638 |  |  | 4490935.8539 | 0
3527 | 2736900.946 | 6524808.2991 | 0 |  |  | 3787907.3531 | 0 | 147 | 3070209.5583 | 6864946.8483 | 696198.5638 |  |  | 4490935.8539 | 0
3528 | 2611285.517 | 6788141.3695 | 0 |  |  | 4176855.8525 | 0 | 147 | 3070209.5583 | 6864946.8483 | 696198.5638 |  |  | 4490935.8539 | 0
3529 | 2532399.851 | 6875919.0596 | 0 |  |  | 4343519.2086 | 0 | 148 | 3127174.0715 | 8630253.7275 | 741730.7283 |  |  | 6301794.8795 | 56984.4952
3530 | 2507254.077 | 6934437.5197 | 0 |  |  | 4427183.4427 | 0 | 148 | 3127174.0715 | 8630253.7275 | 741730.7283 |  |  | 6301794.8795 | 56984.4952
3531 | 2452594.547 | 7431844.4304 | 0 |  |  | 4979249.8834 | 0 | 148 | 3127174.0715 | 8630253.7275 | 741730.7283 |  |  | 6301794.8795 | 56984.4952
3532 | 2414741.825 | 7431844.4304 | 0 |  |  | 5017102.6054 | 0 | 148 | 3127174.0715 | 8630253.7275 | 741730.7283 |  |  | 6301794.8795 | 56984.4952
3533 | 2534527.758 | 6905178.2897 | 106452.9334 |  |  | 4477103.4651 | 0 | 148 | 3127174.0715 | 8630253.7275 | 741730.7283 |  |  | 6301794.8795 | 56984.4952
3534 | 2786607.783 | 5851846.0082 | 378016.5391 |  |  | 3443254.7643 | 0 | 148 | 3127174.0715 | 8630253.7275 | 741730.7283 |  |  | 6301794.8795 | 56984.4952
3535 | 3079320.402 | 5851846.0082 | 790793.2198 |  |  | 3563318.8259 | 0 | 148 | 3127174.0715 | 8630253.7275 | 741730.7283 |  |  | 6301794.8795 | 56984.4952
3536 | 3300822.205 | 7314807.5102 | 1207914.9181 |  |  | 5221900.2233 | 0 | 148 | 3127174.0715 | 8630253.7275 | 741730.7283 |  |  | 6301794.8795 | 56984.4952
3537 | 3395169.679 | 7929251.3411 | 1657624.2491 |  |  | 6191705.9112 | 0 | 148 | 3127174.0715 | 8630253.7275 | 741730.7283 |  |  | 6301794.8795 | 56984.4952
3538 | 3444881.4 | 8689991.3221 | 1924842.8371 |  |  | 7169952.7593 | 0 | 148 | 3127174.0715 | 8630253.7275 | 741730.7283 |  |  | 6301794.8795 | 56984.4952
3539 | 3426178.977 | 9655545.9135 | 2042158.3148 |  |  | 8271525.2513 | 0 | 148 | 3127174.0715 | 8630253.7275 | 741730.7283 |  |  | 6301794.8795 | 56984.4952
3540 | 3452145.416 | 11030729.7254 | 2061710.8944 |  |  | 9640295.2038 | 0 | 148 | 3127174.0715 | 8630253.7275 | 741730.7283 |  |  | 6301794.8795 | 56984.4952
3541 | 3420973.39 | 12522950.4575 | 2048675.8413 |  |  | 11150652.9088 | 0 | 148 | 3127174.0715 | 8630253.7275 | 741730.7283 |  |  | 6301794.8795 | 56984.4952
3542 | 3404786.147 | 13371468.1287 | 1903117.7487 |  |  | 11869799.7303 | 0 | 148 | 3127174.0715 | 8630253.7275 | 741730.7283 |  |  | 6301794.8795 | 56984.4952
3543 | 3451634.125 | 13459245.8188 | 1581586.4395 |  |  | 11589198.1333 | 0 | 148 | 3127174.0715 | 8630253.7275 | 741730.7283 |  |  | 6301794.8795 | 56984.4952
3544 | 3685237.764 | 14015171.1896 | 1173154.7766 |  |  | 11503088.2022 | 0 | 148 | 3127174.0715 | 8630253.7275 | 741730.7283 |  |  | 6301794.8795 | 56984.4952
3545 | 3705558.996 | 14717392.7106 | 688685.304 |  |  | 11700519.0186 | 0 | 148 | 3127174.0715 | 8630253.7275 | 741730.7283 |  |  | 6301794.8795 | 56984.4952
3546 | 3568364.056 | 14337022.72 | 236803.4642 |  |  | 11005462.1282 | 0 | 148 | 3127174.0715 | 8630253.7275 | 741730.7283 |  |  | 6301794.8795 | 56984.4952
3547 | 3448847.977 | 11411099.7159 | 0 |  |  | 7962251.7389 | 0 | 148 | 3127174.0715 | 8630253.7275 | 741730.7283 |  |  | 6301794.8795 | 56984.4952
3548 | 3347026.99 | 7227029.8201 | 0 |  |  | 3880002.8301 | 0 | 148 | 3127174.0715 | 8630253.7275 | 741730.7283 |  |  | 6301794.8795 | 56984.4952
3549 | 3217199.473 | 5822586.7781 | 0 |  |  | 2605387.3051 | 0 | 148 | 3127174.0715 | 8630253.7275 | 741730.7283 |  |  | 6301794.8795 | 56984.4952
3550 | 2982725.557 | 4213329.1259 | 0 |  |  | 1230603.5689 | 0 | 148 | 3127174.0715 | 8630253.7275 | 741730.7283 |  |  | 6301794.8795 | 56984.4952
3551 | 2803913.471 | 2604071.4736 | 0 |  |  | 0 | 199841.9974 | 148 | 3127174.0715 | 8630253.7275 | 741730.7283 |  |  | 6301794.8795 | 56984.4952
3552 | 2689265.85 | 1521479.9621 | 0 |  |  | 0 | 1167785.8879 | 148 | 3127174.0715 | 8630253.7275 | 741730.7283 |  |  | 6301794.8795 | 56984.4952
3553 | 2649123.122 | 789999.2111 | 0 |  |  | 0 | 1859123.9109 | 149 | 3800657.4071 | 3331894.8209 | 754313.1754 |  |  | 1456200.2279 | 1170649.6387
3554 | 2648033.591 | 351110.7605 | 0 |  |  | 0 | 2296922.8305 | 149 | 3800657.4071 | 3331894.8209 | 754313.1754 |  |  | 1456200.2279 | 1170649.6387
3555 | 2679261.356 | 117036.9202 | 0 |  |  | 0 | 2562224.4358 | 149 | 3800657.4071 | 3331894.8209 | 754313.1754 |  |  | 1456200.2279 | 1170649.6387
3556 | 2862109.951 | 29259.23 | 0 |  |  | 0 | 2832850.721 | 149 | 3800657.4071 | 3331894.8209 | 754313.1754 |  |  | 1456200.2279 | 1170649.6387
3557 | 3428631.966 | 0 | 102107.9157 |  |  | 0 | 3326524.0503 | 149 | 3800657.4071 | 3331894.8209 | 754313.1754 |  |  | 1456200.2279 | 1170649.6387
3558 | 4054698.265 | 0 | 378016.5391 |  |  | 0 | 3676681.7259 | 149 | 3800657.4071 | 3331894.8209 | 754313.1754 |  |  | 1456200.2279 | 1170649.6387
3559 | 4371986.875 | 0 | 751688.0605 |  |  | 0 | 3620298.8145 | 149 | 3800657.4071 | 3331894.8209 | 754313.1754 |  |  | 1456200.2279 | 1170649.6387
3560 | 4446338.907 | 29259.23 | 1316540.3604 |  |  | 0 | 3100539.3166 | 149 | 3800657.4071 | 3331894.8209 | 754313.1754 |  |  | 1456200.2279 | 1170649.6387
3561 | 4526926.516 | 380369.9905 | 1744524.6029 |  |  | 0 | 2402031.9225 | 149 | 3800657.4071 | 3331894.8209 | 754313.1754 |  |  | 1456200.2279 | 1170649.6387
3562 | 4534246.594 | 877776.9012 | 1998708.1379 |  |  | 0 | 1657761.5549 | 149 | 3800657.4071 | 3331894.8209 | 754313.1754 |  |  | 1456200.2279 | 1170649.6387
3563 | 4463171.609 | 1579998.4222 | 2122541.142 |  |  | 0 | 760632.0447 | 149 | 3800657.4071 | 3331894.8209 | 754313.1754 |  |  | 1456200.2279 | 1170649.6387
3564 | 4470149.128 | 2604071.4736 | 2172508.8455 |  |  | 306431.1911 | 0 | 149 | 3800657.4071 | 3331894.8209 | 754313.1754 |  |  | 1456200.2279 | 1170649.6387
3565 | 4389553.769 | 3745181.4452 | 2102988.5624 |  |  | 1458616.2387 | 0 | 149 | 3800657.4071 | 3331894.8209 | 754313.1754 |  |  | 1456200.2279 | 1170649.6387
3566 | 4218414.488 | 4798513.7267 | 1905290.2575 |  |  | 2485389.4962 | 0 | 149 | 3800657.4071 | 3331894.8209 | 754313.1754 |  |  | 1456200.2279 | 1170649.6387
3567 | 4192112.187 | 5822586.7781 | 1579413.9307 |  |  | 3209888.5218 | 0 | 149 | 3800657.4071 | 3331894.8209 | 754313.1754 |  |  | 1456200.2279 | 1170649.6387
3568 | 4434489.649 | 6817400.5995 | 1066701.8431 |  |  | 3449612.7937 | 0 | 149 | 3800657.4071 | 3331894.8209 | 754313.1754 |  |  | 1456200.2279 | 1170649.6387
3569 | 4351865.508 | 7782955.1909 | 621337.5298 |  |  | 4052427.2127 | 0 | 149 | 3800657.4071 | 3331894.8209 | 754313.1754 |  |  | 1456200.2279 | 1170649.6387
3570 | 4102232.749 | 8338880.5617 | 241148.4818 |  |  | 4477796.2945 | 0 | 149 | 3800657.4071 | 3331894.8209 | 754313.1754 |  |  | 1456200.2279 | 1170649.6387
3571 | 3889192.9 | 7519622.1205 | 0 |  |  | 3630429.2205 | 0 | 149 | 3800657.4071 | 3331894.8209 | 754313.1754 |  |  | 1456200.2279 | 1170649.6387
3572 | 3734307.86 | 6173697.5386 | 0 |  |  | 2439389.6786 | 0 | 149 | 3800657.4071 | 3331894.8209 | 754313.1754 |  |  | 1456200.2279 | 1170649.6387
3573 | 3559467.06 | 6232215.9987 | 0 |  |  | 2672748.9387 | 0 | 149 | 3800657.4071 | 3331894.8209 | 754313.1754 |  |  | 1456200.2279 | 1170649.6387
3574 | 3248394.422 | 6056660.6185 | 0 |  |  | 2808266.1965 | 0 | 149 | 3800657.4071 | 3331894.8209 | 754313.1754 |  |  | 1456200.2279 | 1170649.6387
3575 | 3042893.234 | 5412957.5576 | 0 |  |  | 2370064.3236 | 0 | 149 | 3800657.4071 | 3331894.8209 | 754313.1754 |  |  | 1456200.2279 | 1170649.6387
3576 | 2918176.064 | 4505921.4263 | 0 |  |  | 1587745.3623 | 0 | 149 | 3800657.4071 | 3331894.8209 | 754313.1754 |  |  | 1456200.2279 | 1170649.6387
3577 | 2862804.254 | 3598885.295 | 0 |  |  | 736081.041 | 0 | 150 | 3869264.9574 | 3768345.0024 | 749062.9457 |  |  | 1643398.5289 | 995255.5382
3578 | 2814157.483 | 2691849.1638 | 0 |  |  | 0 | 122308.3192 | 150 | 3869264.9574 | 3768345.0024 | 749062.9457 |  |  | 1643398.5289 | 995255.5382
3579 | 2842791.91 | 1843331.4926 | 0 |  |  | 0 | 999460.4174 | 150 | 3869264.9574 | 3768345.0024 | 749062.9457 |  |  | 1643398.5289 | 995255.5382
3580 | 2994008.642 | 1111850.7416 | 0 |  |  | 0 | 1882157.9004 | 150 | 3869264.9574 | 3768345.0024 | 749062.9457 |  |  | 1643398.5289 | 995255.5382
3581 | 3563548.252 | 643703.0609 | 60830.2477 |  |  | 0 | 2859014.9434 | 150 | 3869264.9574 | 3768345.0024 | 749062.9457 |  |  | 1643398.5289 | 995255.5382
3582 | 4142455.529 | 409629.2206 | 425811.7337 |  |  | 0 | 3307014.5747 | 150 | 3869264.9574 | 3768345.0024 | 749062.9457 |  |  | 1643398.5289 | 995255.5382
3583 | 4407713.947 | 234073.8403 | 923316.2593 |  |  | 0 | 3250323.8473 | 150 | 3869264.9574 | 3768345.0024 | 749062.9457 |  |  | 1643398.5289 | 995255.5382
3584 | 4502011.73 | 234073.8403 | 1379543.1169 |  |  | 0 | 2888394.7728 | 150 | 3869264.9574 | 3768345.0024 | 749062.9457 |  |  | 1643398.5289 | 995255.5382
3585 | 4622107.652 | 438888.4506 | 1735834.5675 |  |  | 0 | 2447384.6338 | 150 | 3869264.9574 | 3768345.0024 | 749062.9457 |  |  | 1643398.5289 | 995255.5382
3586 | 4597558.151 | 731480.751 | 1972638.0317 |  |  | 0 | 1893439.3683 | 150 | 3869264.9574 | 3768345.0024 | 749062.9457 |  |  | 1643398.5289 | 995255.5382
3587 | 4513014.873 | 1111850.7416 | 2087781.0005 |  |  | 0 | 1313383.1309 | 150 | 3869264.9574 | 3768345.0024 | 749062.9457 |  |  | 1643398.5289 | 995255.5382
3588 | 4515813.627 | 1316665.3518 | 2059538.3855 |  |  | 0 | 1139609.8896 | 150 | 3869264.9574 | 3768345.0024 | 749062.9457 |  |  | 1643398.5289 | 995255.5382
3589 | 4443451.134 | 1521479.9621 | 1961775.4875 |  |  | 0 | 960195.6844 | 150 | 3869264.9574 | 3768345.0024 | 749062.9457 |  |  | 1643398.5289 | 995255.5382
3590 | 4294332.715 | 1901849.9527 | 1798837.3241 |  |  | 0 | 593645.4383 | 150 | 3869264.9574 | 3768345.0024 | 749062.9457 |  |  | 1643398.5289 | 995255.5382
3591 | 4258159.936 | 2516293.7835 | 1512066.1565 |  |  | 0 | 229799.996 | 150 | 3869264.9574 | 3768345.0024 | 749062.9457 |  |  | 1643398.5289 | 995255.5382
3592 | 4472001.088 | 3540366.8349 | 1105807.0024 |  |  | 174172.7493 | 0 | 150 | 3869264.9574 | 3768345.0024 | 749062.9457 |  |  | 1643398.5289 | 995255.5382
3593 | 4378151.214 | 5032587.567 | 666960.2156 |  |  | 1321396.5686 | 0 | 150 | 3869264.9574 | 3768345.0024 | 749062.9457 |  |  | 1643398.5289 | 995255.5382
3594 | 4155268.088 | 6583326.7592 | 247666.0084 |  |  | 2675724.6796 | 0 | 150 | 3869264.9574 | 3768345.0024 | 749062.9457 |  |  | 1643398.5289 | 995255.5382
3595 | 3947177.803 | 7344066.7403 | 39105.1592 |  |  | 3435994.0965 | 0 | 150 | 3869264.9574 | 3768345.0024 | 749062.9457 |  |  | 1643398.5289 | 995255.5382
3596 | 3757855.474 | 7431844.4304 | 0 |  |  | 3673988.9564 | 0 | 150 | 3869264.9574 | 3768345.0024 | 749062.9457 |  |  | 1643398.5289 | 995255.5382
3597 | 3557265.521 | 8924065.1625 | 0 |  |  | 5366799.6415 | 0 | 150 | 3869264.9574 | 3768345.0024 | 749062.9457 |  |  | 1643398.5289 | 995255.5382
3598 | 3248053.875 | 10211471.2843 | 0 |  |  | 6963417.4093 | 0 | 150 | 3869264.9574 | 3768345.0024 | 749062.9457 |  |  | 1643398.5289 | 995255.5382
3599 | 3039322.677 | 10679618.9649 | 0 |  |  | 7640296.2879 | 0 | 150 | 3869264.9574 | 3768345.0024 | 749062.9457 |  |  | 1643398.5289 | 995255.5382
3600 | 2933333.402 | 10387026.6645 | 0 |  |  | 7453693.2625 | 0 | 150 | 3869264.9574 | 3768345.0024 | 749062.9457 |  |  | 1643398.5289 | 995255.5382
3601 | 2904237.298 | 9597027.4534 | 0 |  |  | 6692790.1554 | 0 | 151 | 3900002.1036 | 3851246.1541 | 618169.2877 |  |  | 1362117.1755 | 792703.8372
3602 | 2920709.867 | 8689991.3221 | 0 |  |  | 5769281.4551 | 0 | 151 | 3900002.1036 | 3851246.1541 | 618169.2877 |  |  | 1362117.1755 | 792703.8372
3603 | 2930953.996 | 8075547.4913 | 0 |  |  | 5144593.4953 | 0 | 151 | 3900002.1036 | 3851246.1541 | 618169.2877 |  |  | 1362117.1755 | 792703.8372
3604 | 3109605.297 | 7314807.5102 | 10862.5442 |  |  | 4216064.7575 | 0 | 151 | 3900002.1036 | 3851246.1541 | 618169.2877 |  |  | 1362117.1755 | 792703.8372
3605 | 3639742.953 | 6583326.7592 | 93417.8804 |  |  | 3037001.6866 | 0 | 151 | 3900002.1036 | 3851246.1541 | 618169.2877 |  |  | 1362117.1755 | 792703.8372
3606 | 4205883.221 | 5588512.9378 | 254183.5349 |  |  | 1636813.2517 | 0 | 151 | 3900002.1036 | 3851246.1541 | 618169.2877 |  |  | 1362117.1755 | 792703.8372
3607 | 4458266.811 | 5061846.7971 | 556162.2644 |  |  | 1159742.2505 | 0 | 151 | 3900002.1036 | 3851246.1541 | 618169.2877 |  |  | 1362117.1755 | 792703.8372
3608 | 4553606.752 | 4242588.3559 | 1114497.0377 |  |  | 803478.6417 | 0 | 151 | 3900002.1036 | 3851246.1541 | 618169.2877 |  |  | 1362117.1755 | 792703.8372
3609 | 4650044.815 | 2925923.0041 | 1464270.9619 |  |  | 0 | 259850.849 | 151 | 3900002.1036 | 3851246.1541 | 618169.2877 |  |  | 1362117.1755 | 792703.8372
3610 | 4635800.336 | 2018886.8728 | 1696729.4083 |  |  | 0 | 920184.0548 | 151 | 3900002.1036 | 3851246.1541 | 618169.2877 |  |  | 1362117.1755 | 792703.8372
3611 | 4545308.689 | 1521479.9621 | 2011743.1909 |  |  | 0 | 1012085.5359 | 151 | 3900002.1036 | 3851246.1541 | 618169.2877 |  |  | 1362117.1755 | 792703.8372
3612 | 4538308.636 | 1170369.2016 | 2020433.2263 |  |  | 0 | 1347506.2081 | 151 | 3900002.1036 | 3851246.1541 | 618169.2877 |  |  | 1362117.1755 | 792703.8372
3613 | 4440111.368 | 907036.1313 | 1846632.5187 |  |  | 0 | 1686442.7181 | 151 | 3900002.1036 | 3851246.1541 | 618169.2877 |  |  | 1362117.1755 | 792703.8372
3614 | 4294053.777 | 760739.9811 | 1544653.7891 |  |  | 0 | 1988660.0068 | 151 | 3900002.1036 | 3851246.1541 | 618169.2877 |  |  | 1362117.1755 | 792703.8372
3615 | 4239911.393 | 731480.751 | 1055839.2989 |  |  | 0 | 2452591.3431 | 151 | 3900002.1036 | 3851246.1541 | 618169.2877 |  |  | 1362117.1755 | 792703.8372
3616 | 4432645.509 | 731480.751 | 540954.7025 |  |  | 0 | 3160210.0555 | 151 | 3900002.1036 | 3851246.1541 | 618169.2877 |  |  | 1362117.1755 | 792703.8372
3617 | 4323428.244 | 1024073.0514 | 369326.5037 |  |  | 0 | 2930028.6888 | 151 | 3900002.1036 | 3851246.1541 | 618169.2877 |  |  | 1362117.1755 | 792703.8372
3618 | 4110269.577 | 1755553.8025 | 197698.3049 |  |  | 0 | 2157017.4696 | 151 | 3900002.1036 | 3851246.1541 | 618169.2877 |  |  | 1362117.1755 | 792703.8372
3619 | 3914105.99 | 2896663.774 | 58657.7388 |  |  | 0 | 958784.4771 | 151 | 3900002.1036 | 3851246.1541 | 618169.2877 |  |  | 1362117.1755 | 792703.8372
3620 | 3750415.98 | 3598885.295 | 0 |  |  | 0 | 151530.685 | 151 | 3900002.1036 | 3851246.1541 | 618169.2877 |  |  | 1362117.1755 | 792703.8372
3621 | 3602958.527 | 4388884.5061 | 0 |  |  | 785925.9791 | 0 | 151 | 3900002.1036 | 3851246.1541 | 618169.2877 |  |  | 1362117.1755 | 792703.8372
3622 | 3320996.557 | 4447402.9662 | 0 |  |  | 1126406.4092 | 0 | 151 | 3900002.1036 | 3851246.1541 | 618169.2877 |  |  | 1362117.1755 | 792703.8372
3623 | 3108839.866 | 4271847.586 | 0 |  |  | 1163007.72 | 0 | 151 | 3900002.1036 | 3851246.1541 | 618169.2877 |  |  | 1362117.1755 | 792703.8372
3624 | 2969845.027 | 4125551.4358 | 0 |  |  | 1155706.4088 | 0 | 151 | 3900002.1036 | 3851246.1541 | 618169.2877 |  |  | 1362117.1755 | 792703.8372
3625 | 2915419.775 | 4213329.1259 | 0 |  |  | 1297909.3509 | 0 | 152 | 3832458.6698 | 3781755.4828 | 552360.374 |  |  | 1301410.2378 | 799753.0508
3626 | 2895050.699 | 4593699.1164 | 0 |  |  | 1698648.4174 | 0 | 152 | 3832458.6698 | 3781755.4828 | 552360.374 |  |  | 1301410.2378 | 799753.0508
3627 | 2882062.59 | 5266661.4074 | 0 |  |  | 2384598.8174 | 0 | 152 | 3832458.6698 | 3781755.4828 | 552360.374 |  |  | 1301410.2378 | 799753.0508
3628 | 3057888.362 | 5822586.7781 | 2172.5088 |  |  | 2766870.925 | 0 | 152 | 3832458.6698 | 3781755.4828 | 552360.374 |  |  | 1301410.2378 | 799753.0508
3629 | 3620684.233 | 6027401.3884 | 47795.1946 |  |  | 2454512.35 | 0 | 152 | 3832458.6698 | 3781755.4828 | 552360.374 |  |  | 1301410.2378 | 799753.0508
3630 | 4195488.712 | 6056660.6185 | 165110.6723 |  |  | 2026282.5787 | 0 | 152 | 3832458.6698 | 3781755.4828 | 552360.374 |  |  | 1301410.2378 | 799753.0508
3631 | 4411702.56 | 4915550.6469 | 325876.3268 |  |  | 829724.4137 | 0 | 152 | 3832458.6698 | 3781755.4828 | 552360.374 |  |  | 1301410.2378 | 799753.0508
3632 | 4431212.351 | 6290734.4588 | 569197.3175 |  |  | 2428719.4253 | 0 | 152 | 3832458.6698 | 3781755.4828 | 552360.374 |  |  | 1301410.2378 | 799753.0508
3633 | 4519786.241 | 6788141.3695 | 936351.3124 |  |  | 3204706.4409 | 0 | 152 | 3832458.6698 | 3781755.4828 | 552360.374 |  |  | 1301410.2378 | 799753.0508
3634 | 4531203.633 | 5998142.1584 | 1207914.9181 |  |  | 2674853.4435 | 0 | 152 | 3832458.6698 | 3781755.4828 | 552360.374 |  |  | 1301410.2378 | 799753.0508
3635 | 4440823.829 | 5676290.6279 | 1470788.4884 |  |  | 2706255.2873 | 0 | 152 | 3832458.6698 | 3781755.4828 | 552360.374 |  |  | 1301410.2378 | 799753.0508
3636 | 4443302.563 | 5412957.5576 | 1651106.7226 |  |  | 2620761.7171 | 0 | 152 | 3832458.6698 | 3781755.4828 | 552360.374 |  |  | 1301410.2378 | 799753.0508
3637 | 4344497.542 | 4857032.1868 | 1727144.5322 |  |  | 2239679.177 | 0 | 152 | 3832458.6698 | 3781755.4828 | 552360.374 |  |  | 1301410.2378 | 799753.0508
3638 | 4177814.939 | 4037773.7456 | 1657624.2491 |  |  | 1517583.0558 | 0 | 152 | 3832458.6698 | 3781755.4828 | 552360.374 |  |  | 1301410.2378 | 799753.0508
3639 | 4121162.177 | 3072219.1543 | 1431683.3292 |  |  | 382740.3065 | 0 | 152 | 3832458.6698 | 3781755.4828 | 552360.374 |  |  | 1301410.2378 | 799753.0508
3640 | 4285233.012 | 2223701.4831 | 1107979.5112 |  |  | 0 | 953552.0177 | 152 | 3832458.6698 | 3781755.4828 | 552360.374 |  |  | 1301410.2378 | 799753.0508
3641 | 4195090.305 | 1492220.7321 | 649580.1448 |  |  | 0 | 2053289.4281 | 152 | 3832458.6698 | 3781755.4828 | 552360.374 |  |  | 1301410.2378 | 799753.0508
3642 | 4028365.252 | 1053332.2815 | 275908.6234 |  |  | 0 | 2699124.3472 | 152 | 3832458.6698 | 3781755.4828 | 552360.374 |  |  | 1301410.2378 | 799753.0508
3643 | 3856753.613 | 877776.9012 | 30415.1238 |  |  | 0 | 2948561.5879 | 152 | 3832458.6698 | 3781755.4828 | 552360.374 |  |  | 1301410.2378 | 799753.0508
3644 | 3707058.471 | 1345924.5819 | 0 |  |  | 0 | 2361133.8891 | 152 | 3832458.6698 | 3781755.4828 | 552360.374 |  |  | 1301410.2378 | 799753.0508
3645 | 3590333.828 | 1843331.4926 | 0 |  |  | 0 | 1747002.3354 | 152 | 3832458.6698 | 3781755.4828 | 552360.374 |  |  | 1301410.2378 | 799753.0508
3646 | 3315414.44 | 1638516.8823 | 0 |  |  | 0 | 1676897.5577 | 152 | 3832458.6698 | 3781755.4828 | 552360.374 |  |  | 1301410.2378 | 799753.0508
3647 | 3076879.821 | 965554.5913 | 0 |  |  | 0 | 2111325.2297 | 152 | 3832458.6698 | 3781755.4828 | 552360.374 |  |  | 1301410.2378 | 799753.0508
3648 | 2935779.127 | 292592.3004 | 0 |  |  | 0 | 2643186.8266 | 152 | 3832458.6698 | 3781755.4828 | 552360.374 |  |  | 1301410.2378 | 799753.0508
3649 | 2873929.62 | 87777.6901 | 0 |  |  | 0 | 2786151.9299 | 153 | 3675839.8087 | 1052113.1469 | 741459.1647 |  |  | 0 | 1882267.4971
3650 | 2873184.534 | 58518.4601 | 0 |  |  | 0 | 2814666.0739 | 153 | 3675839.8087 | 1052113.1469 | 741459.1647 |  |  | 0 | 1882267.4971
3651 | 2853487.154 | 204814.6103 | 0 |  |  | 0 | 2648672.5437 | 153 | 3675839.8087 | 1052113.1469 | 741459.1647 |  |  | 0 | 1882267.4971
3652 | 3013633.607 | 380369.9905 | 0 |  |  | 0 | 2633263.6165 | 153 | 3675839.8087 | 1052113.1469 | 741459.1647 |  |  | 0 | 1882267.4971
3653 | 3551937.305 | 438888.4506 | 56485.23 |  |  | 0 | 3056563.6244 | 153 | 3675839.8087 | 1052113.1469 | 741459.1647 |  |  | 0 | 1882267.4971
3654 | 4134798.926 | 409629.2206 | 421466.716 |  |  | 0 | 3303702.9894 | 153 | 3675839.8087 | 1052113.1469 | 741459.1647 |  |  | 0 | 1882267.4971
3655 | 4367512.015 | 234073.8403 | 895073.6443 |  |  | 0 | 3238364.5303 | 153 | 3675839.8087 | 1052113.1469 | 741459.1647 |  |  | 0 | 1882267.4971
3656 | 4394891.753 | 234073.8403 | 1336092.94 |  |  | 0 | 2824724.9727 | 153 | 3675839.8087 | 1052113.1469 | 741459.1647 |  |  | 0 | 1882267.4971
3657 | 4480269.366 | 292592.3004 | 1690211.8818 |  |  | 0 | 2497465.1838 | 153 | 3675839.8087 | 1052113.1469 | 741459.1647 |  |  | 0 | 1882267.4971
3658 | 4426238.409 | 321851.5304 | 1942222.9079 |  |  | 0 | 2162163.9707 | 153 | 3675839.8087 | 1052113.1469 | 741459.1647 |  |  | 0 | 1882267.4971
3659 | 4317644.027 | 409629.2206 | 2076918.4563 |  |  | 0 | 1831096.3501 | 153 | 3675839.8087 | 1052113.1469 | 741459.1647 |  |  | 0 | 1882267.4971
3660 | 4221489.703 | 643703.0609 | 2096471.0359 |  |  | 0 | 1481315.6062 | 153 | 3675839.8087 | 1052113.1469 | 741459.1647 |  |  | 0 | 1882267.4971
3661 | 4013027.813 | 1111850.7416 | 1992190.6113 |  |  | 0 | 908986.4601 | 153 | 3675839.8087 | 1052113.1469 | 741459.1647 |  |  | 0 | 1882267.4971
3662 | 3861469.253 | 1609257.6522 | 1790147.2887 |  |  | 0 | 462064.3121 | 153 | 3675839.8087 | 1052113.1469 | 741459.1647 |  |  | 0 | 1882267.4971
3663 | 3835024.706 | 1960368.4127 | 1485996.0503 |  |  | 0 | 388660.2429 | 153 | 3675839.8087 | 1052113.1469 | 741459.1647 |  |  | 0 | 1882267.4971
3664 | 3975097.127 | 2106664.5629 | 1086254.4227 |  |  | 0 | 782178.1413 | 153 | 3675839.8087 | 1052113.1469 | 741459.1647 |  |  | 0 | 1882267.4971
3665 | 3973456.262 | 2311479.1732 | 647407.636 |  |  | 0 | 1014569.4528 | 153 | 3675839.8087 | 1052113.1469 | 741459.1647 |  |  | 0 | 1882267.4971
3666 | 3777911.587 | 2604071.4736 | 249838.5172 |  |  | 0 | 924001.5961 | 153 | 3675839.8087 | 1052113.1469 | 741459.1647 |  |  | 0 | 1882267.4971
3667 | 3589983.835 | 2457775.3234 | 28242.615 |  |  | 0 | 1103965.8966 | 153 | 3675839.8087 | 1052113.1469 | 741459.1647 |  |  | 0 | 1882267.4971
3668 | 3449045.589 | 2077405.3329 | 0 |  |  | 0 | 1371640.2561 | 153 | 3675839.8087 | 1052113.1469 | 741459.1647 |  |  | 0 | 1882267.4971
3669 | 3360937.446 | 1667776.1123 | 0 |  |  | 0 | 1693161.3337 | 153 | 3675839.8087 | 1052113.1469 | 741459.1647 |  |  | 0 | 1882267.4971
3670 | 3157649.898 | 1433702.272 | 0 |  |  | 0 | 1723947.626 | 153 | 3675839.8087 | 1052113.1469 | 741459.1647 |  |  | 0 | 1882267.4971
3671 | 2937361.481 | 1228887.6617 | 0 |  |  | 0 | 1708473.8193 | 153 | 3675839.8087 | 1052113.1469 | 741459.1647 |  |  | 0 | 1882267.4971
3672 | 2780173.993 | 965554.5913 | 0 |  |  | 0 | 1814619.4017 | 153 | 3675839.8087 | 1052113.1469 | 741459.1647 |  |  | 0 | 1882267.4971
3673 | 2696266.493 | 672962.2909 | 0 |  |  | 0 | 2023304.2021 | 154 | 3207622.3405 | 3978036.151 | 469171.3894 |  |  | 2241570.8583 | 1001985.6584
3674 | 2654038.922 | 438888.4506 | 0 |  |  | 0 | 2215150.4714 | 154 | 3207622.3405 | 3978036.151 | 469171.3894 |  |  | 2241570.8583 | 1001985.6584
3675 | 2606186.579 | 263333.0704 | 0 |  |  | 0 | 2342853.5086 | 154 | 3207622.3405 | 3978036.151 | 469171.3894 |  |  | 2241570.8583 | 1001985.6584
3676 | 2590453.137 | 87777.6901 | 10862.5442 |  |  | 0 | 2491812.9026 | 154 | 3207622.3405 | 3978036.151 | 469171.3894 |  |  | 2241570.8583 | 1001985.6584
3677 | 2743943.195 | 87777.6901 | 143385.5838 |  |  | 0 | 2512779.9211 | 154 | 3207622.3405 | 3978036.151 | 469171.3894 |  |  | 2241570.8583 | 1001985.6584
3678 | 3021895.273 | 175555.3802 | 364981.486 |  |  | 0 | 2481358.4067 | 154 | 3207622.3405 | 3978036.151 | 469171.3894 |  |  | 2241570.8583 | 1001985.6584
3679 | 3328352.178 | 204814.6103 | 610474.9856 |  |  | 0 | 2513062.5821 | 154 | 3207622.3405 | 3978036.151 | 469171.3894 |  |  | 2241570.8583 | 1001985.6584
3680 | 3504000.947 | 175555.3802 | 840760.9232 |  |  | 0 | 2487684.6435 | 154 | 3207622.3405 | 3978036.151 | 469171.3894 |  |  | 2241570.8583 | 1001985.6584
3681 | 3630412.969 | 204814.6103 | 1088426.9316 |  |  | 0 | 2337171.4271 | 154 | 3207622.3405 | 3978036.151 | 469171.3894 |  |  | 2241570.8583 | 1001985.6584
3682 | 3596123.328 | 585184.6008 | 1362163.0461 |  |  | 0 | 1648775.6811 | 154 | 3207622.3405 | 3978036.151 | 469171.3894 |  |  | 2241570.8583 | 1001985.6584
3683 | 3572571.75 | 1170369.2016 | 1475133.5061 |  |  | 0 | 927069.0423 | 154 | 3207622.3405 | 3978036.151 | 469171.3894 |  |  | 2241570.8583 | 1001985.6584
3684 | 3515169.984 | 1960368.4127 | 1488168.5592 |  |  | 0 | 66633.0121 | 154 | 3207622.3405 | 3978036.151 | 469171.3894 |  |  | 2241570.8583 | 1001985.6584
3685 | 3459989.631 | 2984441.4642 | 1231812.5154 |  |  | 756264.3486 | 0 | 154 | 3207622.3405 | 3978036.151 | 469171.3894 |  |  | 2241570.8583 | 1001985.6584
3686 | 3436997.237 | 4242588.3559 | 962421.4186 |  |  | 1768012.5375 | 0 | 154 | 3207622.3405 | 3978036.151 | 469171.3894 |  |  | 2241570.8583 | 1001985.6584
3687 | 3461432.467 | 5325179.8674 | 625682.5475 |  |  | 2489429.9479 | 0 | 154 | 3207622.3405 | 3978036.151 | 469171.3894 |  |  | 2241570.8583 | 1001985.6584
3688 | 3660146.058 | 6349252.9189 | 475779.4372 |  |  | 3164886.298 | 0 | 154 | 3207622.3405 | 3978036.151 | 469171.3894 |  |  | 2241570.8583 | 1001985.6584
3689 | 3685045.789 | 7431844.4304 | 336738.8711 |  |  | 4083537.5124 | 0 | 154 | 3207622.3405 | 3978036.151 | 469171.3894 |  |  | 2241570.8583 | 1001985.6584
3690 | 3523920.51 | 8543695.1719 | 182490.743 |  |  | 5202265.405 | 0 | 154 | 3207622.3405 | 3978036.151 | 469171.3894 |  |  | 2241570.8583 | 1001985.6584
3691 | 3358305.461 | 8075547.4913 | 60830.2477 |  |  | 4778072.278 | 0 | 154 | 3207622.3405 | 3978036.151 | 469171.3894 |  |  | 2241570.8583 | 1001985.6584
3692 | 3263262.032 | 7987769.8012 | 0 |  |  | 4724507.7692 | 0 | 154 | 3207622.3405 | 3978036.151 | 469171.3894 |  |  | 2241570.8583 | 1001985.6584
3693 | 3195494.052 | 9479990.5332 | 0 |  |  | 6284496.4812 | 0 | 154 | 3207622.3405 | 3978036.151 | 469171.3894 |  |  | 2241570.8583 | 1001985.6584
3694 | 3020137.237 | 10123693.5941 | 0 |  |  | 7103556.3571 | 0 | 154 | 3207622.3405 | 3978036.151 | 469171.3894 |  |  | 2241570.8583 | 1001985.6584
3695 | 2809412.552 | 9801842.0637 | 0 |  |  | 6992429.5117 | 0 | 154 | 3207622.3405 | 3978036.151 | 469171.3894 |  |  | 2241570.8583 | 1001985.6584
3696 | 2649378.391 | 9099620.5427 | 0 |  |  | 6450242.1517 | 0 | 154 | 3207622.3405 | 3978036.151 | 469171.3894 |  |  | 2241570.8583 | 1001985.6584
3697 | 2564536.52 | 8426658.2518 | 0 |  |  | 5862121.7318 | 0 | 155 | 3092958.6176 | 7387955.5853 | 718376.2582 |  |  | 5013373.2259 | 0
3698 | 2500805.084 | 7870732.881 | 0 |  |  | 5369927.797 | 0 | 155 | 3092958.6176 | 7387955.5853 | 718376.2582 |  |  | 5013373.2259 | 0
3699 | 2436223.181 | 7080733.6699 | 0 |  |  | 4644510.4889 | 0 | 155 | 3092958.6176 | 7387955.5853 | 718376.2582 |  |  | 5013373.2259 | 0
3700 | 2426364.241 | 5910364.4683 | 8690.0354 |  |  | 3492690.2626 | 0 | 155 | 3092958.6176 | 7387955.5853 | 718376.2582 |  |  | 5013373.2259 | 0
3701 | 2536684.297 | 5003328.337 | 117315.4777 |  |  | 2583959.5176 | 0 | 155 | 3092958.6176 | 7387955.5853 | 718376.2582 |  |  | 5013373.2259 | 0
3702 | 2765791.854 | 4388884.5061 | 408431.663 |  |  | 2031524.3151 | 0 | 155 | 3092958.6176 | 7387955.5853 | 718376.2582 |  |  | 5013373.2259 | 0
3703 | 3072427.249 | 2896663.774 | 838588.4144 |  |  | 662824.9394 | 0 | 155 | 3092958.6176 | 7387955.5853 | 718376.2582 |  |  | 5013373.2259 | 0
3704 | 3301111.433 | 4242588.3559 | 1238330.0419 |  |  | 2179806.9649 | 0 | 155 | 3092958.6176 | 7387955.5853 | 718376.2582 |  |  | 5013373.2259 | 0
3705 | 3407362.705 | 5354439.0975 | 1581586.4395 |  |  | 3528662.832 | 0 | 155 | 3092958.6176 | 7387955.5853 | 718376.2582 |  |  | 5013373.2259 | 0
3706 | 3469581.779 | 5617772.1679 | 1837942.4833 |  |  | 3986132.8721 | 0 | 155 | 3092958.6176 | 7387955.5853 | 718376.2582 |  |  | 5013373.2259 | 0
3707 | 3437031.227 | 6027401.3884 | 1981328.0671 |  |  | 4571698.2285 | 0 | 155 | 3092958.6176 | 7387955.5853 | 718376.2582 |  |  | 5013373.2259 | 0
3708 | 3408615.6 | 7051474.4399 | 2011743.1909 |  |  | 5654602.0308 | 0 | 155 | 3092958.6176 | 7387955.5853 | 718376.2582 |  |  | 5013373.2259 | 0
3709 | 3379211.772 | 8397399.0217 | 1931360.3636 |  |  | 6949547.6134 | 0 | 155 | 3092958.6176 | 7387955.5853 | 718376.2582 |  |  | 5013373.2259 | 0
3710 | 3329739.76 | 9626286.6835 | 1755387.1472 |  |  | 8051934.0706 | 0 | 155 | 3092958.6176 | 7387955.5853 | 718376.2582 |  |  | 5013373.2259 | 0
3711 | 3383413.707 | 10591841.2748 | 1479478.5238 |  |  | 8687906.0916 | 0 | 155 | 3092958.6176 | 7387955.5853 | 718376.2582 |  |  | 5013373.2259 | 0
3712 | 3608053.485 | 11498877.4061 | 1107979.5112 |  |  | 8998803.4323 | 0 | 155 | 3092958.6176 | 7387955.5853 | 718376.2582 |  |  | 5013373.2259 | 0
3713 | 3589997.977 | 12113321.2369 | 675650.2509 |  |  | 9198973.5109 | 0 | 155 | 3092958.6176 | 7387955.5853 | 718376.2582 |  |  | 5013373.2259 | 0
3714 | 3429890.488 | 12405913.5373 | 256356.0438 |  |  | 9232379.0931 | 0 | 155 | 3092958.6176 | 7387955.5853 | 718376.2582 |  |  | 5013373.2259 | 0
3715 | 3321131.7 | 11089248.1855 | 10862.5442 |  |  | 7778979.0297 | 0 | 155 | 3092958.6176 | 7387955.5853 | 718376.2582 |  |  | 5013373.2259 | 0
3716 | 3235558.442 | 8631472.8621 | 0 |  |  | 5395914.4201 | 0 | 155 | 3092958.6176 | 7387955.5853 | 718376.2582 |  |  | 5013373.2259 | 0
3717 | 3183594.708 | 7753695.9608 | 0 |  |  | 4570101.2528 | 0 | 155 | 3092958.6176 | 7387955.5853 | 718376.2582 |  |  | 5013373.2259 | 0
3718 | 3004670.2 | 6524808.2991 | 0 |  |  | 3520138.0991 | 0 | 155 | 3092958.6176 | 7387955.5853 | 718376.2582 |  |  | 5013373.2259 | 0
3719 | 2789127.418 | 5120365.2572 | 0 |  |  | 2331237.8392 | 0 | 155 | 3092958.6176 | 7387955.5853 | 718376.2582 |  |  | 5013373.2259 | 0
3720 | 2650081.996 | 3686662.9852 | 0 |  |  | 1036580.9892 | 0 | 155 | 3092958.6176 | 7387955.5853 | 718376.2582 |  |  | 5013373.2259 | 0
3721 | 2562491.425 | 2311479.1732 | 0 |  |  | 0 | 251012.2518 | 156 | 3186501.225 | 4579069.5014 | 447536.8222 |  |  | 2445284.9415 | 605179.843
3722 | 2532477.273 | 1228887.6617 | 0 |  |  | 0 | 1303589.6113 | 156 | 3186501.225 | 4579069.5014 | 447536.8222 |  |  | 2445284.9415 | 605179.843
3723 | 2479563.881 | 555925.3708 | 0 |  |  | 0 | 1923638.5102 | 156 | 3186501.225 | 4579069.5014 | 447536.8222 |  |  | 2445284.9415 | 605179.843
3724 | 2496293.998 | 175555.3802 | 2172.5088 |  |  | 0 | 2318566.1089 | 156 | 3186501.225 | 4579069.5014 | 447536.8222 |  |  | 2445284.9415 | 605179.843
3725 | 2657451.982 | 58518.4601 | 121660.4953 |  |  | 0 | 2477273.0266 | 156 | 3186501.225 | 4579069.5014 | 447536.8222 |  |  | 2445284.9415 | 605179.843
3726 | 2935767.941 | 87777.6901 | 421466.716 |  |  | 0 | 2426523.5349 | 156 | 3186501.225 | 4579069.5014 | 447536.8222 |  |  | 2445284.9415 | 605179.843
3727 | 3245086.104 | 175555.3802 | 810345.7994 |  |  | 0 | 2259184.9244 | 156 | 3186501.225 | 4579069.5014 | 447536.8222 |  |  | 2445284.9415 | 605179.843
3728 | 3412514.135 | 1053332.2815 | 1151429.6881 |  |  | 0 | 1207752.1654 | 156 | 3186501.225 | 4579069.5014 | 447536.8222 |  |  | 2445284.9415 | 605179.843
3729 | 3514501.303 | 2925923.0041 | 1279607.71 |  |  | 691029.4111 | 0 | 156 | 3186501.225 | 4579069.5014 | 447536.8222 |  |  | 2445284.9415 | 605179.843
3730 | 3539552.623 | 5061846.7971 | 1075391.8785 |  |  | 2597686.0526 | 0 | 156 | 3186501.225 | 4579069.5014 | 447536.8222 |  |  | 2445284.9415 | 605179.843
3731 | 3495382.507 | 6583326.7592 | 812518.3082 |  |  | 3900462.5604 | 0 | 156 | 3186501.225 | 4579069.5014 | 447536.8222 |  |  | 2445284.9415 | 605179.843
3732 | 3495082.682 | 7782955.1909 | 467089.4018 |  |  | 4754961.9107 | 0 | 156 | 3186501.225 | 4579069.5014 | 447536.8222 |  |  | 2445284.9415 | 605179.843
3733 | 3452298.461 | 8836287.4724 | 543127.2114 |  |  | 5927116.2227 | 0 | 156 | 3186501.225 | 4579069.5014 | 447536.8222 |  |  | 2445284.9415 | 605179.843
3734 | 3400894.63 | 9479990.5332 | 851623.4674 |  |  | 6930719.3707 | 0 | 156 | 3186501.225 | 4579069.5014 | 447536.8222 |  |  | 2445284.9415 | 605179.843
3735 | 3456500.231 | 9479990.5332 | 1075391.8785 |  |  | 7098882.1808 | 0 | 156 | 3186501.225 | 4579069.5014 | 447536.8222 |  |  | 2445284.9415 | 605179.843
3736 | 3737721.718 | 9099620.5427 | 1077564.3874 |  |  | 6439463.2121 | 0 | 156 | 3186501.225 | 4579069.5014 | 447536.8222 |  |  | 2445284.9415 | 605179.843
3737 | 3758021.188 | 8777769.0123 | 684340.2863 |  |  | 5704088.1106 | 0 | 156 | 3186501.225 | 4579069.5014 | 447536.8222 |  |  | 2445284.9415 | 605179.843
3738 | 3586000.628 | 8426658.2518 | 288943.6765 |  |  | 5129601.3002 | 0 | 156 | 3186501.225 | 4579069.5014 | 447536.8222 |  |  | 2445284.9415 | 605179.843
3739 | 3428307.528 | 6261475.2288 | 78210.3184 |  |  | 2911378.0192 | 0 | 156 | 3186501.225 | 4579069.5014 | 447536.8222 |  |  | 2445284.9415 | 605179.843
3740 | 3303943.646 | 3774440.6753 | 0 |  |  | 470497.0293 | 0 | 156 | 3186501.225 | 4579069.5014 | 447536.8222 |  |  | 2445284.9415 | 605179.843
3741 | 3282699.102 | 2925923.0041 | 0 |  |  | 0 | 356776.0979 | 156 | 3186501.225 | 4579069.5014 | 447536.8222 |  |  | 2445284.9415 | 605179.843
3742 | 3057813.748 | 3277033.7646 | 0 |  |  | 219220.0166 | 0 | 156 | 3186501.225 | 4579069.5014 | 447536.8222 |  |  | 2445284.9415 | 605179.843
3743 | 2863132.317 | 4739995.2666 | 0 |  |  | 1876862.9496 | 0 | 156 | 3186501.225 | 4579069.5014 | 447536.8222 |  |  | 2445284.9415 | 605179.843
3744 | 2782530.349 | 6817400.5995 | 0 |  |  | 4034870.2505 | 0 | 156 | 3186501.225 | 4579069.5014 | 447536.8222 |  |  | 2445284.9415 | 605179.843
3745 | 2711892.918 | 8924065.1625 | 0 |  |  | 6212172.2445 | 0 | 157 | 3780711.5952 | 14496729.3507 | 438937.308 |  |  | 11154955.0635 | 0
3746 | 2709336.879 | 9918878.9839 | 0 |  |  | 7209542.1049 | 0 | 157 | 3780711.5952 | 14496729.3507 | 438937.308 |  |  | 11154955.0635 | 0
3747 | 2713343.243 | 9918878.9839 | 0 |  |  | 7205535.7409 | 0 | 157 | 3780711.5952 | 14496729.3507 | 438937.308 |  |  | 11154955.0635 | 0
3748 | 2855258.961 | 8865546.7024 | 13035.0531 |  |  | 6023322.7945 | 0 | 157 | 3780711.5952 | 14496729.3507 | 438937.308 |  |  | 11154955.0635 | 0
3749 | 3400688.534 | 7782955.1909 | 110797.9511 |  |  | 4493064.608 | 0 | 157 | 3780711.5952 | 14496729.3507 | 438937.308 |  |  | 11154955.0635 | 0
3750 | 4035459.396 | 7344066.7403 | 286771.1676 |  |  | 3595378.5119 | 0 | 157 | 3780711.5952 | 14496729.3507 | 438937.308 |  |  | 11154955.0635 | 0
3751 | 4311281.626 | 5793327.5481 | 551817.2468 |  |  | 2033863.1689 | 0 | 157 | 3780711.5952 | 14496729.3507 | 438937.308 |  |  | 11154955.0635 | 0
3752 | 4382190.094 | 6758882.1394 | 771240.6401 |  |  | 3147932.6856 | 0 | 157 | 3780711.5952 | 14496729.3507 | 438937.308 |  |  | 11154955.0635 | 0
3753 | 4487978.658 | 11001470.4954 | 973283.9628 |  |  | 7486775.8002 | 0 | 157 | 3780711.5952 | 14496729.3507 | 438937.308 |  |  | 11154955.0635 | 0
3754 | 4459954.302 | 13781097.3493 | 927661.277 |  |  | 10248804.3243 | 0 | 157 | 3780711.5952 | 14496729.3507 | 438937.308 |  |  | 11154955.0635 | 0
3755 | 4420285.725 | 15595169.6118 | 1047149.2635 |  |  | 12222033.1503 | 0 | 157 | 3780711.5952 | 14496729.3507 | 438937.308 |  |  | 11154955.0635 | 0
3756 | 4456127.855 | 18052944.9352 | 955903.892 |  |  | 14552720.9722 | 0 | 157 | 3780711.5952 | 14496729.3507 | 438937.308 |  |  | 11154955.0635 | 0
3757 | 4363394.959 | 21300719.4698 | 1029769.1928 |  |  | 17967093.7035 | 0 | 157 | 3780711.5952 | 14496729.3507 | 438937.308 |  |  | 11154955.0635 | 0
3758 | 4236902.013 | 24168124.0138 | 1077564.3874 |  |  | 21008786.3881 | 0 | 157 | 3780711.5952 | 14496729.3507 | 438937.308 |  |  | 11154955.0635 | 0
3759 | 4201929.206 | 25865159.3562 | 971111.4539 |  |  | 22634341.6041 | 0 | 157 | 3780711.5952 | 14496729.3507 | 438937.308 |  |  | 11154955.0635 | 0
3760 | 4418724.788 | 26450343.957 | 858140.994 |  |  | 22889760.1629 | 0 | 157 | 3780711.5952 | 14496729.3507 | 438937.308 |  |  | 11154955.0635 | 0
3761 | 4316177.684 | 26069973.9664 | 582232.3706 |  |  | 22336028.653 | 0 | 157 | 3780711.5952 | 14496729.3507 | 438937.308 |  |  | 11154955.0635 | 0
3762 | 4063323.888 | 24636271.6944 | 295461.203 |  |  | 20868409.0094 | 0 | 157 | 3780711.5952 | 14496729.3507 | 438937.308 |  |  | 11154955.0635 | 0
3763 | 3898514.2 | 20042572.578 | 82555.3361 |  |  | 16226613.7141 | 0 | 157 | 3780711.5952 | 14496729.3507 | 438937.308 |  |  | 11154955.0635 | 0
3764 | 3717579.659 | 13459245.8188 | 0 |  |  | 9741666.1598 | 0 | 157 | 3780711.5952 | 14496729.3507 | 438937.308 |  |  | 11154955.0635 | 0
3765 | 3489444.501 | 11147766.6456 | 0 |  |  | 7658322.1446 | 0 | 157 | 3780711.5952 | 14496729.3507 | 438937.308 |  |  | 11154955.0635 | 0
3766 | 3205698.463 | 10416285.8946 | 0 |  |  | 7210587.4316 | 0 | 157 | 3780711.5952 | 14496729.3507 | 438937.308 |  |  | 11154955.0635 | 0
3767 | 3009823.907 | 10357767.4345 | 0 |  |  | 7347943.5275 | 0 | 157 | 3780711.5952 | 14496729.3507 | 438937.308 |  |  | 11154955.0635 | 0
3768 | 2871766.826 | 10269989.7444 | 0 |  |  | 7398222.9184 | 0 | 157 | 3780711.5952 | 14496729.3507 | 438937.308 |  |  | 11154955.0635 | 0
3769 | 2853870.183 | 9918878.9839 | 0 |  |  | 7065008.8009 | 0 | 158 | 3903537.6024 | 4343776.5265 | 670218.9788 |  |  | 1571921.5579 | 461463.6549
3770 | 2865825.177 | 8924065.1625 | 0 |  |  | 6058239.9855 | 0 | 158 | 3903537.6024 | 4343776.5265 | 670218.9788 |  |  | 1571921.5579 | 461463.6549
3771 | 2877933.155 | 7373325.9703 | 0 |  |  | 4495392.8153 | 0 | 158 | 3903537.6024 | 4343776.5265 | 670218.9788 |  |  | 1571921.5579 | 461463.6549
3772 | 3039590.725 | 5325179.8674 | 0 |  |  | 2285589.1424 | 0 | 158 | 3903537.6024 | 4343776.5265 | 670218.9788 |  |  | 1571921.5579 | 461463.6549
3773 | 3554806.179 | 3715922.2152 | 73865.3007 |  |  | 234981.3369 | 0 | 158 | 3903537.6024 | 4343776.5265 | 670218.9788 |  |  | 1571921.5579 | 461463.6549
3774 | 4129214.317 | 2457775.3234 | 430156.7514 |  |  | 0 | 1241282.2422 | 158 | 3903537.6024 | 4343776.5265 | 670218.9788 |  |  | 1571921.5579 | 461463.6549
3775 | 4382014.209 | 1433702.272 | 895073.6443 |  |  | 0 | 2053238.2927 | 158 | 3903537.6024 | 4343776.5265 | 670218.9788 |  |  | 1571921.5579 | 461463.6549
3776 | 4454991.953 | 1053332.2815 | 1292642.7631 |  |  | 0 | 2109016.9085 | 158 | 3903537.6024 | 4343776.5265 | 670218.9788 |  |  | 1571921.5579 | 461463.6549
3777 | 4585413.212 | 877776.9012 | 1542481.2803 |  |  | 0 | 2165155.0305 | 158 | 3903537.6024 | 4343776.5265 | 670218.9788 |  |  | 1571921.5579 | 461463.6549
3778 | 4556726.209 | 1170369.2016 | 1670659.3022 |  |  | 0 | 1715697.7052 | 158 | 3903537.6024 | 4343776.5265 | 670218.9788 |  |  | 1571921.5579 | 461463.6549
3779 | 4522634.407 | 1755553.8025 | 1562033.8599 |  |  | 0 | 1205046.7446 | 158 | 3903537.6024 | 4343776.5265 | 670218.9788 |  |  | 1571921.5579 | 461463.6549
3780 | 4575962.191 | 2545553.0136 | 1444718.3823 |  |  | 0 | 585690.7952 | 158 | 3903537.6024 | 4343776.5265 | 670218.9788 |  |  | 1571921.5579 | 461463.6549
3781 | 4514936.507 | 3452589.1448 | 1718454.4968 |  |  | 656107.1346 | 0 | 158 | 3903537.6024 | 4343776.5265 | 670218.9788 |  |  | 1571921.5579 | 461463.6549
3782 | 4370625.074 | 4330366.0461 | 1779284.7445 |  |  | 1739025.7165 | 0 | 158 | 3903537.6024 | 4343776.5265 | 670218.9788 |  |  | 1571921.5579 | 461463.6549
3783 | 4356432.222 | 4944809.8769 | 1542481.2803 |  |  | 2130858.9352 | 0 | 158 | 3903537.6024 | 4343776.5265 | 670218.9788 |  |  | 1571921.5579 | 461463.6549
3784 | 4562101.719 | 5354439.0975 | 1121014.5643 |  |  | 1913351.9428 | 0 | 158 | 3903537.6024 | 4343776.5265 | 670218.9788 |  |  | 1571921.5579 | 461463.6549
3785 | 4455145.613 | 5647031.3979 | 660442.689 |  |  | 1852328.4739 | 0 | 158 | 3903537.6024 | 4343776.5265 | 670218.9788 |  |  | 1571921.5579 | 461463.6549
3786 | 4169292.518 | 5705549.858 | 275908.6234 |  |  | 1812165.9634 | 0 | 158 | 3903537.6024 | 4343776.5265 | 670218.9788 |  |  | 1571921.5579 | 461463.6549
3787 | 3981317.676 | 5237402.1773 | 76037.8096 |  |  | 1332122.3109 | 0 | 158 | 3903537.6024 | 4343776.5265 | 670218.9788 |  |  | 1571921.5579 | 461463.6549
3788 | 3813779.897 | 5003328.337 | 0 |  |  | 1189548.44 | 0 | 158 | 3903537.6024 | 4343776.5265 | 670218.9788 |  |  | 1571921.5579 | 461463.6549
3789 | 3629152.76 | 5325179.8674 | 0 |  |  | 1696027.1074 | 0 | 158 | 3903537.6024 | 4343776.5265 | 670218.9788 |  |  | 1571921.5579 | 461463.6549
3790 | 3340772.062 | 4886291.4168 | 0 |  |  | 1545519.3548 | 0 | 158 | 3903537.6024 | 4343776.5265 | 670218.9788 |  |  | 1571921.5579 | 461463.6549
3791 | 3104057.229 | 4271847.586 | 0 |  |  | 1167790.357 | 0 | 158 | 3903537.6024 | 4343776.5265 | 670218.9788 |  |  | 1571921.5579 | 461463.6549
3792 | 2988307.263 | 3540366.8349 | 0 |  |  | 552059.5719 | 0 | 158 | 3903537.6024 | 4343776.5265 | 670218.9788 |  |  | 1571921.5579 | 461463.6549
3793 | 2911540.87 | 2867404.544 | 0 |  |  | 0 | 44136.326 | 159 | 3816056.3485 | 2181031.7726 | 622333.263 |  |  | 266905.2776 | 1279596.5904
3794 | 2903226.009 | 2223701.4831 | 0 |  |  | 0 | 679524.5259 | 159 | 3816056.3485 | 2181031.7726 | 622333.263 |  |  | 266905.2776 | 1279596.5904
3795 | 2945830.075 | 1638516.8823 | 0 |  |  | 0 | 1307313.1927 | 159 | 3816056.3485 | 2181031.7726 | 622333.263 |  |  | 266905.2776 | 1279596.5904
3796 | 3069103.278 | 1141109.9716 | 17380.0708 |  |  | 0 | 1910613.2356 | 159 | 3816056.3485 | 2181031.7726 | 622333.263 |  |  | 266905.2776 | 1279596.5904
3797 | 3615174.186 | 643703.0609 | 112970.46 |  |  | 0 | 2858500.6651 | 159 | 3816056.3485 | 2181031.7726 | 622333.263 |  |  | 266905.2776 | 1279596.5904
3798 | 4208796.613 | 204814.6103 | 225940.9199 |  |  | 0 | 3778041.0828 | 159 | 3816056.3485 | 2181031.7726 | 622333.263 |  |  | 266905.2776 | 1279596.5904
3799 | 4404976.603 | 29259.23 | 501849.5433 |  |  | 0 | 3873867.8297 | 159 | 3816056.3485 | 2181031.7726 | 622333.263 |  |  | 266905.2776 | 1279596.5904
3800 | 4450835.738 | 29259.23 | 916798.7328 |  |  | 0 | 3504777.7752 | 159 | 3816056.3485 | 2181031.7726 | 622333.263 |  |  | 266905.2776 | 1279596.5904
3801 | 4492634.755 | 321851.5304 | 1316540.3604 |  |  | 0 | 2854242.8642 | 159 | 3816056.3485 | 2181031.7726 | 622333.263 |  |  | 266905.2776 | 1279596.5904
3802 | 4465827.512 | 877776.9012 | 1753214.6383 |  |  | 0 | 1834835.9725 | 159 | 3816056.3485 | 2181031.7726 | 622333.263 |  |  | 266905.2776 | 1279596.5904
3803 | 4380848.965 | 1404443.042 | 1924842.8371 |  |  | 0 | 1051563.0859 | 159 | 3816056.3485 | 2181031.7726 | 622333.263 |  |  | 266905.2776 | 1279596.5904
3804 | 4411889.586 | 1697035.3424 | 1931360.3636 |  |  | 0 | 783493.88 | 159 | 3816056.3485 | 2181031.7726 | 622333.263 |  |  | 266905.2776 | 1279596.5904
3805 | 4306644.123 | 1872590.7226 | 1846632.5187 |  |  | 0 | 587420.8817 | 159 | 3816056.3485 | 2181031.7726 | 622333.263 |  |  | 266905.2776 | 1279596.5904
3806 | 4161511.003 | 2048146.1029 | 1592448.9837 |  |  | 0 | 520915.9164 | 159 | 3816056.3485 | 2181031.7726 | 622333.263 |  |  | 266905.2776 | 1279596.5904
3807 | 4141175.707 | 2135923.793 | 1266572.6569 |  |  | 0 | 738679.2571 | 159 | 3816056.3485 | 2181031.7726 | 622333.263 |  |  | 266905.2776 | 1279596.5904
3808 | 4349824.529 | 2223701.4831 | 816863.3259 |  |  | 0 | 1309259.72 | 159 | 3816056.3485 | 2181031.7726 | 622333.263 |  |  | 266905.2776 | 1279596.5904
3809 | 4252897.392 | 2311479.1732 | 447536.8222 |  |  | 0 | 1493881.3966 | 159 | 3816056.3485 | 2181031.7726 | 622333.263 |  |  | 266905.2776 | 1279596.5904
3810 | 4051352.207 | 2662589.9337 | 197698.3049 |  |  | 0 | 1191063.9683 | 159 | 3816056.3485 | 2181031.7726 | 622333.263 |  |  | 266905.2776 | 1279596.5904
3811 | 3855819.341 | 3598885.295 | 67347.7742 |  |  | 0 | 189586.2718 | 159 | 3816056.3485 | 2181031.7726 | 622333.263 |  |  | 266905.2776 | 1279596.5904
3812 | 3671463.292 | 5149624.4872 | 0 |  |  | 1478161.1952 | 0 | 159 | 3816056.3485 | 2181031.7726 | 622333.263 |  |  | 266905.2776 | 1279596.5904
3813 | 3488092.699 | 6056660.6185 | 0 |  |  | 2568567.9195 | 0 | 159 | 3816056.3485 | 2181031.7726 | 622333.263 |  |  | 266905.2776 | 1279596.5904
3814 | 3214507.846 | 4915550.6469 | 0 |  |  | 1701042.8009 | 0 | 159 | 3816056.3485 | 2181031.7726 | 622333.263 |  |  | 266905.2776 | 1279596.5904
3815 | 2970189.779 | 3628144.5251 | 0 |  |  | 657954.7461 | 0 | 159 | 3816056.3485 | 2181031.7726 | 622333.263 |  |  | 266905.2776 | 1279596.5904
3816 | 2861190.256 | 2662589.9337 | 0 |  |  | 0 | 198600.3223 | 159 | 3816056.3485 | 2181031.7726 | 622333.263 |  |  | 266905.2776 | 1279596.5904
3817 | 2801636.55 | 1960368.4127 | 0 |  |  | 0 | 841268.1373 | 160 | 3659308.6989 | 2487034.5535 | 736933.1046 |  |  | 608173.9801 | 1043515.0209
3818 | 2770952.096 | 1521479.9621 | 0 |  |  | 0 | 1249472.1339 | 160 | 3659308.6989 | 2487034.5535 | 736933.1046 |  |  | 608173.9801 | 1043515.0209
3819 | 2771178.802 | 1170369.2016 | 0 |  |  | 0 | 1600809.6004 | 160 | 3659308.6989 | 2487034.5535 | 736933.1046 |  |  | 608173.9801 | 1043515.0209
3820 | 2933053.911 | 994813.8214 | 0 |  |  | 0 | 1938240.0896 | 160 | 3659308.6989 | 2487034.5535 | 736933.1046 |  |  | 608173.9801 | 1043515.0209
3821 | 3463460.1 | 731480.751 | 84727.845 |  |  | 0 | 2647251.504 | 160 | 3659308.6989 | 2487034.5535 | 736933.1046 |  |  | 608173.9801 | 1043515.0209
3822 | 4030684.873 | 380369.9905 | 412776.6806 |  |  | 0 | 3237538.2018 | 160 | 3659308.6989 | 2487034.5535 | 736933.1046 |  |  | 608173.9801 | 1043515.0209
3823 | 4310560.623 | 58518.4601 | 866831.0294 |  |  | 0 | 3385211.1336 | 160 | 3659308.6989 | 2487034.5535 | 736933.1046 |  |  | 608173.9801 | 1043515.0209
3824 | 4367704.192 | 0 | 1327402.9046 |  |  | 0 | 3040301.2874 | 160 | 3659308.6989 | 2487034.5535 | 736933.1046 |  |  | 608173.9801 | 1043515.0209
3825 | 4453973.022 | 87777.6901 | 1675004.3199 |  |  | 0 | 2691191.012 | 160 | 3659308.6989 | 2487034.5535 | 736933.1046 |  |  | 608173.9801 | 1043515.0209
3826 | 4422570.76 | 526666.1407 | 1922670.3283 |  |  | 0 | 1973234.291 | 160 | 3659308.6989 | 2487034.5535 | 736933.1046 |  |  | 608173.9801 | 1043515.0209
3827 | 4295281.519 | 1082591.5115 | 2061710.8944 |  |  | 0 | 1150979.1131 | 160 | 3659308.6989 | 2487034.5535 | 736933.1046 |  |  | 608173.9801 | 1043515.0209
3828 | 4213013.644 | 1579998.4222 | 2089953.5094 |  |  | 0 | 543061.7124 | 160 | 3659308.6989 | 2487034.5535 | 736933.1046 |  |  | 608173.9801 | 1043515.0209
3829 | 4063310.578 | 1960368.4127 | 1994363.1202 |  |  | 0 | 108579.0451 | 160 | 3659308.6989 | 2487034.5535 | 736933.1046 |  |  | 608173.9801 | 1043515.0209
3830 | 3971084.547 | 2369997.6333 | 1803182.3418 |  |  | 202095.4281 | 0 | 160 | 3659308.6989 | 2487034.5535 | 736933.1046 |  |  | 608173.9801 | 1043515.0209
3831 | 3986275.692 | 2750367.6238 | 1468615.9796 |  |  | 232707.9114 | 0 | 160 | 3659308.6989 | 2487034.5535 | 736933.1046 |  |  | 608173.9801 | 1043515.0209
3832 | 4150616.307 | 3306292.9946 | 1010216.6132 |  |  | 165893.3008 | 0 | 160 | 3659308.6989 | 2487034.5535 | 736933.1046 |  |  | 608173.9801 | 1043515.0209
3833 | 4106157.498 | 3920736.8255 | 619165.021 |  |  | 433744.3484 | 0 | 160 | 3659308.6989 | 2487034.5535 | 736933.1046 |  |  | 608173.9801 | 1043515.0209
3834 | 3844717.995 | 4769254.4967 | 273736.1145 |  |  | 1198272.6162 | 0 | 160 | 3659308.6989 | 2487034.5535 | 736933.1046 |  |  | 608173.9801 | 1043515.0209
3835 | 3596347.961 | 6027401.3884 | 76037.8096 |  |  | 2507091.237 | 0 | 160 | 3659308.6989 | 2487034.5535 | 736933.1046 |  |  | 608173.9801 | 1043515.0209
3836 | 3444409.123 | 6729622.9094 | 0 |  |  | 3285213.7864 | 0 | 160 | 3659308.6989 | 2487034.5535 | 736933.1046 |  |  | 608173.9801 | 1043515.0209
3837 | 3274136.768 | 7051474.4399 | 0 |  |  | 3777337.6719 | 0 | 160 | 3659308.6989 | 2487034.5535 | 736933.1046 |  |  | 608173.9801 | 1043515.0209
3838 | 3038456.405 | 5295920.6374 | 0 |  |  | 2257464.2324 | 0 | 160 | 3659308.6989 | 2487034.5535 | 736933.1046 |  |  | 608173.9801 | 1043515.0209
3839 | 2828456.465 | 3364811.4547 | 0 |  |  | 536354.9897 | 0 | 160 | 3659308.6989 | 2487034.5535 | 736933.1046 |  |  | 608173.9801 | 1043515.0209
3840 | 2685369.342 | 2048146.1029 | 0 |  |  | 0 | 637223.2391 | 160 | 3659308.6989 | 2487034.5535 | 736933.1046 |  |  | 608173.9801 | 1043515.0209
3841 | 2597639.75 | 1228887.6617 | 0 |  |  | 0 | 1368752.0883 | 161 | 3067687.8645 | 252360.8591 | 628760.2684 |  |  | 0 | 2186566.7371
3842 | 2561906.604 | 731480.751 | 0 |  |  | 0 | 1830425.853 | 161 | 3067687.8645 | 252360.8591 | 628760.2684 |  |  | 0 | 2186566.7371
3843 | 2531704.655 | 409629.2206 | 0 |  |  | 0 | 2122075.4344 | 161 | 3067687.8645 | 252360.8591 | 628760.2684 |  |  | 0 | 2186566.7371
3844 | 2535548.002 | 321851.5304 | 17380.0708 |  |  | 0 | 2196316.4008 | 161 | 3067687.8645 | 252360.8591 | 628760.2684 |  |  | 0 | 2186566.7371
3845 | 2675236.445 | 263333.0704 | 136868.0573 |  |  | 0 | 2275035.3174 | 161 | 3067687.8645 | 252360.8591 | 628760.2684 |  |  | 0 | 2186566.7371
3846 | 2962097.797 | 175555.3802 | 391051.5922 |  |  | 0 | 2395490.8246 | 161 | 3067687.8645 | 252360.8591 | 628760.2684 |  |  | 0 | 2186566.7371
3847 | 3252996.255 | 58518.4601 | 751688.0605 |  |  | 0 | 2442789.7344 | 161 | 3067687.8645 | 252360.8591 | 628760.2684 |  |  | 0 | 2186566.7371
3848 | 3403795.449 | 0 | 1107979.5112 |  |  | 0 | 2295815.9378 | 161 | 3067687.8645 | 252360.8591 | 628760.2684 |  |  | 0 | 2186566.7371
3849 | 3489046.099 | 0 | 1351300.5019 |  |  | 0 | 2137745.5971 | 161 | 3067687.8645 | 252360.8591 | 628760.2684 |  |  | 0 | 2186566.7371
3850 | 3465286.711 | 0 | 1742352.0941 |  |  | 0 | 1722934.6169 | 161 | 3067687.8645 | 252360.8591 | 628760.2684 |  |  | 0 | 2186566.7371
3851 | 3407065.641 | 0 | 1907462.7663 |  |  | 0 | 1499602.8747 | 161 | 3067687.8645 | 252360.8591 | 628760.2684 |  |  | 0 | 2186566.7371
3852 | 3356057.957 | 0 | 1868357.6071 |  |  | 0 | 1487700.3499 | 161 | 3067687.8645 | 252360.8591 | 628760.2684 |  |  | 0 | 2186566.7371
3853 | 3299401.381 | 0 | 1703246.9349 |  |  | 0 | 1596154.4461 | 161 | 3067687.8645 | 252360.8591 | 628760.2684 |  |  | 0 | 2186566.7371
3854 | 3263305.277 | 0 | 1470788.4884 |  |  | 0 | 1792516.7886 | 161 | 3067687.8645 | 252360.8591 | 628760.2684 |  |  | 0 | 2186566.7371
3855 | 3285148.918 | 29259.23 | 1097116.967 |  |  | 0 | 2158772.721 | 161 | 3067687.8645 | 252360.8591 | 628760.2684 |  |  | 0 | 2186566.7371
3856 | 3478551.387 | 58518.4601 | 706065.3748 |  |  | 0 | 2713967.5521 | 161 | 3067687.8645 | 252360.8591 | 628760.2684 |  |  | 0 | 2186566.7371
3857 | 3473205.09 | 87777.6901 | 482296.9637 |  |  | 0 | 2903130.4362 | 161 | 3067687.8645 | 252360.8591 | 628760.2684 |  |  | 0 | 2186566.7371
3858 | 3334032.764 | 117036.9202 | 273736.1145 |  |  | 0 | 2943259.7293 | 161 | 3067687.8645 | 252360.8591 | 628760.2684 |  |  | 0 | 2186566.7371
3859 | 3155642.616 | 146296.1502 | 82555.3361 |  |  | 0 | 2926791.1297 | 161 | 3067687.8645 | 252360.8591 | 628760.2684 |  |  | 0 | 2186566.7371
3860 | 3041869.591 | 204814.6103 | 0 |  |  | 0 | 2837054.9807 | 161 | 3067687.8645 | 252360.8591 | 628760.2684 |  |  | 0 | 2186566.7371
3861 | 2990754.152 | 292592.3004 | 0 |  |  | 0 | 2698161.8516 | 161 | 3067687.8645 | 252360.8591 | 628760.2684 |  |  | 0 | 2186566.7371
3862 | 2850432.142 | 409629.2206 | 0 |  |  | 0 | 2440802.9214 | 161 | 3067687.8645 | 252360.8591 | 628760.2684 |  |  | 0 | 2186566.7371
3863 | 2669888.851 | 614443.8309 | 0 |  |  | 0 | 2055445.0201 | 161 | 3067687.8645 | 252360.8591 | 628760.2684 |  |  | 0 | 2186566.7371
3864 | 2543895.215 | 907036.1313 | 0 |  |  | 0 | 1636859.0837 | 161 | 3067687.8645 | 252360.8591 | 628760.2684 |  |  | 0 | 2186566.7371
3865 | 2457944.922 | 1228887.6617 | 0 |  |  | 0 | 1229057.2603 | 162 | 3086417.453 | 3461123.0869 | 407345.4085 |  |  | 1148213.4257 | 366162.3833
3866 | 2411747.199 | 1814072.2625 | 0 |  |  | 0 | 597674.9365 | 162 | 3086417.453 | 3461123.0869 | 407345.4085 |  |  | 1148213.4257 | 366162.3833
3867 | 2360516.545 | 2750367.6238 | 0 |  |  | 389851.0788 | 0 | 162 | 3086417.453 | 3461123.0869 | 407345.4085 |  |  | 1148213.4257 | 366162.3833
3868 | 2359423.199 | 3511107.6049 | 17380.0708 |  |  | 1169064.4767 | 0 | 162 | 3086417.453 | 3461123.0869 | 407345.4085 |  |  | 1148213.4257 | 366162.3833
3869 | 2496211.128 | 4184069.8958 | 132523.0396 |  |  | 1820381.8074 | 0 | 162 | 3086417.453 | 3461123.0869 | 407345.4085 |  |  | 1148213.4257 | 366162.3833
3870 | 2755434.933 | 4388884.5061 | 284598.6588 |  |  | 1918048.2319 | 0 | 162 | 3086417.453 | 3461123.0869 | 407345.4085 |  |  | 1148213.4257 | 366162.3833
3871 | 3057110.956 | 4008514.5156 | 445364.3133 |  |  | 1396767.8729 | 0 | 162 | 3086417.453 | 3461123.0869 | 407345.4085 |  |  | 1148213.4257 | 366162.3833
3872 | 3261122.273 | 4681476.8065 | 677822.7598 |  |  | 2098177.2933 | 0 | 162 | 3086417.453 | 3461123.0869 | 407345.4085 |  |  | 1148213.4257 | 366162.3833
3873 | 3403698.172 | 4125551.4358 | 903763.6797 |  |  | 1625616.9435 | 0 | 162 | 3086417.453 | 3461123.0869 | 407345.4085 |  |  | 1148213.4257 | 366162.3833
3874 | 3436831.125 | 3569626.065 | 971111.4539 |  |  | 1103906.3939 | 0 | 162 | 3086417.453 | 3461123.0869 | 407345.4085 |  |  | 1148213.4257 | 366162.3833
3875 | 3432488.231 | 3335552.2247 | 925488.7682 |  |  | 828552.7618 | 0 | 162 | 3086417.453 | 3461123.0869 | 407345.4085 |  |  | 1148213.4257 | 366162.3833
3876 | 3410098.954 | 2896663.774 | 849450.9586 |  |  | 336015.7786 | 0 | 162 | 3086417.453 | 3461123.0869 | 407345.4085 |  |  | 1148213.4257 | 366162.3833
3877 | 3357295.815 | 2165183.023 | 797310.7463 |  |  | 0 | 394802.0457 | 162 | 3086417.453 | 3461123.0869 | 407345.4085 |  |  | 1148213.4257 | 366162.3833
3878 | 3329001.321 | 1550739.1922 | 934178.8036 |  |  | 0 | 844083.3253 | 162 | 3086417.453 | 3461123.0869 | 407345.4085 |  |  | 1148213.4257 | 366162.3833
3879 | 3384138.944 | 1287406.1218 | 1068874.352 |  |  | 0 | 1027858.4702 | 162 | 3086417.453 | 3461123.0869 | 407345.4085 |  |  | 1148213.4257 | 366162.3833
3880 | 3645259.268 | 1024073.0514 | 849450.9586 |  |  | 0 | 1771735.258 | 162 | 3086417.453 | 3461123.0869 | 407345.4085 |  |  | 1148213.4257 | 366162.3833
3881 | 3684177.149 | 1228887.6617 | 588749.8971 |  |  | 0 | 1866539.5902 | 162 | 3086417.453 | 3461123.0869 | 407345.4085 |  |  | 1148213.4257 | 366162.3833
3882 | 3552567.296 | 2194442.2531 | 301978.7295 |  |  | 0 | 1056146.3134 | 162 | 3086417.453 | 3461123.0869 | 407345.4085 |  |  | 1148213.4257 | 366162.3833
3883 | 3400031.728 | 3452589.1448 | 28242.615 |  |  | 80800.0318 | 0 | 162 | 3086417.453 | 3461123.0869 | 407345.4085 |  |  | 1148213.4257 | 366162.3833
3884 | 3287723.119 | 4857032.1868 | 0 |  |  | 1569309.0678 | 0 | 162 | 3086417.453 | 3461123.0869 | 407345.4085 |  |  | 1148213.4257 | 366162.3833
3885 | 3170403.565 | 6290734.4588 | 0 |  |  | 3120330.8938 | 0 | 162 | 3086417.453 | 3461123.0869 | 407345.4085 |  |  | 1148213.4257 | 366162.3833
3886 | 2967703.418 | 6934437.5197 | 0 |  |  | 3966734.1017 | 0 | 162 | 3086417.453 | 3461123.0869 | 407345.4085 |  |  | 1148213.4257 | 366162.3833
3887 | 2799428.556 | 6349252.9189 | 0 |  |  | 3549824.3629 | 0 | 162 | 3086417.453 | 3461123.0869 | 407345.4085 |  |  | 1148213.4257 | 366162.3833
3888 | 2653661.057 | 5237402.1773 | 0 |  |  | 2583741.1203 | 0 | 162 | 3086417.453 | 3461123.0869 | 407345.4085 |  |  | 1148213.4257 | 366162.3833
3889 | 2594933.641 | 4154810.6658 | 0 |  |  | 1559877.0248 | 0 | 163 | 3778800.2632 | 2863747.1403 | 670400.0212 |  |  | 819892.9597 | 1064546.0614
3890 | 2580864.699 | 3189256.0745 | 0 |  |  | 608391.3755 | 0 | 163 | 3778800.2632 | 2863747.1403 | 670400.0212 |  |  | 819892.9597 | 1064546.0614
3891 | 2580681.404 | 2428516.0934 | 0 |  |  | 0 | 152165.3106 | 163 | 3778800.2632 | 2863747.1403 | 670400.0212 |  |  | 819892.9597 | 1064546.0614
3892 | 2804991.912 | 2223701.4831 | 13035.0531 |  |  | 0 | 568255.3758 | 163 | 3778800.2632 | 2863747.1403 | 670400.0212 |  |  | 819892.9597 | 1064546.0614
3893 | 3389688.683 | 2662589.9337 | 102107.9157 |  |  | 0 | 624990.8335 | 163 | 3778800.2632 | 2863747.1403 | 670400.0212 |  |  | 819892.9597 | 1064546.0614
3894 | 3996372.895 | 3218515.3045 | 254183.5349 |  |  | 0 | 523674.0556 | 163 | 3778800.2632 | 2863747.1403 | 670400.0212 |  |  | 819892.9597 | 1064546.0614
3895 | 4294349.204 | 2721108.3938 | 436674.2779 |  |  | 0 | 1136566.5323 | 163 | 3778800.2632 | 2863747.1403 | 670400.0212 |  |  | 819892.9597 | 1064546.0614
3896 | 4432763.841 | 3686662.9852 | 799483.2551 |  |  | 53382.3993 | 0 | 163 | 3778800.2632 | 2863747.1403 | 670400.0212 |  |  | 819892.9597 | 1064546.0614
3897 | 4466630.652 | 5208142.9473 | 1499031.1034 |  |  | 2240543.3987 | 0 | 163 | 3778800.2632 | 2863747.1403 | 670400.0212 |  |  | 819892.9597 | 1064546.0614
3898 | 4603740.327 | 4944809.8769 | 1924842.8371 |  |  | 2265912.387 | 0 | 163 | 3778800.2632 | 2863747.1403 | 670400.0212 |  |  | 819892.9597 | 1064546.0614
3899 | 4496199.472 | 3598885.295 | 2059538.3855 |  |  | 1162224.2086 | 0 | 163 | 3778800.2632 | 2863747.1403 | 670400.0212 |  |  | 819892.9597 | 1064546.0614
3900 | 4530734.443 | 2282219.9432 | 2042158.3148 |  |  | 0 | 206356.185 | 163 | 3778800.2632 | 2863747.1403 | 670400.0212 |  |  | 819892.9597 | 1064546.0614
3901 | 4497719.175 | 1316665.3518 | 1855322.554 |  |  | 0 | 1325731.2691 | 163 | 3778800.2632 | 2863747.1403 | 670400.0212 |  |  | 819892.9597 | 1064546.0614
3902 | 4338776.837 | 614443.8309 | 1575068.913 |  |  | 0 | 2149264.0932 | 163 | 3778800.2632 | 2863747.1403 | 670400.0212 |  |  | 819892.9597 | 1064546.0614
3903 | 4250605.477 | 204814.6103 | 1440373.3646 |  |  | 0 | 2605417.5022 | 163 | 3778800.2632 | 2863747.1403 | 670400.0212 |  |  | 819892.9597 | 1064546.0614
3904 | 4441101.173 | 58518.4601 | 1112324.5289 |  |  | 0 | 3270258.184 | 163 | 3778800.2632 | 2863747.1403 | 670400.0212 |  |  | 819892.9597 | 1064546.0614
3905 | 4294876.631 | 29259.23 | 684340.2863 |  |  | 0 | 3581277.1146 | 163 | 3778800.2632 | 2863747.1403 | 670400.0212 |  |  | 819892.9597 | 1064546.0614
3906 | 4058497.993 | 58518.4601 | 278081.1322 |  |  | 0 | 3721898.4007 | 163 | 3778800.2632 | 2863747.1403 | 670400.0212 |  |  | 819892.9597 | 1064546.0614
3907 | 3841733.988 | 292592.3004 | 13035.0531 |  |  | 0 | 3536106.6345 | 163 | 3778800.2632 | 2863747.1403 | 670400.0212 |  |  | 819892.9597 | 1064546.0614
3908 | 3639364.714 | 1492220.7321 | 0 |  |  | 0 | 2147143.9819 | 163 | 3778800.2632 | 2863747.1403 | 670400.0212 |  |  | 819892.9597 | 1064546.0614
3909 | 3457299.42 | 3569626.065 | 0 |  |  | 112326.645 | 0 | 163 | 3778800.2632 | 2863747.1403 | 670400.0212 |  |  | 819892.9597 | 1064546.0614
3910 | 3202929.204 | 5383698.3275 | 0 |  |  | 2180769.1235 | 0 | 163 | 3778800.2632 | 2863747.1403 | 670400.0212 |  |  | 819892.9597 | 1064546.0614
3911 | 3010057.246 | 7197770.5901 | 0 |  |  | 4187713.3441 | 0 | 163 | 3778800.2632 | 2863747.1403 | 670400.0212 |  |  | 819892.9597 | 1064546.0614
3912 | 2886293.286 | 8192584.4115 | 0 |  |  | 5306291.1255 | 0 | 163 | 3778800.2632 | 2863747.1403 | 670400.0212 |  |  | 819892.9597 | 1064546.0614
3913 | 2832376.43 | 7987769.8012 | 0 |  |  | 5155393.3712 | 0 | 164 | 3791117.0819 | 2933237.8116 | 686965.4012 |  |  | 1128896.5455 | 1299810.4146
3914 | 2837670.57 | 7431844.4304 | 0 |  |  | 4594173.8604 | 0 | 164 | 3791117.0819 | 2933237.8116 | 686965.4012 |  |  | 1128896.5455 | 1299810.4146
3915 | 2869189.508 | 6729622.9094 | 0 |  |  | 3860433.4014 | 0 | 164 | 3791117.0819 | 2933237.8116 | 686965.4012 |  |  | 1128896.5455 | 1299810.4146
3916 | 3007364.321 | 5383698.3275 | 0 |  |  | 2376334.0065 | 0 | 164 | 3791117.0819 | 2933237.8116 | 686965.4012 |  |  | 1128896.5455 | 1299810.4146
3917 | 3528223.012 | 3979255.2856 | 82555.3361 |  |  | 533587.6097 | 0 | 164 | 3791117.0819 | 2933237.8116 | 686965.4012 |  |  | 1128896.5455 | 1299810.4146
3918 | 4142674.536 | 2808886.0839 | 412776.6806 |  |  | 0 | 921011.7714 | 164 | 3791117.0819 | 2933237.8116 | 686965.4012 |  |  | 1128896.5455 | 1299810.4146
3919 | 4400846.658 | 1345924.5819 | 847278.4497 |  |  | 0 | 2207643.6264 | 164 | 3791117.0819 | 2933237.8116 | 686965.4012 |  |  | 1128896.5455 | 1299810.4146
3920 | 4451451.513 | 819258.4411 | 1292642.7631 |  |  | 0 | 2339550.3088 | 164 | 3791117.0819 | 2933237.8116 | 686965.4012 |  |  | 1128896.5455 | 1299810.4146
3921 | 4536139.422 | 292592.3004 | 1612001.5634 |  |  | 0 | 2631545.5582 | 164 | 3791117.0819 | 2933237.8116 | 686965.4012 |  |  | 1128896.5455 | 1299810.4146
3922 | 4508859.584 | 58518.4601 | 1827079.9391 |  |  | 0 | 2623261.1849 | 164 | 3791117.0819 | 2933237.8116 | 686965.4012 |  |  | 1128896.5455 | 1299810.4146
3923 | 4406076.485 | 29259.23 | 1974810.5406 |  |  | 0 | 2402006.7144 | 164 | 3791117.0819 | 2933237.8116 | 686965.4012 |  |  | 1128896.5455 | 1299810.4146
3924 | 4448914.319 | 29259.23 | 2022605.7352 |  |  | 0 | 2397049.3538 | 164 | 3791117.0819 | 2933237.8116 | 686965.4012 |  |  | 1128896.5455 | 1299810.4146
3925 | 4337770.529 | 29259.23 | 1918325.3106 |  |  | 0 | 2390185.9884 | 164 | 3791117.0819 | 2933237.8116 | 686965.4012 |  |  | 1128896.5455 | 1299810.4146
3926 | 4187159.843 | 175555.3802 | 1657624.2491 |  |  | 0 | 2353980.2136 | 164 | 3791117.0819 | 2933237.8116 | 686965.4012 |  |  | 1128896.5455 | 1299810.4146
3927 | 4123964.189 | 555925.3708 | 1257882.6215 |  |  | 0 | 2310156.1967 | 164 | 3791117.0819 | 2933237.8116 | 686965.4012 |  |  | 1128896.5455 | 1299810.4146
3928 | 4354916.282 | 1141109.9716 | 829898.379 |  |  | 0 | 2383907.9314 | 164 | 3791117.0819 | 2933237.8116 | 686965.4012 |  |  | 1128896.5455 | 1299810.4146
3929 | 4234069.296 | 1697035.3424 | 438846.7868 |  |  | 0 | 2098187.1668 | 164 | 3791117.0819 | 2933237.8116 | 686965.4012 |  |  | 1128896.5455 | 1299810.4146
3930 | 4023576.889 | 2106664.5629 | 234630.9553 |  |  | 0 | 1682281.3707 | 164 | 3791117.0819 | 2933237.8116 | 686965.4012 |  |  | 1128896.5455 | 1299810.4146
3931 | 3780862.164 | 2252960.7131 | 78210.3184 |  |  | 0 | 1449691.1324 | 164 | 3791117.0819 | 2933237.8116 | 686965.4012 |  |  | 1128896.5455 | 1299810.4146
3932 | 3609062.907 | 2604071.4736 | 0 |  |  | 0 | 1004991.4334 | 164 | 3791117.0819 | 2933237.8116 | 686965.4012 |  |  | 1128896.5455 | 1299810.4146
3933 | 3424076.706 | 3862218.3654 | 0 |  |  | 438141.6594 | 0 | 164 | 3791117.0819 | 2933237.8116 | 686965.4012 |  |  | 1128896.5455 | 1299810.4146
3934 | 3179186.563 | 5588512.9378 | 0 |  |  | 2409326.3748 | 0 | 164 | 3791117.0819 | 2933237.8116 | 686965.4012 |  |  | 1128896.5455 | 1299810.4146
3935 | 2942354.524 | 6729622.9094 | 0 |  |  | 3787268.3854 | 0 | 164 | 3791117.0819 | 2933237.8116 | 686965.4012 |  |  | 1128896.5455 | 1299810.4146
3936 | 2820023.716 | 6758882.1394 | 0 |  |  | 3938858.4234 | 0 | 164 | 3791117.0819 | 2933237.8116 | 686965.4012 |  |  | 1128896.5455 | 1299810.4146
3937 | 2748493.009 | 6173697.5386 | 0 |  |  | 3425204.5296 | 0 | 165 | 3705988.5877 | 6211490.7108 | 733312.2566 |  |  | 3772989.7718 | 534175.3922
3938 | 2753848.477 | 5529994.4777 | 0 |  |  | 2776146.0007 | 0 | 165 | 3705988.5877 | 6211490.7108 | 733312.2566 |  |  | 3772989.7718 | 534175.3922
3939 | 2738927.99 | 4974069.107 | 0 |  |  | 2235141.117 | 0 | 165 | 3705988.5877 | 6211490.7108 | 733312.2566 |  |  | 3772989.7718 | 534175.3922
3940 | 2920550.317 | 4154810.6658 | 0 |  |  | 1234260.3488 | 0 | 165 | 3705988.5877 | 6211490.7108 | 733312.2566 |  |  | 3772989.7718 | 534175.3922
3941 | 3481142.444 | 3511107.6049 | 65175.2654 |  |  | 95140.4263 | 0 | 165 | 3705988.5877 | 6211490.7108 | 733312.2566 |  |  | 3772989.7718 | 534175.3922
3942 | 4058021.681 | 2838145.314 | 412776.6806 |  |  | 0 | 807099.6864 | 165 | 3705988.5877 | 6211490.7108 | 733312.2566 |  |  | 3772989.7718 | 534175.3922
3943 | 4272737.702 | 1872590.7226 | 855968.4851 |  |  | 0 | 1544178.4943 | 165 | 3705988.5877 | 6211490.7108 | 733312.2566 |  |  | 3772989.7718 | 534175.3922
3944 | 4318088.335 | 1082591.5115 | 1270917.6746 |  |  | 0 | 1964579.1489 | 165 | 3705988.5877 | 6211490.7108 | 733312.2566 |  |  | 3772989.7718 | 534175.3922
3945 | 4402902.646 | 117036.9202 | 1612001.5634 |  |  | 0 | 2673864.1625 | 165 | 3705988.5877 | 6211490.7108 | 733312.2566 |  |  | 3772989.7718 | 534175.3922
3946 | 4388004.767 | 29259.23 | 1864012.5894 |  |  | 0 | 2494732.9475 | 165 | 3705988.5877 | 6211490.7108 | 733312.2566 |  |  | 3772989.7718 | 534175.3922
3947 | 4324905.202 | 234073.8403 | 2013915.6998 |  |  | 0 | 2076915.6619 | 165 | 3705988.5877 | 6211490.7108 | 733312.2566 |  |  | 3772989.7718 | 534175.3922
3948 | 4331588.204 | 1024073.0514 | 2048675.8413 |  |  | 0 | 1258839.3113 | 165 | 3705988.5877 | 6211490.7108 | 733312.2566 |  |  | 3772989.7718 | 534175.3922
3949 | 4241054.499 | 2369997.6333 | 1981328.0671 |  |  | 110271.2014 | 0 | 165 | 3705988.5877 | 6211490.7108 | 733312.2566 |  |  | 3772989.7718 | 534175.3922
3950 | 4098150.6 | 4037773.7456 | 1809699.8683 |  |  | 1749323.0139 | 0 | 165 | 3705988.5877 | 6211490.7108 | 733312.2566 |  |  | 3772989.7718 | 534175.3922
3951 | 4071436.311 | 5617772.1679 | 1540308.7715 |  |  | 3086644.6283 | 0 | 165 | 3705988.5877 | 6211490.7108 | 733312.2566 |  |  | 3772989.7718 | 534175.3922
3952 | 4205849.936 | 6641845.2193 | 1151429.6881 |  |  | 3587424.9714 | 0 | 165 | 3705988.5877 | 6211490.7108 | 733312.2566 |  |  | 3772989.7718 | 534175.3922
3953 | 4117687.162 | 6992955.9798 | 703892.8659 |  |  | 3579161.6837 | 0 | 165 | 3705988.5877 | 6211490.7108 | 733312.2566 |  |  | 3772989.7718 | 534175.3922
3954 | 3909832.336 | 7109992.8999 | 269391.0968 |  |  | 3469551.6608 | 0 | 165 | 3705988.5877 | 6211490.7108 | 733312.2566 |  |  | 3772989.7718 | 534175.3922
3955 | 3701879.574 | 7314807.5102 | 0 |  |  | 3612927.9362 | 0 | 165 | 3705988.5877 | 6211490.7108 | 733312.2566 |  |  | 3772989.7718 | 534175.3922
3956 | 3552935.496 | 9041102.0826 | 0 |  |  | 5488166.5866 | 0 | 165 | 3705988.5877 | 6211490.7108 | 733312.2566 |  |  | 3772989.7718 | 534175.3922
3957 | 3394208.261 | 13898134.2694 | 0 |  |  | 10503926.0084 | 0 | 165 | 3705988.5877 | 6211490.7108 | 733312.2566 |  |  | 3772989.7718 | 534175.3922
3958 | 3159246.632 | 17145908.804 | 0 |  |  | 13986662.172 | 0 | 165 | 3705988.5877 | 6211490.7108 | 733312.2566 |  |  | 3772989.7718 | 534175.3922
3959 | 2943192.601 | 18755166.4562 | 0 |  |  | 15811973.8552 | 0 | 165 | 3705988.5877 | 6211490.7108 | 733312.2566 |  |  | 3772989.7718 | 534175.3922
3960 | 2809041.924 | 18608870.306 | 0 |  |  | 15799828.382 | 0 | 165 | 3705988.5877 | 6211490.7108 | 733312.2566 |  |  | 3772989.7718 | 534175.3922
3961 | 2747257.401 | 17789611.8649 | 0 |  |  | 15042354.4639 | 0 | 166 | 3728855.7604 | 11023414.9179 | 762912.6896 |  |  | 8057471.8471 | 0
3962 | 2734110.534 | 16911834.9636 | 0 |  |  | 14177724.4296 | 0 | 166 | 3728855.7604 | 11023414.9179 | 762912.6896 |  |  | 8057471.8471 | 0
3963 | 2717380.474 | 16443687.283 | 0 |  |  | 13726306.809 | 0 | 166 | 3728855.7604 | 11023414.9179 | 762912.6896 |  |  | 8057471.8471 | 0
3964 | 2909119.889 | 15302577.3114 | 0 |  |  | 12393457.4224 | 0 | 166 | 3728855.7604 | 11023414.9179 | 762912.6896 |  |  | 8057471.8471 | 0
3965 | 3462160.105 | 13459245.8188 | 76037.8096 |  |  | 10073123.5234 | 0 | 166 | 3728855.7604 | 11023414.9179 | 762912.6896 |  |  | 8057471.8471 | 0
3966 | 4035149.002 | 12230358.1571 | 430156.7514 |  |  | 8625365.9065 | 0 | 166 | 3728855.7604 | 11023414.9179 | 762912.6896 |  |  | 8057471.8471 | 0
3967 | 4288658.843 | 12171839.697 | 914626.224 |  |  | 8797807.078 | 0 | 166 | 3728855.7604 | 11023414.9179 | 762912.6896 |  |  | 8057471.8471 | 0
3968 | 4356823.378 | 11498877.4061 | 1359990.5373 |  |  | 8502044.5653 | 0 | 166 | 3728855.7604 | 11023414.9179 | 762912.6896 |  |  | 8057471.8471 | 0
3969 | 4455275.082 | 9948138.2139 | 1714109.4791 |  |  | 7206972.611 | 0 | 166 | 3728855.7604 | 11023414.9179 | 762912.6896 |  |  | 8057471.8471 | 0
3970 | 4454949.167 | 8777769.0123 | 1961775.4875 |  |  | 6284595.3327 | 0 | 166 | 3728855.7604 | 11023414.9179 | 762912.6896 |  |  | 8057471.8471 | 0
3971 | 4369876.017 | 8338880.5617 | 2098643.5447 |  |  | 6067648.0894 | 0 | 166 | 3728855.7604 | 11023414.9179 | 762912.6896 |  |  | 8057471.8471 | 0
3972 | 4422509.235 | 8017029.0312 | 2126886.1597 |  |  | 5721405.9559 | 0 | 166 | 3728855.7604 | 11023414.9179 | 762912.6896 |  |  | 8057471.8471 | 0
3973 | 4328521.086 | 7987769.8012 | 2048675.8413 |  |  | 5707924.5565 | 0 | 166 | 3728855.7604 | 11023414.9179 | 762912.6896 |  |  | 8057471.8471 | 0
3974 | 4178728.788 | 8251102.8715 | 1864012.5894 |  |  | 5936386.673 | 0 | 166 | 3728855.7604 | 11023414.9179 | 762912.6896 |  |  | 8057471.8471 | 0
3975 | 4105651.441 | 8748509.7822 | 1562033.8599 |  |  | 6204892.2011 | 0 | 166 | 3728855.7604 | 11023414.9179 | 762912.6896 |  |  | 8057471.8471 | 0
3976 | 4237236.904 | 8543695.1719 | 1160119.7235 |  |  | 5466577.9914 | 0 | 166 | 3728855.7604 | 11023414.9179 | 762912.6896 |  |  | 8057471.8471 | 0
3977 | 4125618.405 | 8192584.4115 | 653925.1625 |  |  | 4720891.1689 | 0 | 166 | 3728855.7604 | 11023414.9179 | 762912.6896 |  |  | 8057471.8471 | 0
3978 | 3908843.565 | 8631472.8621 | 278081.1322 |  |  | 5000710.4293 | 0 | 166 | 3728855.7604 | 11023414.9179 | 762912.6896 |  |  | 8057471.8471 | 0
3979 | 3724971.315 | 9099620.5427 | 60830.2477 |  |  | 5435479.4754 | 0 | 166 | 3728855.7604 | 11023414.9179 | 762912.6896 |  |  | 8057471.8471 | 0
3980 | 3568156.225 | 8836287.4724 | 0 |  |  | 5268131.2474 | 0 | 166 | 3728855.7604 | 11023414.9179 | 762912.6896 |  |  | 8057471.8471 | 0
3981 | 3420687.657 | 10855174.3452 | 0 |  |  | 7434486.6882 | 0 | 166 | 3728855.7604 | 11023414.9179 | 762912.6896 |  |  | 8057471.8471 | 0
3982 | 3160119.474 | 12025543.5468 | 0 |  |  | 8865424.0728 | 0 | 166 | 3728855.7604 | 11023414.9179 | 762912.6896 |  |  | 8057471.8471 | 0
3983 | 2952137.317 | 11937765.8567 | 0 |  |  | 8985628.5397 | 0 | 166 | 3728855.7604 | 11023414.9179 | 762912.6896 |  |  | 8057471.8471 | 0
3984 | 2828596.945 | 10562582.0448 | 0 |  |  | 7733985.0998 | 0 | 166 | 3728855.7604 | 11023414.9179 | 762912.6896 |  |  | 8057471.8471 | 0
3985 | 2744245.452 | 8719250.5522 | 0 |  |  | 5975005.1002 | 0 | 167 | 3666295.0622 | 2449241.3813 | 447536.8222 |  |  | 839980.1032 | 1609496.9619
3986 | 2728141.458 | 7109992.8999 | 0 |  |  | 4381851.4419 | 0 | 167 | 3666295.0622 | 2449241.3813 | 447536.8222 |  |  | 839980.1032 | 1609496.9619
3987 | 2751485.152 | 5822586.7781 | 0 |  |  | 3071101.6261 | 0 | 167 | 3666295.0622 | 2449241.3813 | 447536.8222 |  |  | 839980.1032 | 1609496.9619
3988 | 2915911.952 | 4886291.4168 | 13035.0531 |  |  | 1983414.5179 | 0 | 167 | 3666295.0622 | 2449241.3813 | 447536.8222 |  |  | 839980.1032 | 1609496.9619
3989 | 3465873.286 | 4301106.816 | 69520.2831 |  |  | 904753.8131 | 0 | 167 | 3666295.0622 | 2449241.3813 | 447536.8222 |  |  | 839980.1032 | 1609496.9619
3990 | 4037513.995 | 3511107.6049 | 152075.6192 |  |  | 0 | 374330.7709 | 167 | 3666295.0622 | 2449241.3813 | 447536.8222 |  |  | 839980.1032 | 1609496.9619
3991 | 4313685.887 | 2574812.2436 | 241148.4818 |  |  | 0 | 1497725.1616 | 167 | 3666295.0622 | 2449241.3813 | 447536.8222 |  |  | 839980.1032 | 1609496.9619
3992 | 4328840.558 | 1375183.8119 | 373671.5214 |  |  | 0 | 2579985.2247 | 167 | 3666295.0622 | 2449241.3813 | 447536.8222 |  |  | 839980.1032 | 1609496.9619
3993 | 4464170.637 | 321851.5304 | 521402.1229 |  |  | 0 | 3620916.9836 | 167 | 3666295.0622 | 2449241.3813 | 447536.8222 |  |  | 839980.1032 | 1609496.9619
3994 | 4471509.549 | 0 | 638717.6006 |  |  | 0 | 3832791.9484 | 167 | 3666295.0622 | 2449241.3813 | 447536.8222 |  |  | 839980.1032 | 1609496.9619
3995 | 4415661.71 | 0 | 866831.0294 |  |  | 0 | 3548830.6806 | 167 | 3666295.0622 | 2449241.3813 | 447536.8222 |  |  | 839980.1032 | 1609496.9619
3996 | 4334158.108 | 0 | 1188362.3385 |  |  | 0 | 3145795.7695 | 167 | 3666295.0622 | 2449241.3813 | 447536.8222 |  |  | 839980.1032 | 1609496.9619
3997 | 4236743.6 | 29259.23 | 1535963.7538 |  |  | 0 | 2671520.6162 | 167 | 3666295.0622 | 2449241.3813 | 447536.8222 |  |  | 839980.1032 | 1609496.9619
3998 | 4085185.285 | 146296.1502 | 1553343.8245 |  |  | 0 | 2385545.3103 | 167 | 3666295.0622 | 2449241.3813 | 447536.8222 |  |  | 839980.1032 | 1609496.9619
3999 | 4063712.143 | 263333.0704 | 1407785.7319 |  |  | 0 | 2392593.3408 | 167 | 3666295.0622 | 2449241.3813 | 447536.8222 |  |  | 839980.1032 | 1609496.9619
4000 | 4112372.196 | 321851.5304 | 1123187.0731 |  |  | 0 | 2667333.5924 | 167 | 3666295.0622 | 2449241.3813 | 447536.8222 |  |  | 839980.1032 | 1609496.9619
4001 | 4064003.972 | 380369.9905 | 714755.4102 |  |  | 0 | 2968878.5713 | 167 | 3666295.0622 | 2449241.3813 | 447536.8222 |  |  | 839980.1032 | 1609496.9619
4002 | 3719460.49 | 468147.6807 | 301978.7295 |  |  | 0 | 2949334.0798 | 167 | 3666295.0622 | 2449241.3813 | 447536.8222 |  |  | 839980.1032 | 1609496.9619
4003 | 3502059.966 | 994813.8214 | 39105.1592 |  |  | 0 | 2468140.9854 | 167 | 3666295.0622 | 2449241.3813 | 447536.8222 |  |  | 839980.1032 | 1609496.9619
4004 | 3357246.499 | 1960368.4127 | 0 |  |  | 0 | 1396878.0863 | 167 | 3666295.0622 | 2449241.3813 | 447536.8222 |  |  | 839980.1032 | 1609496.9619
4005 | 3228804.347 | 3101478.3843 | 0 |  |  | 0 | 127325.9627 | 167 | 3666295.0622 | 2449241.3813 | 447536.8222 |  |  | 839980.1032 | 1609496.9619
4006 | 3059393.716 | 3803699.9053 | 0 |  |  | 744306.1893 | 0 | 167 | 3666295.0622 | 2449241.3813 | 447536.8222 |  |  | 839980.1032 | 1609496.9619
4007 | 2867387.184 | 4067032.9757 | 0 |  |  | 1199645.7917 | 0 | 167 | 3666295.0622 | 2449241.3813 | 447536.8222 |  |  | 839980.1032 | 1609496.9619
4008 | 2723514.35 | 4622958.3465 | 0 |  |  | 1899443.9965 | 0 | 167 | 3666295.0622 | 2449241.3813 | 447536.8222 |  |  | 839980.1032 | 1609496.9619
4009 | 2651370.1 | 4915550.6469 | 0 |  |  | 2264180.5469 | 0 | 168 | 3078052.9268 | 947267.5726 | 744898.9704 |  |  | 174311.1984 | 1560197.5822
4010 | 2597150.864 | 4213329.1259 | 0 |  |  | 1616178.2619 | 0 | 168 | 3078052.9268 | 947267.5726 | 744898.9704 |  |  | 174311.1984 | 1560197.5822
4011 | 2535035.362 | 2838145.314 | 0 |  |  | 303109.952 | 0 | 168 | 3078052.9268 | 947267.5726 | 744898.9704 |  |  | 174311.1984 | 1560197.5822
4012 | 2534627.866 | 1521479.9621 | 0 |  |  | 0 | 1013147.9039 | 168 | 3078052.9268 | 947267.5726 | 744898.9704 |  |  | 174311.1984 | 1560197.5822
4013 | 2697256.389 | 731480.751 | 34760.1415 |  |  | 0 | 1931015.4964 | 168 | 3078052.9268 | 947267.5726 | 744898.9704 |  |  | 174311.1984 | 1560197.5822
4014 | 2978304.52 | 321851.5304 | 427984.2426 |  |  | 0 | 2228468.747 | 168 | 3078052.9268 | 947267.5726 | 744898.9704 |  |  | 174311.1984 | 1560197.5822
4015 | 3273427.573 | 175555.3802 | 888556.1178 |  |  | 0 | 2209316.0749 | 168 | 3078052.9268 | 947267.5726 | 744898.9704 |  |  | 174311.1984 | 1560197.5822
4016 | 3438316.28 | 117036.9202 | 1277435.2011 |  |  | 0 | 2043844.1587 | 168 | 3078052.9268 | 947267.5726 | 744898.9704 |  |  | 174311.1984 | 1560197.5822
4017 | 3533300.317 | 87777.6901 | 1594621.4926 |  |  | 0 | 1850901.1343 | 168 | 3078052.9268 | 947267.5726 | 744898.9704 |  |  | 174311.1984 | 1560197.5822
4018 | 3518127.56 | 29259.23 | 1890082.6956 |  |  | 0 | 1598785.6344 | 168 | 3078052.9268 | 947267.5726 | 744898.9704 |  |  | 174311.1984 | 1560197.5822
4019 | 3433844.071 | 29259.23 | 2066055.9121 |  |  | 0 | 1338528.9289 | 168 | 3078052.9268 | 947267.5726 | 744898.9704 |  |  | 174311.1984 | 1560197.5822
4020 | 3355907.957 | 0 | 2102988.5624 |  |  | 0 | 1252919.3946 | 168 | 3078052.9268 | 947267.5726 | 744898.9704 |  |  | 174311.1984 | 1560197.5822
4021 | 3296370.77 | 29259.23 | 2011743.1909 |  |  | 0 | 1255368.349 | 168 | 3078052.9268 | 947267.5726 | 744898.9704 |  |  | 174311.1984 | 1560197.5822
4022 | 3248805.622 | 87777.6901 | 1837942.4833 |  |  | 0 | 1323085.4486 | 168 | 3078052.9268 | 947267.5726 | 744898.9704 |  |  | 174311.1984 | 1560197.5822
4023 | 3256409.213 | 351110.7605 | 1546826.298 |  |  | 0 | 1358472.1545 | 168 | 3078052.9268 | 947267.5726 | 744898.9704 |  |  | 174311.1984 | 1560197.5822
4024 | 3405674.855 | 702221.521 | 1162292.2323 |  |  | 0 | 1541161.1017 | 168 | 3078052.9268 | 947267.5726 | 744898.9704 |  |  | 174311.1984 | 1560197.5822
4025 | 3440343.485 | 965554.5913 | 716927.919 |  |  | 0 | 1757860.9746 | 168 | 3078052.9268 | 947267.5726 | 744898.9704 |  |  | 174311.1984 | 1560197.5822
4026 | 3296857.422 | 1053332.2815 | 273736.1145 |  |  | 0 | 1969789.026 | 168 | 3078052.9268 | 947267.5726 | 744898.9704 |  |  | 174311.1984 | 1560197.5822
4027 | 3159159.689 | 760739.9811 | 45622.6858 |  |  | 0 | 2352797.0222 | 168 | 3078052.9268 | 947267.5726 | 744898.9704 |  |  | 174311.1984 | 1560197.5822
4028 | 3053926.003 | 555925.3708 | 0 |  |  | 0 | 2498000.6322 | 168 | 3078052.9268 | 947267.5726 | 744898.9704 |  |  | 174311.1984 | 1560197.5822
4029 | 2995865.924 | 614443.8309 | 0 |  |  | 0 | 2381422.0931 | 168 | 3078052.9268 | 947267.5726 | 744898.9704 |  |  | 174311.1984 | 1560197.5822
4030 | 2892847.469 | 731480.751 | 0 |  |  | 0 | 2161366.718 | 168 | 3078052.9268 | 947267.5726 | 744898.9704 |  |  | 174311.1984 | 1560197.5822
4031 | 2709457.449 | 848517.6712 | 0 |  |  | 0 | 1860939.7778 | 168 | 3078052.9268 | 947267.5726 | 744898.9704 |  |  | 174311.1984 | 1560197.5822
4032 | 2570883.483 | 1053332.2815 | 0 |  |  | 0 | 1517551.2015 | 168 | 3078052.9268 | 947267.5726 | 744898.9704 |  |  | 174311.1984 | 1560197.5822
4033 | 2503162.333 | 1141109.9716 | 0 |  |  | 0 | 1362052.3614 | 169 | 3094207.8285 | 1896973.4143 | 742183.3343 |  |  | 265047.7637 | 720098.8435
4034 | 2462783.872 | 1141109.9716 | 0 |  |  | 0 | 1321673.9004 | 169 | 3094207.8285 | 1896973.4143 | 742183.3343 |  |  | 265047.7637 | 720098.8435
4035 | 2397187.158 | 1024073.0514 | 0 |  |  | 0 | 1373114.1066 | 169 | 3094207.8285 | 1896973.4143 | 742183.3343 |  |  | 265047.7637 | 720098.8435
4036 | 2395175.337 | 1053332.2815 | 0 |  |  | 0 | 1341843.0555 | 169 | 3094207.8285 | 1896973.4143 | 742183.3343 |  |  | 265047.7637 | 720098.8435
4037 | 2526828.43 | 1141109.9716 | 82555.3361 |  |  | 0 | 1303163.1223 | 169 | 3094207.8285 | 1896973.4143 | 742183.3343 |  |  | 265047.7637 | 720098.8435
4038 | 2776253.879 | 1111850.7416 | 419294.2072 |  |  | 0 | 1245108.9303 | 169 | 3094207.8285 | 1896973.4143 | 742183.3343 |  |  | 265047.7637 | 720098.8435
4039 | 3073840.549 | 702221.521 | 886383.609 |  |  | 0 | 1485235.4191 | 169 | 3094207.8285 | 1896973.4143 | 742183.3343 |  |  | 265047.7637 | 720098.8435
4040 | 3278564.198 | 438888.4506 | 1327402.9046 |  |  | 0 | 1512272.8428 | 169 | 3094207.8285 | 1896973.4143 | 742183.3343 |  |  | 265047.7637 | 720098.8435
4041 | 3390290.476 | 292592.3004 | 1675004.3199 |  |  | 0 | 1422693.8557 | 169 | 3094207.8285 | 1896973.4143 | 742183.3343 |  |  | 265047.7637 | 720098.8435
4042 | 3430410.38 | 438888.4506 | 1907462.7663 |  |  | 0 | 1084059.163 | 169 | 3094207.8285 | 1896973.4143 | 742183.3343 |  |  | 265047.7637 | 720098.8435
4043 | 3408974.365 | 497406.9107 | 2046503.3325 |  |  | 0 | 865064.1219 | 169 | 3094207.8285 | 1896973.4143 | 742183.3343 |  |  | 265047.7637 | 720098.8435
4044 | 3360585.652 | 614443.8309 | 2079090.9651 |  |  | 0 | 667050.856 | 169 | 3094207.8285 | 1896973.4143 | 742183.3343 |  |  | 265047.7637 | 720098.8435
4045 | 3331134.435 | 965554.5913 | 1998708.1379 |  |  | 0 | 366871.7058 | 169 | 3094207.8285 | 1896973.4143 | 742183.3343 |  |  | 265047.7637 | 720098.8435
4046 | 3292555.55 | 1521479.9621 | 1820562.4125 |  |  | 49486.8246 | 0 | 169 | 3094207.8285 | 1896973.4143 | 742183.3343 |  |  | 265047.7637 | 720098.8435
4047 | 3342370.315 | 2369997.6333 | 1540308.7715 |  |  | 567936.0898 | 0 | 169 | 3094207.8285 | 1896973.4143 | 742183.3343 |  |  | 265047.7637 | 720098.8435
4048 | 3585965.582 | 3394070.6847 | 1084081.9139 |  |  | 892187.0166 | 0 | 169 | 3094207.8285 | 1896973.4143 | 742183.3343 |  |  | 265047.7637 | 720098.8435
4049 | 3648424.472 | 4388884.5061 | 653925.1625 |  |  | 1394385.1966 | 0 | 169 | 3094207.8285 | 1896973.4143 | 742183.3343 |  |  | 265047.7637 | 720098.8435
4050 | 3526729.716 | 5061846.7971 | 278081.1322 |  |  | 1813198.2133 | 0 | 169 | 3094207.8285 | 1896973.4143 | 742183.3343 |  |  | 265047.7637 | 720098.8435
4051 | 3418474.544 | 4184069.8958 | 13035.0531 |  |  | 778630.4049 | 0 | 169 | 3094207.8285 | 1896973.4143 | 742183.3343 |  |  | 265047.7637 | 720098.8435
4052 | 3299755.2 | 2779626.8539 | 0 |  |  | 0 | 520128.3461 | 169 | 3094207.8285 | 1896973.4143 | 742183.3343 |  |  | 265047.7637 | 720098.8435
4053 | 3176328.017 | 2340738.4033 | 0 |  |  | 0 | 835589.6137 | 169 | 3094207.8285 | 1896973.4143 | 742183.3343 |  |  | 265047.7637 | 720098.8435
4054 | 3034226.167 | 2457775.3234 | 0 |  |  | 0 | 576450.8436 | 169 | 3094207.8285 | 1896973.4143 | 742183.3343 |  |  | 265047.7637 | 720098.8435
4055 | 2856279 | 3013700.6942 | 0 |  |  | 157421.6942 | 0 | 169 | 3094207.8285 | 1896973.4143 | 742183.3343 |  |  | 265047.7637 | 720098.8435
4056 | 2744688.257 | 3452589.1448 | 0 |  |  | 707900.8878 | 0 | 169 | 3094207.8285 | 1896973.4143 | 742183.3343 |  |  | 265047.7637 | 720098.8435
4057 | 2695861.013 | 3423329.9148 | 0 |  |  | 727468.9018 | 0 | 170 | 3776993.8153 | 2246865.0402 | 508910.1971 |  |  | 528546.0566 | 1549764.6346
4058 | 2683866.667 | 3130737.6144 | 0 |  |  | 446870.9474 | 0 | 170 | 3776993.8153 | 2246865.0402 | 508910.1971 |  |  | 528546.0566 | 1549764.6346
4059 | 2684098.168 | 2545553.0136 | 0 |  |  | 0 | 138545.1544 | 170 | 3776993.8153 | 2246865.0402 | 508910.1971 |  |  | 528546.0566 | 1549764.6346
4060 | 2875414.979 | 1667776.1123 | 19552.5796 |  |  | 0 | 1188086.2871 | 170 | 3776993.8153 | 2246865.0402 | 508910.1971 |  |  | 528546.0566 | 1549764.6346
4061 | 3437395.186 | 965554.5913 | 152075.6192 |  |  | 0 | 2319764.9755 | 170 | 3776993.8153 | 2246865.0402 | 508910.1971 |  |  | 528546.0566 | 1549764.6346
4062 | 4054509.732 | 643703.0609 | 373671.5214 |  |  | 0 | 3037135.1497 | 170 | 3776993.8153 | 2246865.0402 | 508910.1971 |  |  | 528546.0566 | 1549764.6346
4063 | 4349515.777 | 526666.1407 | 732135.4809 |  |  | 0 | 3090714.1553 | 170 | 3776993.8153 | 2246865.0402 | 508910.1971 |  |  | 528546.0566 | 1549764.6346
4064 | 4424633.804 | 643703.0609 | 1151429.6881 |  |  | 0 | 2629501.055 | 170 | 3776993.8153 | 2246865.0402 | 508910.1971 |  |  | 528546.0566 | 1549764.6346
4065 | 4505807.858 | 877776.9012 | 1164464.7412 |  |  | 0 | 2463566.2156 | 170 | 3776993.8153 | 2246865.0402 | 508910.1971 |  |  | 528546.0566 | 1549764.6346
4066 | 4491745.017 | 1024073.0514 | 903763.6797 |  |  | 0 | 2563908.2858 | 170 | 3776993.8153 | 2246865.0402 | 508910.1971 |  |  | 528546.0566 | 1549764.6346
4067 | 4450965.576 | 1170369.2016 | 869003.5382 |  |  | 0 | 2411592.8362 | 170 | 3776993.8153 | 2246865.0402 | 508910.1971 |  |  | 528546.0566 | 1549764.6346
4068 | 4474600.646 | 1316665.3518 | 892901.1355 |  |  | 0 | 2265034.1587 | 170 | 3776993.8153 | 2246865.0402 | 508910.1971 |  |  | 528546.0566 | 1549764.6346
4069 | 4381288.174 | 1492220.7321 | 1220949.9712 |  |  | 0 | 1668117.4707 | 170 | 3776993.8153 | 2246865.0402 | 508910.1971 |  |  | 528546.0566 | 1549764.6346
4070 | 4227140.183 | 1550739.1922 | 1446890.8911 |  |  | 0 | 1229510.0997 | 170 | 3776993.8153 | 2246865.0402 | 508910.1971 |  |  | 528546.0566 | 1549764.6346
4071 | 4138428.788 | 1550739.1922 | 1368680.5727 |  |  | 0 | 1219009.0232 | 170 | 3776993.8153 | 2246865.0402 | 508910.1971 |  |  | 528546.0566 | 1549764.6346
4072 | 4247315.179 | 1404443.042 | 988491.5247 |  |  | 0 | 1854380.6123 | 170 | 3776993.8153 | 2246865.0402 | 508910.1971 |  |  | 528546.0566 | 1549764.6346
4073 | 4159828.249 | 1111850.7416 | 560507.2821 |  |  | 0 | 2487470.2253 | 170 | 3776993.8153 | 2246865.0402 | 508910.1971 |  |  | 528546.0566 | 1549764.6346
4074 | 3992276.847 | 1053332.2815 | 301978.7295 |  |  | 0 | 2636965.836 | 170 | 3776993.8153 | 2246865.0402 | 508910.1971 |  |  | 528546.0566 | 1549764.6346
4075 | 3835207.968 | 1287406.1218 | 67347.7742 |  |  | 0 | 2480454.072 | 170 | 3776993.8153 | 2246865.0402 | 508910.1971 |  |  | 528546.0566 | 1549764.6346
4076 | 3675778.641 | 2165183.023 | 0 |  |  | 0 | 1510595.618 | 170 | 3776993.8153 | 2246865.0402 | 508910.1971 |  |  | 528546.0566 | 1549764.6346
4077 | 3526960.056 | 4564439.8864 | 0 |  |  | 1037479.8304 | 0 | 170 | 3776993.8153 | 2246865.0402 | 508910.1971 |  |  | 528546.0566 | 1549764.6346
4078 | 3299213.033 | 6554067.5292 | 0 |  |  | 3254854.4962 | 0 | 170 | 3776993.8153 | 2246865.0402 | 508910.1971 |  |  | 528546.0566 | 1549764.6346
4079 | 3092711.591 | 6846659.8296 | 0 |  |  | 3753948.2386 | 0 | 170 | 3776993.8153 | 2246865.0402 | 508910.1971 |  |  | 528546.0566 | 1549764.6346
4080 | 2943288.435 | 6407771.379 | 0 |  |  | 3464482.944 | 0 | 170 | 3776993.8153 | 2246865.0402 | 508910.1971 |  |  | 528546.0566 | 1549764.6346
4081 | 2863407.744 | 5676290.6279 | 0 |  |  | 2812882.8839 | 0 | 171 | 3802606.3022 | 3589132.2183 | 546567.017 |  |  | 1168839.0224 | 835746.0893
4082 | 2834882.202 | 5061846.7971 | 0 |  |  | 2226964.5951 | 0 | 171 | 3802606.3022 | 3589132.2183 | 546567.017 |  |  | 1168839.0224 | 835746.0893
4083 | 2809414.529 | 4418143.7362 | 0 |  |  | 1608729.2072 | 0 | 171 | 3802606.3022 | 3589132.2183 | 546567.017 |  |  | 1168839.0224 | 835746.0893
4084 | 2988688.996 | 3130737.6144 | 0 |  |  | 142048.6184 | 0 | 171 | 3802606.3022 | 3589132.2183 | 546567.017 |  |  | 1168839.0224 | 835746.0893
4085 | 3540942.576 | 1960368.4127 | 115142.9688 |  |  | 0 | 1465431.1944 | 171 | 3802606.3022 | 3589132.2183 | 546567.017 |  |  | 1168839.0224 | 835746.0893
4086 | 4109345.242 | 994813.8214 | 427984.2426 |  |  | 0 | 2686547.178 | 171 | 3802606.3022 | 3589132.2183 | 546567.017 |  |  | 1168839.0224 | 835746.0893
4087 | 4372936.664 | 351110.7605 | 777758.1667 |  |  | 0 | 3244067.7368 | 171 | 3802606.3022 | 3589132.2183 | 546567.017 |  |  | 1168839.0224 | 835746.0893
4088 | 4403507.848 | 117036.9202 | 1192707.3562 |  |  | 0 | 3093763.5717 | 171 | 3802606.3022 | 3589132.2183 | 546567.017 |  |  | 1168839.0224 | 835746.0893
4089 | 4514394.748 | 117036.9202 | 1553343.8245 |  |  | 0 | 2844014.0033 | 171 | 3802606.3022 | 3589132.2183 | 546567.017 |  |  | 1168839.0224 | 835746.0893
4090 | 4508770.332 | 380369.9905 | 1759732.1648 |  |  | 0 | 2368668.1766 | 171 | 3802606.3022 | 3589132.2183 | 546567.017 |  |  | 1168839.0224 | 835746.0893
4091 | 4470259.368 | 877776.9012 | 1818389.9037 |  |  | 0 | 1774092.5631 | 171 | 3802606.3022 | 3589132.2183 | 546567.017 |  |  | 1168839.0224 | 835746.0893
4092 | 4528255.903 | 1550739.1922 | 1675004.3199 |  |  | 0 | 1302512.391 | 171 | 3802606.3022 | 3589132.2183 | 546567.017 |  |  | 1168839.0224 | 835746.0893
4093 | 4355886.133 | 2252960.7131 | 1286125.2365 |  |  | 0 | 816800.1833 | 171 | 3802606.3022 | 3589132.2183 | 546567.017 |  |  | 1168839.0224 | 835746.0893
4094 | 4220003.036 | 2925923.0041 | 832070.8878 |  |  | 0 | 462009.1441 | 171 | 3802606.3022 | 3589132.2183 | 546567.017 |  |  | 1168839.0224 | 835746.0893
4095 | 4130119.29 | 3715922.2152 | 603957.459 |  |  | 189760.3842 | 0 | 171 | 3802606.3022 | 3589132.2183 | 546567.017 |  |  | 1168839.0224 | 835746.0893
4096 | 4271520.076 | 4886291.4168 | 401914.1364 |  |  | 1016685.4772 | 0 | 171 | 3802606.3022 | 3589132.2183 | 546567.017 |  |  | 1168839.0224 | 835746.0893
4097 | 4187307.366 | 5968882.9283 | 330221.3445 |  |  | 2111796.9069 | 0 | 171 | 3802606.3022 | 3589132.2183 | 546567.017 |  |  | 1168839.0224 | 835746.0893
4098 | 4017588.592 | 6788141.3695 | 245493.4995 |  |  | 3016046.277 | 0 | 171 | 3802606.3022 | 3589132.2183 | 546567.017 |  |  | 1168839.0224 | 835746.0893
4099 | 3811186.055 | 7285548.2802 | 97762.898 |  |  | 3572125.1232 | 0 | 171 | 3802606.3022 | 3589132.2183 | 546567.017 |  |  | 1168839.0224 | 835746.0893
4100 | 3617719.139 | 6290734.4588 | 0 |  |  | 2673015.3198 | 0 | 171 | 3802606.3022 | 3589132.2183 | 546567.017 |  |  | 1168839.0224 | 835746.0893
4101 | 3486821.293 | 5851846.0082 | 0 |  |  | 2365024.7152 | 0 | 171 | 3802606.3022 | 3589132.2183 | 546567.017 |  |  | 1168839.0224 | 835746.0893
4102 | 3270730.994 | 5559253.7078 | 0 |  |  | 2288522.7138 | 0 | 171 | 3802606.3022 | 3589132.2183 | 546567.017 |  |  | 1168839.0224 | 835746.0893
4103 | 3041853.579 | 5237402.1773 | 0 |  |  | 2195548.5983 | 0 | 171 | 3802606.3022 | 3589132.2183 | 546567.017 |  |  | 1168839.0224 | 835746.0893
4104 | 2907009.549 | 4739995.2666 | 0 |  |  | 1832985.7176 | 0 | 171 | 3802606.3022 | 3589132.2183 | 546567.017 |  |  | 1168839.0224 | 835746.0893
4105 | 2832877.558 | 4652217.5765 | 0 |  |  | 1819340.0185 | 0 | 172 | 3773097.5702 | 3370907.1276 | 740916.0375 |  |  | 774719.4411 | 435993.8462
4106 | 2814043.887 | 4739995.2666 | 0 |  |  | 1925951.3796 | 0 | 172 | 3773097.5702 | 3370907.1276 | 740916.0375 |  |  | 774719.4411 | 435993.8462
4107 | 2788854.198 | 4739995.2666 | 0 |  |  | 1951141.0686 | 0 | 172 | 3773097.5702 | 3370907.1276 | 740916.0375 |  |  | 774719.4411 | 435993.8462
4108 | 2994786.118 | 4242588.3559 | 8690.0354 |  |  | 1256492.2733 | 0 | 172 | 3773097.5702 | 3370907.1276 | 740916.0375 |  |  | 774719.4411 | 435993.8462
4109 | 3514498.356 | 3598885.295 | 121660.4953 |  |  | 206047.4344 | 0 | 172 | 3773097.5702 | 3370907.1276 | 740916.0375 |  |  | 774719.4411 | 435993.8462
4110 | 4066244.993 | 2779626.8539 | 419294.2072 |  |  | 0 | 867323.9319 | 172 | 3773097.5702 | 3370907.1276 | 740916.0375 |  |  | 774719.4411 | 435993.8462
4111 | 4343463.013 | 2604071.4736 | 829898.379 |  |  | 0 | 909493.1604 | 172 | 3773097.5702 | 3370907.1276 | 740916.0375 |  |  | 774719.4411 | 435993.8462
4112 | 4384830.519 | 2604071.4736 | 1305677.8161 |  |  | 0 | 475081.2292 | 172 | 3773097.5702 | 3370907.1276 | 740916.0375 |  |  | 774719.4411 | 435993.8462
4113 | 4507444.245 | 2223701.4831 | 1677176.8287 |  |  | 0 | 606565.9332 | 172 | 3773097.5702 | 3370907.1276 | 740916.0375 |  |  | 774719.4411 | 435993.8462
4114 | 4495108.763 | 1843331.4926 | 1857495.0629 |  |  | 0 | 794282.2075 | 172 | 3773097.5702 | 3370907.1276 | 740916.0375 |  |  | 774719.4411 | 435993.8462
4115 | 4376722.298 | 1667776.1123 | 1979155.5582 |  |  | 0 | 729790.6274 | 172 | 3773097.5702 | 3370907.1276 | 740916.0375 |  |  | 774719.4411 | 435993.8462
4116 | 4404859.567 | 1931109.1827 | 2055193.3678 |  |  | 0 | 418557.0165 | 172 | 3773097.5702 | 3370907.1276 | 740916.0375 |  |  | 774719.4411 | 435993.8462
4117 | 4304902.745 | 2340738.4033 | 1994363.1202 |  |  | 30198.7784 | 0 | 172 | 3773097.5702 | 3370907.1276 | 740916.0375 |  |  | 774719.4411 | 435993.8462
4118 | 4125347.183 | 2516293.7835 | 1811872.3771 |  |  | 202818.9777 | 0 | 172 | 3773097.5702 | 3370907.1276 | 740916.0375 |  |  | 774719.4411 | 435993.8462
4119 | 4072633.883 | 2428516.0934 | 1527273.7184 |  |  | 0 | 116844.0712 | 172 | 3773097.5702 | 3370907.1276 | 740916.0375 |  |  | 774719.4411 | 435993.8462
4120 | 4255689.881 | 2311479.1732 | 1140567.1439 |  |  | 0 | 803643.5639 | 172 | 3773097.5702 | 3370907.1276 | 740916.0375 |  |  | 774719.4411 | 435993.8462
4121 | 4166479.964 | 2223701.4831 | 703892.8659 |  |  | 0 | 1238885.615 | 172 | 3773097.5702 | 3370907.1276 | 740916.0375 |  |  | 774719.4411 | 435993.8462
4122 | 3985050.146 | 2048146.1029 | 288943.6765 |  |  | 0 | 1647960.3667 | 172 | 3773097.5702 | 3370907.1276 | 740916.0375 |  |  | 774719.4411 | 435993.8462
4123 | 3792227.883 | 2165183.023 | 60830.2477 |  |  | 0 | 1566214.6123 | 172 | 3773097.5702 | 3370907.1276 | 740916.0375 |  |  | 774719.4411 | 435993.8462
4124 | 3624762.198 | 3335552.2247 | 0 |  |  | 0 | 289209.9733 | 172 | 3773097.5702 | 3370907.1276 | 740916.0375 |  |  | 774719.4411 | 435993.8462
4125 | 3487791.051 | 5149624.4872 | 0 |  |  | 1661833.4362 | 0 | 172 | 3773097.5702 | 3370907.1276 | 740916.0375 |  |  | 774719.4411 | 435993.8462
4126 | 3256618.799 | 6144438.3086 | 0 |  |  | 2887819.5096 | 0 | 172 | 3773097.5702 | 3370907.1276 | 740916.0375 |  |  | 774719.4411 | 435993.8462
4127 | 3035189.119 | 6466289.839 | 0 |  |  | 3431100.72 | 0 | 172 | 3773097.5702 | 3370907.1276 | 740916.0375 |  |  | 774719.4411 | 435993.8462
4128 | 2923915.318 | 6144438.3086 | 0 |  |  | 3220522.9906 | 0 | 172 | 3773097.5702 | 3370907.1276 | 740916.0375 |  |  | 774719.4411 | 435993.8462
4129 | 2860291.303 | 5442216.7876 | 0 |  |  | 2581925.4846 | 0 | 173 | 3823550.8384 | 2412667.3438 | 774318.361 |  |  | 292345.8732 | 928911.0068
4130 | 2845705.421 | 4535180.6563 | 0 |  |  | 1689475.2353 | 0 | 173 | 3823550.8384 | 2412667.3438 | 774318.361 |  |  | 292345.8732 | 928911.0068
4131 | 2811182.427 | 3598885.295 | 0 |  |  | 787702.868 | 0 | 173 | 3823550.8384 | 2412667.3438 | 774318.361 |  |  | 292345.8732 | 928911.0068
4132 | 2973052.028 | 2721108.3938 | 0 |  |  | 0 | 251943.6342 | 173 | 3823550.8384 | 2412667.3438 | 774318.361 |  |  | 292345.8732 | 928911.0068
4133 | 3502590.377 | 1726294.5724 | 26070.1061 |  |  | 0 | 1750225.6984 | 173 | 3823550.8384 | 2412667.3438 | 774318.361 |  |  | 292345.8732 | 928911.0068
4134 | 4090995.578 | 819258.4411 | 432329.2603 |  |  | 0 | 2839407.8766 | 173 | 3823550.8384 | 2412667.3438 | 774318.361 |  |  | 292345.8732 | 928911.0068
4135 | 4382966.095 | 146296.1502 | 940696.3301 |  |  | 0 | 3295973.6147 | 173 | 3823550.8384 | 2412667.3438 | 774318.361 |  |  | 292345.8732 | 928911.0068
4136 | 4470492.666 | 0 | 1401268.2053 |  |  | 0 | 3069224.4607 | 173 | 3823550.8384 | 2412667.3438 | 774318.361 |  |  | 292345.8732 | 928911.0068
4137 | 4606010.143 | 29259.23 | 1761904.6737 |  |  | 0 | 2814846.2393 | 173 | 3823550.8384 | 2412667.3438 | 774318.361 |  |  | 292345.8732 | 928911.0068
4138 | 4588514.406 | 351110.7605 | 2007398.1732 |  |  | 0 | 2230005.4723 | 173 | 3823550.8384 | 2412667.3438 | 774318.361 |  |  | 292345.8732 | 928911.0068
4139 | 4514040.828 | 936295.3613 | 2135576.1951 |  |  | 0 | 1442169.2716 | 173 | 3823550.8384 | 2412667.3438 | 774318.361 |  |  | 292345.8732 | 928911.0068
4140 | 4509197.886 | 1492220.7321 | 2146438.7393 |  |  | 0 | 870538.4146 | 173 | 3823550.8384 | 2412667.3438 | 774318.361 |  |  | 292345.8732 | 928911.0068
4141 | 4399389.247 | 1989627.6428 | 2059538.3855 |  |  | 0 | 350223.2187 | 173 | 3823550.8384 | 2412667.3438 | 774318.361 |  |  | 292345.8732 | 928911.0068
4142 | 4231827.931 | 2340738.4033 | 1874875.1337 |  |  | 0 | 16214.3941 | 173 | 3823550.8384 | 2412667.3438 | 774318.361 |  |  | 292345.8732 | 928911.0068
4143 | 4169049.044 | 2750367.6238 | 1588103.9661 |  |  | 169422.5459 | 0 | 173 | 3823550.8384 | 2412667.3438 | 774318.361 |  |  | 292345.8732 | 928911.0068
4144 | 4313256.399 | 3130737.6144 | 1197052.3739 |  |  | 14533.5892 | 0 | 173 | 3823550.8384 | 2412667.3438 | 774318.361 |  |  | 292345.8732 | 928911.0068
4145 | 4206109.185 | 3394070.6847 | 734307.9898 |  |  | 0 | 77730.5105 | 173 | 3823550.8384 | 2412667.3438 | 774318.361 |  |  | 292345.8732 | 928911.0068
4146 | 4029217.614 | 3364811.4547 | 278081.1322 |  |  | 0 | 386325.0271 | 173 | 3823550.8384 | 2412667.3438 | 774318.361 |  |  | 292345.8732 | 928911.0068
4147 | 3836187.301 | 3013700.6942 | 0 |  |  | 0 | 822486.6068 | 173 | 3823550.8384 | 2412667.3438 | 774318.361 |  |  | 292345.8732 | 928911.0068
4148 | 3680480.758 | 2545553.0136 | 0 |  |  | 0 | 1134927.7444 | 173 | 3823550.8384 | 2412667.3438 | 774318.361 |  |  | 292345.8732 | 928911.0068
4149 | 3533852.455 | 2691849.1638 | 0 |  |  | 0 | 842003.2912 | 173 | 3823550.8384 | 2412667.3438 | 774318.361 |  |  | 292345.8732 | 928911.0068
4150 | 3259615.532 | 3159996.8444 | 0 |  |  | 0 | 99618.6876 | 173 | 3823550.8384 | 2412667.3438 | 774318.361 |  |  | 292345.8732 | 928911.0068
4151 | 3051152.365 | 3774440.6753 | 0 |  |  | 723288.3103 | 0 | 173 | 3823550.8384 | 2412667.3438 | 774318.361 |  |  | 292345.8732 | 928911.0068
4152 | 2900043.133 | 3949996.0555 | 0 |  |  | 1049952.9225 | 0 | 173 | 3823550.8384 | 2412667.3438 | 774318.361 |  |  | 292345.8732 | 928911.0068
4153 | 2813830.007 | 3745181.4452 | 0 |  |  | 931351.4382 | 0 | 174 | 3724917.1498 | 3476971.8365 | 737204.6682 |  |  | 1275295.3439 | 786035.989
4154 | 2800654.592 | 3218515.3045 | 0 |  |  | 417860.7125 | 0 | 174 | 3724917.1498 | 3476971.8365 | 737204.6682 |  |  | 1275295.3439 | 786035.989
4155 | 2838819.738 | 2516293.7835 | 0 |  |  | 0 | 322525.9545 | 174 | 3724917.1498 | 3476971.8365 | 737204.6682 |  |  | 1275295.3439 | 786035.989
4156 | 3028460.968 | 1814072.2625 | 0 |  |  | 0 | 1214388.7055 | 174 | 3724917.1498 | 3476971.8365 | 737204.6682 |  |  | 1275295.3439 | 786035.989
4157 | 3688079.388 | 1111850.7416 | 56485.23 |  |  | 0 | 2519743.4165 | 174 | 3724917.1498 | 3476971.8365 | 737204.6682 |  |  | 1275295.3439 | 786035.989
4158 | 4219170.789 | 497406.9107 | 421466.716 |  |  | 0 | 3300297.1623 | 174 | 3724917.1498 | 3476971.8365 | 737204.6682 |  |  | 1275295.3439 | 786035.989
4159 | 4389709.177 | 146296.1502 | 845105.9409 |  |  | 0 | 3398307.0859 | 174 | 3724917.1498 | 3476971.8365 | 737204.6682 |  |  | 1275295.3439 | 786035.989
4160 | 4441212.803 | 87777.6901 | 1236157.5331 |  |  | 0 | 3117277.5798 | 174 | 3724917.1498 | 3476971.8365 | 737204.6682 |  |  | 1275295.3439 | 786035.989
4161 | 4567530.765 | 292592.3004 | 1616346.581 |  |  | 0 | 2658591.8835 | 174 | 3724917.1498 | 3476971.8365 | 737204.6682 |  |  | 1275295.3439 | 786035.989
4162 | 4538231.436 | 965554.5913 | 1946567.9256 |  |  | 0 | 1626108.9191 | 174 | 3724917.1498 | 3476971.8365 | 737204.6682 |  |  | 1275295.3439 | 786035.989
4163 | 4597597.133 | 1784813.0325 | 2105161.0713 |  |  | 0 | 707623.0292 | 174 | 3724917.1498 | 3476971.8365 | 737204.6682 |  |  | 1275295.3439 | 786035.989
4164 | 4478092.07 | 2516293.7835 | 2124713.6509 |  |  | 162915.3644 | 0 | 174 | 3724917.1498 | 3476971.8365 | 737204.6682 |  |  | 1275295.3439 | 786035.989
4165 | 4192733.947 | 2984441.4642 | 2029123.2617 |  |  | 820830.7789 | 0 | 174 | 3724917.1498 | 3476971.8365 | 737204.6682 |  |  | 1275295.3439 | 786035.989
4166 | 4072695.755 | 3452589.1448 | 1811872.3771 |  |  | 1191765.767 | 0 | 174 | 3724917.1498 | 3476971.8365 | 737204.6682 |  |  | 1275295.3439 | 786035.989
4167 | 4116527.81 | 3920736.8255 | 1477306.0149 |  |  | 1281515.0304 | 0 | 174 | 3724917.1498 | 3476971.8365 | 737204.6682 |  |  | 1275295.3439 | 786035.989
4168 | 4126201.718 | 4886291.4168 | 1049321.7724 |  |  | 1809411.4712 | 0 | 174 | 3724917.1498 | 3476971.8365 | 737204.6682 |  |  | 1275295.3439 | 786035.989
4169 | 3986342.998 | 6027401.3884 | 619165.021 |  |  | 2660223.4114 | 0 | 174 | 3724917.1498 | 3476971.8365 | 737204.6682 |  |  | 1275295.3439 | 786035.989
4170 | 3710113.254 | 7109992.8999 | 284598.6588 |  |  | 3684478.3047 | 0 | 174 | 3724917.1498 | 3476971.8365 | 737204.6682 |  |  | 1275295.3439 | 786035.989
4171 | 3477278.714 | 6992955.9798 | 69520.2831 |  |  | 3585197.5488 | 0 | 174 | 3724917.1498 | 3476971.8365 | 737204.6682 |  |  | 1275295.3439 | 786035.989
4172 | 3345615.633 | 6729622.9094 | 0 |  |  | 3384007.2764 | 0 | 174 | 3724917.1498 | 3476971.8365 | 737204.6682 |  |  | 1275295.3439 | 786035.989
4173 | 3269410.096 | 6583326.7592 | 0 |  |  | 3313916.6632 | 0 | 174 | 3724917.1498 | 3476971.8365 | 737204.6682 |  |  | 1275295.3439 | 786035.989
4174 | 3124484.004 | 6349252.9189 | 0 |  |  | 3224768.9149 | 0 | 174 | 3724917.1498 | 3476971.8365 | 737204.6682 |  |  | 1275295.3439 | 786035.989
4175 | 2870891.615 | 5559253.7078 | 0 |  |  | 2688362.0928 | 0 | 174 | 3724917.1498 | 3476971.8365 | 737204.6682 |  |  | 1275295.3439 | 786035.989
4176 | 2704327.186 | 4154810.6658 | 0 |  |  | 1450483.4798 | 0 | 174 | 3724917.1498 | 3476971.8365 | 737204.6682 |  |  | 1275295.3439 | 786035.989
4177 | 2626802.265 | 2779626.8539 | 0 |  |  | 152824.5889 | 0 | 175 | 3155573.5 | 1818948.8009 | 727609.4208 |  |  | 345437.7335 | 954453.0118
4178 | 2575254.231 | 2223701.4831 | 0 |  |  | 0 | 351552.7479 | 175 | 3155573.5 | 1818948.8009 | 727609.4208 |  |  | 345437.7335 | 954453.0118
4179 | 2536313.982 | 848517.6712 | 0 |  |  | 0 | 1687796.3108 | 175 | 3155573.5 | 1818948.8009 | 727609.4208 |  |  | 345437.7335 | 954453.0118
4180 | 2518070.041 | 87777.6901 | 6517.5265 |  |  | 0 | 2423774.8243 | 175 | 3155573.5 | 1818948.8009 | 727609.4208 |  |  | 345437.7335 | 954453.0118
4181 | 2675807.434 | 0 | 123833.0042 |  |  | 0 | 2551974.4298 | 175 | 3155573.5 | 1818948.8009 | 727609.4208 |  |  | 345437.7335 | 954453.0118
4182 | 2936983.761 | 0 | 399741.6276 |  |  | 0 | 2537242.1334 | 175 | 3155573.5 | 1818948.8009 | 727609.4208 |  |  | 345437.7335 | 954453.0118
4183 | 3224091.133 | 0 | 808173.2905 |  |  | 0 | 2415917.8425 | 175 | 3155573.5 | 1818948.8009 | 727609.4208 |  |  | 345437.7335 | 954453.0118
4184 | 3438012.336 | 29259.23 | 1314367.8515 |  |  | 0 | 2094385.2544 | 175 | 3155573.5 | 1818948.8009 | 727609.4208 |  |  | 345437.7335 | 954453.0118
4185 | 3578431.04 | 117036.9202 | 1696729.4083 |  |  | 0 | 1764664.7115 | 175 | 3155573.5 | 1818948.8009 | 727609.4208 |  |  | 345437.7335 | 954453.0118
4186 | 3634137.405 | 380369.9905 | 1942222.9079 |  |  | 0 | 1311544.5066 | 175 | 3155573.5 | 1818948.8009 | 727609.4208 |  |  | 345437.7335 | 954453.0118
4187 | 3594067.241 | 731480.751 | 2066055.9121 |  |  | 0 | 796530.5779 | 175 | 3155573.5 | 1818948.8009 | 727609.4208 |  |  | 345437.7335 | 954453.0118
4188 | 3588731.091 | 1024073.0514 | 2066055.9121 |  |  | 0 | 498602.1275 | 175 | 3155573.5 | 1818948.8009 | 727609.4208 |  |  | 345437.7335 | 954453.0118
4189 | 3535370.169 | 1228887.6617 | 1937877.8902 |  |  | 0 | 368604.6171 | 175 | 3155573.5 | 1818948.8009 | 727609.4208 |  |  | 345437.7335 | 954453.0118
4190 | 3484362.702 | 1345924.5819 | 1703246.9349 |  |  | 0 | 435191.1853 | 175 | 3155573.5 | 1818948.8009 | 727609.4208 |  |  | 345437.7335 | 954453.0118
4191 | 3536084.337 | 1521479.9621 | 1381715.6257 |  |  | 0 | 632888.7491 | 175 | 3155573.5 | 1818948.8009 | 727609.4208 |  |  | 345437.7335 | 954453.0118
4192 | 3703281.341 | 1901849.9527 | 1040631.737 |  |  | 0 | 760799.6514 | 175 | 3155573.5 | 1818948.8009 | 727609.4208 |  |  | 345437.7335 | 954453.0118
4193 | 3578332.495 | 2311479.1732 | 625682.5475 |  |  | 0 | 641170.7743 | 175 | 3155573.5 | 1818948.8009 | 727609.4208 |  |  | 345437.7335 | 954453.0118
4194 | 3404164.296 | 2779626.8539 | 288943.6765 |  |  | 0 | 335593.7657 | 175 | 3155573.5 | 1818948.8009 | 727609.4208 |  |  | 345437.7335 | 954453.0118
4195 | 3237665.287 | 2808886.0839 | 60830.2477 |  |  | 0 | 367948.9554 | 175 | 3155573.5 | 1818948.8009 | 727609.4208 |  |  | 345437.7335 | 954453.0118
4196 | 3109959.452 | 2340738.4033 | 0 |  |  | 0 | 769221.0487 | 175 | 3155573.5 | 1818948.8009 | 727609.4208 |  |  | 345437.7335 | 954453.0118
4197 | 3028872.614 | 2867404.544 | 0 |  |  | 0 | 161468.07 | 175 | 3155573.5 | 1818948.8009 | 727609.4208 |  |  | 345437.7335 | 954453.0118
4198 | 2905147.517 | 4125551.4358 | 0 |  |  | 1220403.9188 | 0 | 175 | 3155573.5 | 1818948.8009 | 727609.4208 |  |  | 345437.7335 | 954453.0118
4199 | 2710440.339 | 5529994.4777 | 0 |  |  | 2819554.1387 | 0 | 175 | 3155573.5 | 1818948.8009 | 727609.4208 |  |  | 345437.7335 | 954453.0118
4200 | 2573381.492 | 6671104.4493 | 0 |  |  | 4097722.9573 | 0 | 175 | 3155573.5 | 1818948.8009 | 727609.4208 |  |  | 345437.7335 | 954453.0118
4201 | 2496033.203 | 7431844.4304 | 0 |  |  | 4935811.2274 | 0 | 176 | 3153045.9544 | 3330675.6863 | 599521.9202 |  |  | 1353611.2861 | 576459.634
4202 | 2464229.127 | 7753695.9608 | 0 |  |  | 5289466.8338 | 0 | 176 | 3153045.9544 | 3330675.6863 | 599521.9202 |  |  | 1353611.2861 | 576459.634
4203 | 2375911.229 | 7490362.8905 | 0 |  |  | 5114451.6615 | 0 | 176 | 3153045.9544 | 3330675.6863 | 599521.9202 |  |  | 1353611.2861 | 576459.634
4204 | 2373987.573 | 7051474.4399 | 6517.5265 |  |  | 4684004.3934 | 0 | 176 | 3153045.9544 | 3330675.6863 | 599521.9202 |  |  | 1353611.2861 | 576459.634
4205 | 2542492.551 | 6261475.2288 | 134695.5484 |  |  | 3853678.2262 | 0 | 176 | 3153045.9544 | 3330675.6863 | 599521.9202 |  |  | 1353611.2861 | 576459.634
4206 | 2781465.037 | 4739995.2666 | 391051.5922 |  |  | 2349581.8218 | 0 | 176 | 3153045.9544 | 3330675.6863 | 599521.9202 |  |  | 1353611.2861 | 576459.634
4207 | 3088989.148 | 3306292.9946 | 712582.9013 |  |  | 929886.7479 | 0 | 176 | 3153045.9544 | 3330675.6863 | 599521.9202 |  |  | 1353611.2861 | 576459.634
4208 | 3374804.912 | 3481848.3749 | 1031941.7016 |  |  | 1138985.1645 | 0 | 176 | 3153045.9544 | 3330675.6863 | 599521.9202 |  |  | 1353611.2861 | 576459.634
4209 | 3552219.327 | 3101478.3843 | 1296987.7808 |  |  | 846246.8381 | 0 | 176 | 3153045.9544 | 3330675.6863 | 599521.9202 |  |  | 1353611.2861 | 576459.634
4210 | 3631987.997 | 2399256.8634 | 1488168.5592 |  |  | 255437.4255 | 0 | 176 | 3153045.9544 | 3330675.6863 | 599521.9202 |  |  | 1353611.2861 | 576459.634
4211 | 3618480.758 | 1989627.6428 | 1581586.4395 |  |  | 0 | 47266.6757 | 176 | 3153045.9544 | 3330675.6863 | 599521.9202 |  |  | 1353611.2861 | 576459.634
4212 | 3646062.268 | 2106664.5629 | 1590276.4749 |  |  | 50878.7698 | 0 | 176 | 3153045.9544 | 3330675.6863 | 599521.9202 |  |  | 1353611.2861 | 576459.634
4213 | 3532892.3 | 2516293.7835 | 1540308.7715 |  |  | 523710.255 | 0 | 176 | 3153045.9544 | 3330675.6863 | 599521.9202 |  |  | 1353611.2861 | 576459.634
4214 | 3449389.683 | 2925923.0041 | 1427338.3115 |  |  | 903871.6326 | 0 | 176 | 3153045.9544 | 3330675.6863 | 599521.9202 |  |  | 1353611.2861 | 576459.634
4215 | 3506267.686 | 3042959.9243 | 1231812.5154 |  |  | 768504.7536 | 0 | 176 | 3153045.9544 | 3330675.6863 | 599521.9202 |  |  | 1353611.2861 | 576459.634
4216 | 3702340.526 | 3042959.9243 | 964593.9274 |  |  | 305213.3257 | 0 | 176 | 3153045.9544 | 3330675.6863 | 599521.9202 |  |  | 1353611.2861 | 576459.634
4217 | 3714235.415 | 2808886.0839 | 638717.6006 |  |  | 0 | 266631.7305 | 176 | 3153045.9544 | 3330675.6863 | 599521.9202 |  |  | 1353611.2861 | 576459.634
4218 | 3527237.847 | 2252960.7131 | 297633.7118 |  |  | 0 | 976643.422 | 176 | 3153045.9544 | 3330675.6863 | 599521.9202 |  |  | 1353611.2861 | 576459.634
4219 | 3364832.174 | 1287406.1218 | 54312.7211 |  |  | 0 | 2023113.3311 | 176 | 3153045.9544 | 3330675.6863 | 599521.9202 |  |  | 1353611.2861 | 576459.634
4220 | 3200738.546 | 263333.0704 | 0 |  |  | 0 | 2937405.4756 | 176 | 3153045.9544 | 3330675.6863 | 599521.9202 |  |  | 1353611.2861 | 576459.634
4221 | 3135152.639 | 58518.4601 | 0 |  |  | 0 | 3076634.1789 | 176 | 3153045.9544 | 3330675.6863 | 599521.9202 |  |  | 1353611.2861 | 576459.634
4222 | 3008048.942 | 117036.9202 | 0 |  |  | 0 | 2891012.0218 | 176 | 3153045.9544 | 3330675.6863 | 599521.9202 |  |  | 1353611.2861 | 576459.634
4223 | 2845212.043 | 1228887.6617 | 0 |  |  | 0 | 1616324.3813 | 176 | 3153045.9544 | 3330675.6863 | 599521.9202 |  |  | 1353611.2861 | 576459.634
4224 | 2740091.975 | 3277033.7646 | 0 |  |  | 536941.7896 | 0 | 176 | 3153045.9544 | 3330675.6863 | 599521.9202 |  |  | 1353611.2861 | 576459.634
4225 | 2690628.194 | 5529994.4777 | 0 |  |  | 2839366.2837 | 0 | 177 | 3727652.0267 | 3712264.8114 | 595267.4237 |  |  | 1176754.9104 | 596874.702
4226 | 2700478.554 | 7665918.2707 | 0 |  |  | 4965439.7167 | 0 | 177 | 3727652.0267 | 3712264.8114 | 595267.4237 |  |  | 1176754.9104 | 596874.702
4227 | 2701256.519 | 8748509.7822 | 0 |  |  | 6047253.2632 | 0 | 177 | 3727652.0267 | 3712264.8114 | 595267.4237 |  |  | 1176754.9104 | 596874.702
4228 | 2856942.078 | 7431844.4304 | 0 |  |  | 4574902.3524 | 0 | 177 | 3727652.0267 | 3712264.8114 | 595267.4237 |  |  | 1176754.9104 | 596874.702
4229 | 3378279.378 | 5764068.3181 | 78210.3184 |  |  | 2463999.2585 | 0 | 177 | 3727652.0267 | 3712264.8114 | 595267.4237 |  |  | 1176754.9104 | 596874.702
4230 | 3975609.819 | 4184069.8958 | 419294.2072 |  |  | 627754.284 | 0 | 177 | 3727652.0267 | 3712264.8114 | 595267.4237 |  |  | 1176754.9104 | 596874.702
4231 | 4291404.575 | 3159996.8444 | 845105.9409 |  |  | 0 | 286301.7897 | 177 | 3727652.0267 | 3712264.8114 | 595267.4237 |  |  | 1176754.9104 | 596874.702
4232 | 4353405.681 | 2955182.2341 | 1231812.5154 |  |  | 0 | 166410.9315 | 177 | 3727652.0267 | 3712264.8114 | 595267.4237 |  |  | 1176754.9104 | 596874.702
4233 | 4474144.046 | 2955182.2341 | 1512066.1565 |  |  | 0 | 6895.6554 | 177 | 3727652.0267 | 3712264.8114 | 595267.4237 |  |  | 1176754.9104 | 596874.702
4234 | 4491569.98 | 3569626.065 | 1648934.2137 |  |  | 726990.2987 | 0 | 177 | 3727652.0267 | 3712264.8114 | 595267.4237 |  |  | 1176754.9104 | 596874.702
4235 | 4409137.809 | 4418143.7362 | 1675004.3199 |  |  | 1684010.247 | 0 | 177 | 3727652.0267 | 3712264.8114 | 595267.4237 |  |  | 1176754.9104 | 596874.702
4236 | 4423646.926 | 4652217.5765 | 1657624.2491 |  |  | 1886194.8996 | 0 | 177 | 3727652.0267 | 3712264.8114 | 595267.4237 |  |  | 1176754.9104 | 596874.702
4237 | 4338612.457 | 4271847.586 | 1488168.5592 |  |  | 1421403.6881 | 0 | 177 | 3727652.0267 | 3712264.8114 | 595267.4237 |  |  | 1176754.9104 | 596874.702
4238 | 4196205.258 | 3774440.6753 | 1238330.0419 |  |  | 816565.4592 | 0 | 177 | 3727652.0267 | 3712264.8114 | 595267.4237 |  |  | 1176754.9104 | 596874.702
4239 | 4099750.337 | 3423329.9148 | 864658.5205 |  |  | 188238.0983 | 0 | 177 | 3727652.0267 | 3712264.8114 | 595267.4237 |  |  | 1176754.9104 | 596874.702
4240 | 4294253.296 | 3540366.8349 | 716927.919 |  |  | 0 | 36958.542 | 177 | 3727652.0267 | 3712264.8114 | 595267.4237 |  |  | 1176754.9104 | 596874.702
4241 | 4206120.624 | 3657403.7551 | 536609.6848 |  |  | 0 | 12107.1841 | 177 | 3727652.0267 | 3712264.8114 | 595267.4237 |  |  | 1176754.9104 | 596874.702
4242 | 3958309.407 | 3335552.2247 | 288943.6765 |  |  | 0 | 333813.5059 | 177 | 3727652.0267 | 3712264.8114 | 595267.4237 |  |  | 1176754.9104 | 596874.702
4243 | 3743767.886 | 2457775.3234 | 84727.845 |  |  | 0 | 1201264.7176 | 177 | 3727652.0267 | 3712264.8114 | 595267.4237 |  |  | 1176754.9104 | 596874.702
4244 | 3534308.754 | 1521479.9621 | 0 |  |  | 0 | 2012828.7919 | 177 | 3727652.0267 | 3712264.8114 | 595267.4237 |  |  | 1176754.9104 | 596874.702
4245 | 3417038.312 | 936295.3613 | 0 |  |  | 0 | 2480742.9507 | 177 | 3727652.0267 | 3712264.8114 | 595267.4237 |  |  | 1176754.9104 | 596874.702
4246 | 3194811.748 | 555925.3708 | 0 |  |  | 0 | 2638886.3772 | 177 | 3727652.0267 | 3712264.8114 | 595267.4237 |  |  | 1176754.9104 | 596874.702
4247 | 2933428.034 | 351110.7605 | 0 |  |  | 0 | 2582317.2735 | 177 | 3727652.0267 | 3712264.8114 | 595267.4237 |  |  | 1176754.9104 | 596874.702
4248 | 2800538.969 | 234073.8403 | 0 |  |  | 0 | 2566465.1287 | 177 | 3727652.0267 | 3712264.8114 | 595267.4237 |  |  | 1176754.9104 | 596874.702
4249 | 2738658.303 | 175555.3802 | 0 |  |  | 0 | 2563102.9228 | 178 | 3652534.8278 | 2011572.0653 | 573089.7292 |  |  | 80731.5718 | 1148604.6051
4250 | 2733793.376 | 117036.9202 | 0 |  |  | 0 | 2616756.4558 | 178 | 3652534.8278 | 2011572.0653 | 573089.7292 |  |  | 80731.5718 | 1148604.6051
4251 | 2723450.728 | 87777.6901 | 0 |  |  | 0 | 2635673.0379 | 178 | 3652534.8278 | 2011572.0653 | 573089.7292 |  |  | 80731.5718 | 1148604.6051
4252 | 2888468.69 | 58518.4601 | 19552.5796 |  |  | 0 | 2810397.6503 | 178 | 3652534.8278 | 2011572.0653 | 573089.7292 |  |  | 80731.5718 | 1148604.6051
4253 | 3367117.671 | 0 | 141213.075 |  |  | 0 | 3225904.596 | 178 | 3652534.8278 | 2011572.0653 | 573089.7292 |  |  | 80731.5718 | 1148604.6051
4254 | 3932368.531 | 0 | 380189.048 |  |  | 0 | 3552179.483 | 178 | 3652534.8278 | 2011572.0653 | 573089.7292 |  |  | 80731.5718 | 1148604.6051
4255 | 4184575.386 | 0 | 742998.0252 |  |  | 0 | 3441577.3608 | 178 | 3652534.8278 | 2011572.0653 | 573089.7292 |  |  | 80731.5718 | 1148604.6051
4256 | 4258155.566 | 87777.6901 | 1164464.7412 |  |  | 0 | 3005913.1347 | 178 | 3652534.8278 | 2011572.0653 | 573089.7292 |  |  | 80731.5718 | 1148604.6051
4257 | 4358677.581 | 994813.8214 | 1546826.298 |  |  | 0 | 1817037.4616 | 178 | 3652534.8278 | 2011572.0653 | 573089.7292 |  |  | 80731.5718 | 1148604.6051
4258 | 4343097.294 | 1697035.3424 | 1779284.7445 |  |  | 0 | 866777.2072 | 178 | 3652534.8278 | 2011572.0653 | 573089.7292 |  |  | 80731.5718 | 1148604.6051
4259 | 4284269.01 | 2194442.2531 | 1837942.4833 |  |  | 0 | 251884.2736 | 178 | 3652534.8278 | 2011572.0653 | 573089.7292 |  |  | 80731.5718 | 1148604.6051
4260 | 4298411.635 | 2516293.7835 | 1753214.6383 |  |  | 0 | 28903.2132 | 178 | 3652534.8278 | 2011572.0653 | 573089.7292 |  |  | 80731.5718 | 1148604.6051
4261 | 4199819.332 | 2808886.0839 | 1468615.9796 |  |  | 77682.7315 | 0 | 178 | 3652534.8278 | 2011572.0653 | 573089.7292 |  |  | 80731.5718 | 1148604.6051
4262 | 4043044.015 | 2925923.0041 | 1112324.5289 |  |  | 0 | 4796.482 | 178 | 3652534.8278 | 2011572.0653 | 573089.7292 |  |  | 80731.5718 | 1148604.6051
4263 | 3951231.875 | 2925923.0041 | 797310.7463 |  |  | 0 | 227998.1246 | 178 | 3652534.8278 | 2011572.0653 | 573089.7292 |  |  | 80731.5718 | 1148604.6051
4264 | 4120604.053 | 3218515.3045 | 534437.176 |  |  | 0 | 367651.5725 | 178 | 3652534.8278 | 2011572.0653 | 573089.7292 |  |  | 80731.5718 | 1148604.6051
4265 | 4046491.594 | 3628144.5251 | 312841.2738 |  |  | 0 | 105505.7952 | 178 | 3652534.8278 | 2011572.0653 | 573089.7292 |  |  | 80731.5718 | 1148604.6051
4266 | 3844796.984 | 4067032.9757 | 132523.0396 |  |  | 354759.0313 | 0 | 178 | 3652534.8278 | 2011572.0653 | 573089.7292 |  |  | 80731.5718 | 1148604.6051
4267 | 3649465.238 | 4184069.8958 | 30415.1238 |  |  | 565019.7817 | 0 | 178 | 3652534.8278 | 2011572.0653 | 573089.7292 |  |  | 80731.5718 | 1148604.6051
4268 | 3480739.044 | 3715922.2152 | 0 |  |  | 235183.1712 | 0 | 178 | 3652534.8278 | 2011572.0653 | 573089.7292 |  |  | 80731.5718 | 1148604.6051
4269 | 3366050.801 | 3598885.295 | 0 |  |  | 232834.494 | 0 | 178 | 3652534.8278 | 2011572.0653 | 573089.7292 |  |  | 80731.5718 | 1148604.6051
4270 | 3138901.526 | 3364811.4547 | 0 |  |  | 225909.9287 | 0 | 178 | 3652534.8278 | 2011572.0653 | 573089.7292 |  |  | 80731.5718 | 1148604.6051
4271 | 2913828.259 | 3159996.8444 | 0 |  |  | 246168.5854 | 0 | 178 | 3652534.8278 | 2011572.0653 | 573089.7292 |  |  | 80731.5718 | 1148604.6051
4272 | 2794819.375 | 2750367.6238 | 0 |  |  | 0 | 44451.7512 | 178 | 3652534.8278 | 2011572.0653 | 573089.7292 |  |  | 80731.5718 | 1148604.6051
4273 | 2730594.385 | 2194442.2531 | 0 |  |  | 0 | 536152.1319 | 179 | 3724749.8994 | 9853045.7163 | 438303.6596 |  |  | 7140781.0528 | 574181.5763
4274 | 2722810.197 | 1667776.1123 | 0 |  |  | 0 | 1055034.0847 | 179 | 3724749.8994 | 9853045.7163 | 438303.6596 |  |  | 7140781.0528 | 574181.5763
4275 | 2706415.493 | 1316665.3518 | 0 |  |  | 0 | 1389750.1412 | 179 | 3724749.8994 | 9853045.7163 | 438303.6596 |  |  | 7140781.0528 | 574181.5763
4276 | 2848463.822 | 1053332.2815 | 19552.5796 |  |  | 0 | 1775578.9609 | 179 | 3724749.8994 | 9853045.7163 | 438303.6596 |  |  | 7140781.0528 | 574181.5763
4277 | 3340116.524 | 936295.3613 | 141213.075 |  |  | 0 | 2262608.0877 | 179 | 3724749.8994 | 9853045.7163 | 438303.6596 |  |  | 7140781.0528 | 574181.5763
4278 | 3912331.916 | 1082591.5115 | 317186.2914 |  |  | 0 | 2512554.113 | 179 | 3724749.8994 | 9853045.7163 | 438303.6596 |  |  | 7140781.0528 | 574181.5763
4279 | 4213007.574 | 907036.1313 | 495332.0168 |  |  | 0 | 2810639.426 | 179 | 3724749.8994 | 9853045.7163 | 438303.6596 |  |  | 7140781.0528 | 574181.5763
4280 | 4287564.196 | 2165183.023 | 684340.2863 |  |  | 0 | 1438040.8866 | 179 | 3724749.8994 | 9853045.7163 | 438303.6596 |  |  | 7140781.0528 | 574181.5763
4281 | 4394883.413 | 3920736.8255 | 797310.7463 |  |  | 323164.1588 | 0 | 179 | 3724749.8994 | 9853045.7163 | 438303.6596 |  |  | 7140781.0528 | 574181.5763
4282 | 4412227.735 | 5764068.3181 | 942868.8389 |  |  | 2294709.422 | 0 | 179 | 3724749.8994 | 9853045.7163 | 438303.6596 |  |  | 7140781.0528 | 574181.5763
4283 | 4360146.017 | 7782955.1909 | 886383.609 |  |  | 4309192.7828 | 0 | 179 | 3724749.8994 | 9853045.7163 | 438303.6596 |  |  | 7140781.0528 | 574181.5763
4284 | 4533094.731 | 9918878.9839 | 1047149.2635 |  |  | 6432933.5164 | 0 | 179 | 3724749.8994 | 9853045.7163 | 438303.6596 |  |  | 7140781.0528 | 574181.5763
4285 | 4373423.368 | 12405913.5373 | 988491.5247 |  |  | 9020981.694 | 0 | 179 | 3724749.8994 | 9853045.7163 | 438303.6596 |  |  | 7140781.0528 | 574181.5763
4286 | 4203470.498 | 15244058.8513 | 1179672.3031 |  |  | 12220260.6564 | 0 | 179 | 3724749.8994 | 9853045.7163 | 438303.6596 |  |  | 7140781.0528 | 574181.5763
4287 | 4101209.285 | 18169981.8554 | 1086254.4227 |  |  | 15155026.9931 | 0 | 179 | 3724749.8994 | 9853045.7163 | 438303.6596 |  |  | 7140781.0528 | 574181.5763
4288 | 4283916.094 | 20101091.0381 | 940696.3301 |  |  | 16757871.2742 | 0 | 179 | 3724749.8994 | 9853045.7163 | 438303.6596 |  |  | 7140781.0528 | 574181.5763
4289 | 4192140.748 | 21125164.0895 | 590922.406 |  |  | 17523945.7475 | 0 | 179 | 3724749.8994 | 9853045.7163 | 438303.6596 |  |  | 7140781.0528 | 574181.5763
4290 | 3959411.835 | 21505534.0801 | 304151.2384 |  |  | 17850273.4834 | 0 | 179 | 3724749.8994 | 9853045.7163 | 438303.6596 |  |  | 7140781.0528 | 574181.5763
4291 | 3741387.352 | 20393683.3385 | 97762.898 |  |  | 16750058.8846 | 0 | 179 | 3724749.8994 | 9853045.7163 | 438303.6596 |  |  | 7140781.0528 | 574181.5763
4292 | 3558638.599 | 16970353.4237 | 0 |  |  | 13411714.8247 | 0 | 179 | 3724749.8994 | 9853045.7163 | 438303.6596 |  |  | 7140781.0528 | 574181.5763
4293 | 3456866.655 | 16326650.3628 | 0 |  |  | 12869783.7078 | 0 | 179 | 3724749.8994 | 9853045.7163 | 438303.6596 |  |  | 7140781.0528 | 574181.5763
4294 | 3210950.725 | 14658874.2505 | 0 |  |  | 11447923.5255 | 0 | 179 | 3724749.8994 | 9853045.7163 | 438303.6596 |  |  | 7140781.0528 | 574181.5763
4295 | 2992370.708 | 11820728.9365 | 0 |  |  | 8828358.2285 | 0 | 179 | 3724749.8994 | 9853045.7163 | 438303.6596 |  |  | 7140781.0528 | 574181.5763
4296 | 2858555.715 | 9041102.0826 | 0 |  |  | 6182546.3676 | 0 | 179 | 3724749.8994 | 9853045.7163 | 438303.6596 |  |  | 7140781.0528 | 574181.5763
4297 | 2792556.465 | 6583326.7592 | 0 |  |  | 3790770.2942 | 0 | 180 | 3772741.1009 | 2455337.0543 | 488723.969 |  |  | 379716.9487 | 1208397.0263
4298 | 2782240.84 | 4886291.4168 | 0 |  |  | 2104050.5768 | 0 | 180 | 3772741.1009 | 2455337.0543 | 488723.969 |  |  | 379716.9487 | 1208397.0263
4299 | 2803126.475 | 4096292.2057 | 0 |  |  | 1293165.7307 | 0 | 180 | 3772741.1009 | 2455337.0543 | 488723.969 |  |  | 379716.9487 | 1208397.0263
4300 | 2963747.119 | 3920736.8255 | 17380.0708 |  |  | 974369.7772 | 0 | 180 | 3772741.1009 | 2455337.0543 | 488723.969 |  |  | 379716.9487 | 1208397.0263
4301 | 3436343.332 | 4125551.4358 | 89072.8627 |  |  | 778280.9664 | 0 | 180 | 3772741.1009 | 2455337.0543 | 488723.969 |  |  | 379716.9487 | 1208397.0263
4302 | 4010709.333 | 3774440.6753 | 165110.6723 |  |  | 0 | 71157.9855 | 180 | 3772741.1009 | 2455337.0543 | 488723.969 |  |  | 379716.9487 | 1208397.0263
4303 | 4294633.237 | 3686662.9852 | 273736.1145 |  |  | 0 | 334234.1373 | 180 | 3772741.1009 | 2455337.0543 | 488723.969 |  |  | 379716.9487 | 1208397.0263
4304 | 4395296.481 | 4037773.7456 | 530092.1583 |  |  | 172569.4229 | 0 | 180 | 3772741.1009 | 2455337.0543 | 488723.969 |  |  | 379716.9487 | 1208397.0263
4305 | 4537818.152 | 3364811.4547 | 914626.224 |  |  | 0 | 258380.4733 | 180 | 3772741.1009 | 2455337.0543 | 488723.969 |  |  | 379716.9487 | 1208397.0263
4306 | 4538083.393 | 2545553.0136 | 1201397.3916 |  |  | 0 | 791132.9879 | 180 | 3772741.1009 | 2455337.0543 | 488723.969 |  |  | 379716.9487 | 1208397.0263
4307 | 4455460.952 | 2194442.2531 | 1275262.6923 |  |  | 0 | 985756.0066 | 180 | 3772741.1009 | 2455337.0543 | 488723.969 |  |  | 379716.9487 | 1208397.0263
4308 | 4461748.291 | 2223701.4831 | 1264400.1481 |  |  | 0 | 973646.6598 | 180 | 3772741.1009 | 2455337.0543 | 488723.969 |  |  | 379716.9487 | 1208397.0263
4309 | 4373992.298 | 2077405.3329 | 1399095.6965 |  |  | 0 | 897491.2686 | 180 | 3772741.1009 | 2455337.0543 | 488723.969 |  |  | 379716.9487 | 1208397.0263
4310 | 4223294.43 | 1726294.5724 | 1457753.4353 |  |  | 0 | 1039246.4223 | 180 | 3772741.1009 | 2455337.0543 | 488723.969 |  |  | 379716.9487 | 1208397.0263
4311 | 4166037.682 | 1462961.502 | 1283952.7277 |  |  | 0 | 1419123.4523 | 180 | 3772741.1009 | 2455337.0543 | 488723.969 |  |  | 379716.9487 | 1208397.0263
4312 | 4335734.949 | 1462961.502 | 897246.1532 |  |  | 0 | 1975527.2938 | 180 | 3772741.1009 | 2455337.0543 | 488723.969 |  |  | 379716.9487 | 1208397.0263
4313 | 4207746.558 | 1462961.502 | 573542.3352 |  |  | 0 | 2171242.7207 | 180 | 3772741.1009 | 2455337.0543 | 488723.969 |  |  | 379716.9487 | 1208397.0263
4314 | 4015577.713 | 1199628.4317 | 293288.6941 |  |  | 0 | 2522660.5872 | 180 | 3772741.1009 | 2455337.0543 | 488723.969 |  |  | 379716.9487 | 1208397.0263
4315 | 3780580.129 | 907036.1313 | 93417.8804 |  |  | 0 | 2780126.1174 | 180 | 3772741.1009 | 2455337.0543 | 488723.969 |  |  | 379716.9487 | 1208397.0263
4316 | 3598936.087 | 731480.751 | 0 |  |  | 0 | 2867455.336 | 180 | 3772741.1009 | 2455337.0543 | 488723.969 |  |  | 379716.9487 | 1208397.0263
4317 | 3433274.803 | 614443.8309 | 0 |  |  | 0 | 2818830.9721 | 180 | 3772741.1009 | 2455337.0543 | 488723.969 |  |  | 379716.9487 | 1208397.0263
4318 | 3160975.883 | 585184.6008 | 0 |  |  | 0 | 2575791.2822 | 180 | 3772741.1009 | 2455337.0543 | 488723.969 |  |  | 379716.9487 | 1208397.0263
4319 | 2962735.08 | 555925.3708 | 0 |  |  | 0 | 2406809.7092 | 180 | 3772741.1009 | 2455337.0543 | 488723.969 |  |  | 379716.9487 | 1208397.0263
4320 | 2815136.739 | 702221.521 | 0 |  |  | 0 | 2112915.218 | 180 | 3772741.1009 | 2455337.0543 | 488723.969 |  |  | 379716.9487 | 1208397.0263
4321 | 2753337.64 | 965554.5913 | 0 |  |  | 0 | 1787783.0487 | 181 | 3625731.922 | 3559872.9883 | 680266.8322 |  |  | 928819.9707 | 314412.0721
4322 | 2749115.022 | 1345924.5819 | 0 |  |  | 0 | 1403190.4401 | 181 | 3625731.922 | 3559872.9883 | 680266.8322 |  |  | 928819.9707 | 314412.0721
4323 | 2782544.362 | 1814072.2625 | 0 |  |  | 0 | 968472.0995 | 181 | 3625731.922 | 3559872.9883 | 680266.8322 |  |  | 928819.9707 | 314412.0721
4324 | 2929545.045 | 2428516.0934 | 0 |  |  | 0 | 501028.9516 | 181 | 3625731.922 | 3559872.9883 | 680266.8322 |  |  | 928819.9707 | 314412.0721
4325 | 3407729.934 | 2925923.0041 | 60830.2477 |  |  | 0 | 420976.6822 | 181 | 3625731.922 | 3559872.9883 | 680266.8322 |  |  | 928819.9707 | 314412.0721
4326 | 3968714.938 | 3159996.8444 | 412776.6806 |  |  | 0 | 395941.4129 | 181 | 3625731.922 | 3559872.9883 | 680266.8322 |  |  | 928819.9707 | 314412.0721
4327 | 4261927.582 | 2369997.6333 | 860313.5028 |  |  | 0 | 1031616.4459 | 181 | 3625731.922 | 3559872.9883 | 680266.8322 |  |  | 928819.9707 | 314412.0721
4328 | 4350188.261 | 2252960.7131 | 1244847.5685 |  |  | 0 | 852379.9794 | 181 | 3625731.922 | 3559872.9883 | 680266.8322 |  |  | 928819.9707 | 314412.0721
4329 | 4475177.066 | 2750367.6238 | 1540308.7715 |  |  | 0 | 184500.6707 | 181 | 3625731.922 | 3559872.9883 | 680266.8322 |  |  | 928819.9707 | 314412.0721
4330 | 4422449.903 | 2750367.6238 | 1711936.9702 |  |  | 39854.6911 | 0 | 181 | 3625731.922 | 3559872.9883 | 680266.8322 |  |  | 928819.9707 | 314412.0721
4331 | 4297630.443 | 2750367.6238 | 1779284.7445 |  |  | 232021.9253 | 0 | 181 | 3625731.922 | 3559872.9883 | 680266.8322 |  |  | 928819.9707 | 314412.0721
4332 | 4218320.128 | 3159996.8444 | 1792319.7975 |  |  | 733996.5139 | 0 | 181 | 3625731.922 | 3559872.9883 | 680266.8322 |  |  | 928819.9707 | 314412.0721
4333 | 4085979.531 | 3803699.9053 | 1809699.8683 |  |  | 1527420.2426 | 0 | 181 | 3625731.922 | 3559872.9883 | 680266.8322 |  |  | 928819.9707 | 314412.0721
4334 | 3950280.263 | 4330366.0461 | 1648934.2137 |  |  | 2029019.9968 | 0 | 181 | 3625731.922 | 3559872.9883 | 680266.8322 |  |  | 928819.9707 | 314412.0721
4335 | 3929364.713 | 4593699.1164 | 1394750.6788 |  |  | 2059085.0822 | 0 | 181 | 3625731.922 | 3559872.9883 | 680266.8322 |  |  | 928819.9707 | 314412.0721
4336 | 4086040.225 | 4739995.2666 | 1073219.3697 |  |  | 1727174.4113 | 0 | 181 | 3625731.922 | 3559872.9883 | 680266.8322 |  |  | 928819.9707 | 314412.0721
4337 | 4031664.69 | 4944809.8769 | 693030.3217 |  |  | 1606175.5086 | 0 | 181 | 3625731.922 | 3559872.9883 | 680266.8322 |  |  | 928819.9707 | 314412.0721
4338 | 3772540.114 | 5178883.7172 | 286771.1676 |  |  | 1693114.7708 | 0 | 181 | 3625731.922 | 3559872.9883 | 680266.8322 |  |  | 928819.9707 | 314412.0721
4339 | 3510700.885 | 4681476.8065 | 17380.0708 |  |  | 1188155.9923 | 0 | 181 | 3625731.922 | 3559872.9883 | 680266.8322 |  |  | 928819.9707 | 314412.0721
4340 | 3335543.714 | 4271847.586 | 0 |  |  | 936303.872 | 0 | 181 | 3625731.922 | 3559872.9883 | 680266.8322 |  |  | 928819.9707 | 314412.0721
4341 | 3213382.657 | 4622958.3465 | 0 |  |  | 1409575.6895 | 0 | 181 | 3625731.922 | 3559872.9883 | 680266.8322 |  |  | 928819.9707 | 314412.0721
4342 | 3008710.682 | 5003328.337 | 0 |  |  | 1994617.655 | 0 | 181 | 3625731.922 | 3559872.9883 | 680266.8322 |  |  | 928819.9707 | 314412.0721
4343 | 2817222.85 | 5237402.1773 | 0 |  |  | 2420179.3273 | 0 | 181 | 3625731.922 | 3559872.9883 | 680266.8322 |  |  | 928819.9707 | 314412.0721
4344 | 2659455.479 | 5354439.0975 | 0 |  |  | 2694983.6185 | 0 | 181 | 3625731.922 | 3559872.9883 | 680266.8322 |  |  | 928819.9707 | 314412.0721
4345 | 2557055.341 | 5588512.9378 | 0 |  |  | 3031457.5968 | 0 | 182 | 3037190.2973 | 7984112.3974 | 641885.8426 |  |  | 5592886.5537 | 4078.611
4346 | 2525827.288 | 5822586.7781 | 0 |  |  | 3296759.4901 | 0 | 182 | 3037190.2973 | 7984112.3974 | 641885.8426 |  |  | 5592886.5537 | 4078.611
4347 | 2474759.217 | 5705549.858 | 0 |  |  | 3230790.641 | 0 | 182 | 3037190.2973 | 7984112.3974 | 641885.8426 |  |  | 5592886.5537 | 4078.611
4348 | 2490010.818 | 5091106.0271 | 0 |  |  | 2601095.2091 | 0 | 182 | 3037190.2973 | 7984112.3974 | 641885.8426 |  |  | 5592886.5537 | 4078.611
4349 | 2661136.223 | 4330366.0461 | 115142.9688 |  |  | 1784372.7919 | 0 | 182 | 3037190.2973 | 7984112.3974 | 641885.8426 |  |  | 5592886.5537 | 4078.611
4350 | 2927430.097 | 3598885.295 | 406259.1541 |  |  | 1077714.3521 | 0 | 182 | 3037190.2973 | 7984112.3974 | 641885.8426 |  |  | 5592886.5537 | 4078.611
4351 | 3221884.145 | 2311479.1732 | 812518.3082 |  |  | 0 | 97886.6636 | 182 | 3037190.2973 | 7984112.3974 | 641885.8426 |  |  | 5592886.5537 | 4078.611
4352 | 3397312.835 | 3189256.0745 | 1190534.8473 |  |  | 982478.0868 | 0 | 182 | 3037190.2973 | 7984112.3974 | 641885.8426 |  |  | 5592886.5537 | 4078.611
4353 | 3459474.857 | 4593699.1164 | 1496858.5945 |  |  | 2631082.854 | 0 | 182 | 3037190.2973 | 7984112.3974 | 641885.8426 |  |  | 5592886.5537 | 4078.611
4354 | 3432480.848 | 5442216.7876 | 1675004.3199 |  |  | 3684740.2595 | 0 | 182 | 3037190.2973 | 7984112.3974 | 641885.8426 |  |  | 5592886.5537 | 4078.611
4355 | 3417802.28 | 6173697.5386 | 1744524.6029 |  |  | 4500419.8616 | 0 | 182 | 3037190.2973 | 7984112.3974 | 641885.8426 |  |  | 5592886.5537 | 4078.611
4356 | 3364869.075 | 7607399.8106 | 1755387.1472 |  |  | 5997917.8828 | 0 | 182 | 3037190.2973 | 7984112.3974 | 641885.8426 |  |  | 5592886.5537 | 4078.611
4357 | 3296714.629 | 9626286.6835 | 1677176.8287 |  |  | 8006748.8832 | 0 | 182 | 3037190.2973 | 7984112.3974 | 641885.8426 |  |  | 5592886.5537 | 4078.611
4358 | 3237770.376 | 11820728.9365 | 1444718.3823 |  |  | 10027676.9428 | 0 | 182 | 3037190.2973 | 7984112.3974 | 641885.8426 |  |  | 5592886.5537 | 4078.611
4359 | 3233497.534 | 13868875.0394 | 1220949.9712 |  |  | 11856327.4765 | 0 | 182 | 3037190.2973 | 7984112.3974 | 641885.8426 |  |  | 5592886.5537 | 4078.611
4360 | 3418862.084 | 15507391.9217 | 927661.277 |  |  | 13016191.1147 | 0 | 182 | 3037190.2973 | 7984112.3974 | 641885.8426 |  |  | 5592886.5537 | 4078.611
4361 | 3423816.035 | 16472946.513 | 577887.3529 |  |  | 13627017.8309 | 0 | 182 | 3037190.2973 | 7984112.3974 | 641885.8426 |  |  | 5592886.5537 | 4078.611
4362 | 3275001.248 | 16063317.2925 | 273736.1145 |  |  | 13062052.159 | 0 | 182 | 3037190.2973 | 7984112.3974 | 641885.8426 |  |  | 5592886.5537 | 4078.611
4363 | 3113976.723 | 13576282.739 | 86900.3538 |  |  | 10549206.3698 | 0 | 182 | 3037190.2973 | 7984112.3974 | 641885.8426 |  |  | 5592886.5537 | 4078.611
4364 | 2994368.868 | 9275175.923 | 0 |  |  | 6280807.055 | 0 | 182 | 3037190.2973 | 7984112.3974 | 641885.8426 |  |  | 5592886.5537 | 4078.611
4365 | 2958742.031 | 6846659.8296 | 0 |  |  | 3887917.7986 | 0 | 182 | 3037190.2973 | 7984112.3974 | 641885.8426 |  |  | 5592886.5537 | 4078.611
4366 | 2847634.371 | 6729622.9094 | 0 |  |  | 3881988.5384 | 0 | 182 | 3037190.2973 | 7984112.3974 | 641885.8426 |  |  | 5592886.5537 | 4078.611
4367 | 2653292.544 | 6466289.839 | 0 |  |  | 3812997.295 | 0 | 182 | 3037190.2973 | 7984112.3974 | 641885.8426 |  |  | 5592886.5537 | 4078.611
4368 | 2508847.669 | 5910364.4683 | 0 |  |  | 3401516.7993 | 0 | 182 | 3037190.2973 | 7984112.3974 | 641885.8426 |  |  | 5592886.5537 | 4078.611
4369 | 2435501.247 | 5237402.1773 | 0 |  |  | 2801900.9303 | 0 | 183 | 3080284.295 | 3910983.7488 | 628307.6624 |  |  | 2083764.3214 | 624757.2053
4370 | 2401003.397 | 4535180.6563 | 0 |  |  | 2134177.2593 | 0 | 183 | 3080284.295 | 3910983.7488 | 628307.6624 |  |  | 2083764.3214 | 624757.2053
4371 | 2382902.626 | 3920736.8255 | 0 |  |  | 1537834.1995 | 0 | 183 | 3080284.295 | 3910983.7488 | 628307.6624 |  |  | 2083764.3214 | 624757.2053
4372 | 2387226.384 | 2574812.2436 | 0 |  |  | 187585.8596 | 0 | 183 | 3080284.295 | 3910983.7488 | 628307.6624 |  |  | 2083764.3214 | 624757.2053
4373 | 2481568.448 | 1579998.4222 | 95590.3892 |  |  | 0 | 805979.6366 | 183 | 3080284.295 | 3910983.7488 | 628307.6624 |  |  | 2083764.3214 | 624757.2053
4374 | 2676632.53 | 1082591.5115 | 399741.6276 |  |  | 0 | 1194299.3909 | 183 | 3080284.295 | 3910983.7488 | 628307.6624 |  |  | 2083764.3214 | 624757.2053
4375 | 3013433.168 | 994813.8214 | 732135.4809 |  |  | 0 | 1286483.8657 | 183 | 3080284.295 | 3910983.7488 | 628307.6624 |  |  | 2083764.3214 | 624757.2053
4376 | 3200161.624 | 1667776.1123 | 1123187.0731 |  |  | 0 | 409198.4386 | 183 | 3080284.295 | 3910983.7488 | 628307.6624 |  |  | 2083764.3214 | 624757.2053
4377 | 3345311.729 | 2662589.9337 | 1370853.0815 |  |  | 688131.2862 | 0 | 183 | 3080284.295 | 3910983.7488 | 628307.6624 |  |  | 2083764.3214 | 624757.2053
4378 | 3428749.53 | 3452589.1448 | 1525101.2095 |  |  | 1548940.8244 | 0 | 183 | 3080284.295 | 3910983.7488 | 628307.6624 |  |  | 2083764.3214 | 624757.2053
4379 | 3425319.555 | 4008514.5156 | 1696729.4083 |  |  | 2279924.3689 | 0 | 183 | 3080284.295 | 3910983.7488 | 628307.6624 |  |  | 2083764.3214 | 624757.2053
4380 | 3462594.502 | 3920736.8255 | 1716281.9879 |  |  | 2174424.3114 | 0 | 183 | 3080284.295 | 3910983.7488 | 628307.6624 |  |  | 2083764.3214 | 624757.2053
4381 | 3389870.712 | 3218515.3045 | 1638071.6695 |  |  | 1466716.262 | 0 | 183 | 3080284.295 | 3910983.7488 | 628307.6624 |  |  | 2083764.3214 | 624757.2053
4382 | 3380609.949 | 2428516.0934 | 1492513.5769 |  |  | 540419.7212 | 0 | 183 | 3080284.295 | 3910983.7488 | 628307.6624 |  |  | 2083764.3214 | 624757.2053
4383 | 3431708.969 | 1550739.1922 | 1312195.3427 |  |  | 0 | 568774.4342 | 183 | 3080284.295 | 3910983.7488 | 628307.6624 |  |  | 2083764.3214 | 624757.2053
4384 | 3619011.664 | 672962.2909 | 988491.5247 |  |  | 0 | 1957557.8484 | 183 | 3080284.295 | 3910983.7488 | 628307.6624 |  |  | 2083764.3214 | 624757.2053
4385 | 3645802.578 | 204814.6103 | 621337.5298 |  |  | 0 | 2819650.4379 | 183 | 3080284.295 | 3910983.7488 | 628307.6624 |  |  | 2083764.3214 | 624757.2053
4386 | 3501774.25 | 204814.6103 | 282426.1499 |  |  | 0 | 3014533.4898 | 183 | 3080284.295 | 3910983.7488 | 628307.6624 |  |  | 2083764.3214 | 624757.2053
4387 | 3344895.066 | 585184.6008 | 84727.845 |  |  | 0 | 2674982.6202 | 183 | 3080284.295 | 3910983.7488 | 628307.6624 |  |  | 2083764.3214 | 624757.2053
4388 | 3217894.999 | 2955182.2341 | 0 |  |  | 0 | 262712.7649 | 183 | 3080284.295 | 3910983.7488 | 628307.6624 |  |  | 2083764.3214 | 624757.2053
4389 | 3140251.226 | 7431844.4304 | 0 |  |  | 4291593.2044 | 0 | 183 | 3080284.295 | 3910983.7488 | 628307.6624 |  |  | 2083764.3214 | 624757.2053
4390 | 3015157.676 | 11908506.6266 | 0 |  |  | 8893348.9506 | 0 | 183 | 3080284.295 | 3910983.7488 | 628307.6624 |  |  | 2083764.3214 | 624757.2053
4391 | 2873208.944 | 13547023.5089 | 0 |  |  | 10673814.5649 | 0 | 183 | 3080284.295 | 3910983.7488 | 628307.6624 |  |  | 2083764.3214 | 624757.2053
4392 | 2726232.307 | 13517764.2789 | 0 |  |  | 10791531.9719 | 0 | 183 | 3080284.295 | 3910983.7488 | 628307.6624 |  |  | 2083764.3214 | 624757.2053
4393 | 2634638.14 | 12405913.5373 | 0 |  |  | 9771275.3973 | 0 | 184 | 3662413.8839 | 5177664.5827 | 425992.7761 |  |  | 2776373.7944 | 835130.3196
4394 | 2623305.604 | 11469618.176 | 0 |  |  | 8846312.572 | 0 | 184 | 3662413.8839 | 5177664.5827 | 425992.7761 |  |  | 2776373.7944 | 835130.3196
4395 | 2590713.993 | 10767396.655 | 0 |  |  | 8176682.662 | 0 | 184 | 3662413.8839 | 5177664.5827 | 425992.7761 |  |  | 2776373.7944 | 835130.3196
4396 | 2732244.202 | 9801842.0637 | 8690.0354 |  |  | 7078287.8971 | 0 | 184 | 3662413.8839 | 5177664.5827 | 425992.7761 |  |  | 2776373.7944 | 835130.3196
4397 | 3224566.068 | 8689991.3221 | 60830.2477 |  |  | 5526255.5018 | 0 | 184 | 3662413.8839 | 5177664.5827 | 425992.7761 |  |  | 2776373.7944 | 835130.3196
4398 | 3793143.834 | 7782955.1909 | 145558.0926 |  |  | 4135369.4495 | 0 | 184 | 3662413.8839 | 5177664.5827 | 425992.7761 |  |  | 2776373.7944 | 835130.3196
4399 | 4134131.152 | 7870732.881 | 304151.2384 |  |  | 4040752.9674 | 0 | 184 | 3662413.8839 | 5177664.5827 | 425992.7761 |  |  | 2776373.7944 | 835130.3196
4400 | 4256288.021 | 8397399.0217 | 569197.3175 |  |  | 4710308.3183 | 0 | 184 | 3662413.8839 | 5177664.5827 | 425992.7761 |  |  | 2776373.7944 | 835130.3196
4401 | 4371148.186 | 8192584.4115 | 742998.0252 |  |  | 4564434.2506 | 0 | 184 | 3662413.8839 | 5177664.5827 | 425992.7761 |  |  | 2776373.7944 | 835130.3196
4402 | 4395407.592 | 6846659.8296 | 1044976.7547 |  |  | 3496228.9923 | 0 | 184 | 3662413.8839 | 5177664.5827 | 425992.7761 |  |  | 2776373.7944 | 835130.3196
4403 | 4346130.485 | 5354439.0975 | 1412130.7496 |  |  | 2420439.3621 | 0 | 184 | 3662413.8839 | 5177664.5827 | 425992.7761 |  |  | 2776373.7944 | 835130.3196
4404 | 4372876.655 | 3891477.5954 | 1238330.0419 |  |  | 756930.9824 | 0 | 184 | 3662413.8839 | 5177664.5827 | 425992.7761 |  |  | 2776373.7944 | 835130.3196
4405 | 4289071.35 | 2691849.1638 | 1008044.1043 |  |  | 0 | 589178.0819 | 184 | 3662413.8839 | 5177664.5827 | 425992.7761 |  |  | 2776373.7944 | 835130.3196
4406 | 4131139.72 | 1579998.4222 | 762550.6048 |  |  | 0 | 1788590.693 | 184 | 3662413.8839 | 5177664.5827 | 425992.7761 |  |  | 2776373.7944 | 835130.3196
4407 | 4081309.232 | 907036.1313 | 825553.3613 |  |  | 0 | 2348719.7394 | 184 | 3662413.8839 | 5177664.5827 | 425992.7761 |  |  | 2776373.7944 | 835130.3196
4408 | 4266162.772 | 497406.9107 | 1016734.1397 |  |  | 0 | 2752021.7216 | 184 | 3662413.8839 | 5177664.5827 | 425992.7761 |  |  | 2776373.7944 | 835130.3196
4409 | 4186303.395 | 672962.2909 | 693030.3217 |  |  | 0 | 2820310.7823 | 184 | 3662413.8839 | 5177664.5827 | 425992.7761 |  |  | 2776373.7944 | 835130.3196
4410 | 3925998.489 | 1228887.6617 | 297633.7118 |  |  | 0 | 2399477.1155 | 184 | 3662413.8839 | 5177664.5827 | 425992.7761 |  |  | 2776373.7944 | 835130.3196
4411 | 3698501.361 | 1492220.7321 | 93417.8804 |  |  | 0 | 2112862.7486 | 184 | 3662413.8839 | 5177664.5827 | 425992.7761 |  |  | 2776373.7944 | 835130.3196
4412 | 3491871.269 | 1316665.3518 | 0 |  |  | 0 | 2175205.9172 | 184 | 3662413.8839 | 5177664.5827 | 425992.7761 |  |  | 2776373.7944 | 835130.3196
4413 | 3388730.619 | 1404443.042 | 0 |  |  | 0 | 1984287.577 | 184 | 3662413.8839 | 5177664.5827 | 425992.7761 |  |  | 2776373.7944 | 835130.3196
4414 | 3179137.856 | 2106664.5629 | 0 |  |  | 0 | 1072473.2931 | 184 | 3662413.8839 | 5177664.5827 | 425992.7761 |  |  | 2776373.7944 | 835130.3196
4415 | 2955096.577 | 3715922.2152 | 0 |  |  | 760825.6382 | 0 | 184 | 3662413.8839 | 5177664.5827 | 425992.7761 |  |  | 2776373.7944 | 835130.3196
4416 | 2830016.642 | 5178883.7172 | 0 |  |  | 2348867.0752 | 0 | 184 | 3662413.8839 | 5177664.5827 | 425992.7761 |  |  | 2776373.7944 | 835130.3196
4417 | 2747292.732 | 5851846.0082 | 0 |  |  | 3104553.2762 | 0 | 185 | 3675717.8055 | 3346524.4359 | 729419.8449 |  |  | 1202474.8805 | 802248.4053
4418 | 2741441.88 | 5705549.858 | 0 |  |  | 2964107.978 | 0 | 185 | 3675717.8055 | 3346524.4359 | 729419.8449 |  |  | 1202474.8805 | 802248.4053
4419 | 2751571.443 | 5237402.1773 | 0 |  |  | 2485830.7343 | 0 | 185 | 3675717.8055 | 3346524.4359 | 729419.8449 |  |  | 1202474.8805 | 802248.4053
4420 | 2906605.978 | 4242588.3559 | 8690.0354 |  |  | 1344672.4133 | 0 | 185 | 3675717.8055 | 3346524.4359 | 729419.8449 |  |  | 1202474.8805 | 802248.4053
4421 | 3397845.341 | 3540366.8349 | 117315.4777 |  |  | 259836.9716 | 0 | 185 | 3675717.8055 | 3346524.4359 | 729419.8449 |  |  | 1202474.8805 | 802248.4053
4422 | 3935358.014 | 2925923.0041 | 380189.048 |  |  | 0 | 629245.9619 | 185 | 3675717.8055 | 3346524.4359 | 729419.8449 |  |  | 1202474.8805 | 802248.4053
4423 | 4239703.671 | 2077405.3329 | 810345.7994 |  |  | 0 | 1351952.5387 | 185 | 3675717.8055 | 3346524.4359 | 729419.8449 |  |  | 1202474.8805 | 802248.4053
4424 | 4315102.61 | 3130737.6144 | 1249192.5862 |  |  | 64827.5905 | 0 | 185 | 3675717.8055 | 3346524.4359 | 729419.8449 |  |  | 1202474.8805 | 802248.4053
4425 | 4523183.457 | 4447402.9662 | 1620691.5987 |  |  | 1544911.108 | 0 | 185 | 3675717.8055 | 3346524.4359 | 729419.8449 |  |  | 1202474.8805 | 802248.4053
4426 | 4359005.925 | 4739995.2666 | 1868357.6071 |  |  | 2249346.9487 | 0 | 185 | 3675717.8055 | 3346524.4359 | 729419.8449 |  |  | 1202474.8805 | 802248.4053
4427 | 4382470.156 | 4593699.1164 | 2003053.1555 |  |  | 2214282.116 | 0 | 185 | 3675717.8055 | 3346524.4359 | 729419.8449 |  |  | 1202474.8805 | 802248.4053
4428 | 4293728.482 | 4593699.1164 | 2046503.3325 |  |  | 2346473.9669 | 0 | 185 | 3675717.8055 | 3346524.4359 | 729419.8449 |  |  | 1202474.8805 | 802248.4053
4429 | 4193597.587 | 4798513.7267 | 1974810.5406 |  |  | 2579726.6803 | 0 | 185 | 3675717.8055 | 3346524.4359 | 729419.8449 |  |  | 1202474.8805 | 802248.4053
4430 | 4040940.805 | 4915550.6469 | 1801009.8329 |  |  | 2675619.6748 | 0 | 185 | 3675717.8055 | 3346524.4359 | 729419.8449 |  |  | 1202474.8805 | 802248.4053
4431 | 3964663.026 | 4886291.4168 | 1492513.5769 |  |  | 2414141.9677 | 0 | 185 | 3675717.8055 | 3346524.4359 | 729419.8449 |  |  | 1202474.8805 | 802248.4053
4432 | 4151187.994 | 4798513.7267 | 1131877.1085 |  |  | 1779202.8412 | 0 | 185 | 3675717.8055 | 3346524.4359 | 729419.8449 |  |  | 1202474.8805 | 802248.4053
4433 | 4058272.405 | 4184069.8958 | 706065.3748 |  |  | 831862.8656 | 0 | 185 | 3675717.8055 | 3346524.4359 | 729419.8449 |  |  | 1202474.8805 | 802248.4053
4434 | 3851700.587 | 3130737.6144 | 275908.6234 |  |  | 0 | 445054.3492 | 185 | 3675717.8055 | 3346524.4359 | 729419.8449 |  |  | 1202474.8805 | 802248.4053
4435 | 3651549.028 | 1814072.2625 | 19552.5796 |  |  | 0 | 1817924.1859 | 185 | 3675717.8055 | 3346524.4359 | 729419.8449 |  |  | 1202474.8805 | 802248.4053
4436 | 3458651.989 | 614443.8309 | 0 |  |  | 0 | 2844208.1581 | 185 | 3675717.8055 | 3346524.4359 | 729419.8449 |  |  | 1202474.8805 | 802248.4053
4437 | 3356596.148 | 87777.6901 | 0 |  |  | 0 | 3268818.4579 | 185 | 3675717.8055 | 3346524.4359 | 729419.8449 |  |  | 1202474.8805 | 802248.4053
4438 | 3155811.762 | 0 | 0 |  |  | 0 | 3155811.762 | 185 | 3675717.8055 | 3346524.4359 | 729419.8449 |  |  | 1202474.8805 | 802248.4053
4439 | 2925860.3 | 0 | 0 |  |  | 0 | 2925860.3 | 185 | 3675717.8055 | 3346524.4359 | 729419.8449 |  |  | 1202474.8805 | 802248.4053
4440 | 2815086.013 | 0 | 0 |  |  | 0 | 2815086.013 | 185 | 3675717.8055 | 3346524.4359 | 729419.8449 |  |  | 1202474.8805 | 802248.4053
4441 | 2757424.444 | 87777.6901 | 0 |  |  | 0 | 2669646.7539 | 186 | 3625032.0033 | 2721108.3938 | 541950.4357 |  |  | 940304.6327 | 1302277.8065
4442 | 2723006.688 | 234073.8403 | 0 |  |  | 0 | 2488932.8477 | 186 | 3625032.0033 | 2721108.3938 | 541950.4357 |  |  | 940304.6327 | 1302277.8065
4443 | 2717057.535 | 351110.7605 | 0 |  |  | 0 | 2365946.7745 | 186 | 3625032.0033 | 2721108.3938 | 541950.4357 |  |  | 940304.6327 | 1302277.8065
4444 | 2854397.477 | 380369.9905 | 10862.5442 |  |  | 0 | 2463164.9422 | 186 | 3625032.0033 | 2721108.3938 | 541950.4357 |  |  | 940304.6327 | 1302277.8065
4445 | 3302360.142 | 351110.7605 | 110797.9511 |  |  | 0 | 2840451.4304 | 186 | 3625032.0033 | 2721108.3938 | 541950.4357 |  |  | 940304.6327 | 1302277.8065
4446 | 3832568.364 | 409629.2206 | 317186.2914 |  |  | 0 | 3105752.852 | 186 | 3625032.0033 | 2721108.3938 | 541950.4357 |  |  | 940304.6327 | 1302277.8065
4447 | 4113472.761 | 380369.9905 | 536609.6848 |  |  | 0 | 3196493.0856 | 186 | 3625032.0033 | 2721108.3938 | 541950.4357 |  |  | 940304.6327 | 1302277.8065
4448 | 4197573.16 | 292592.3004 | 777758.1667 |  |  | 0 | 3127222.6929 | 186 | 3625032.0033 | 2721108.3938 | 541950.4357 |  |  | 940304.6327 | 1302277.8065
4449 | 4286349.353 | 731480.751 | 1084081.9139 |  |  | 0 | 2470786.6881 | 186 | 3625032.0033 | 2721108.3938 | 541950.4357 |  |  | 940304.6327 | 1302277.8065
4450 | 4290434.445 | 877776.9012 | 1390405.6611 |  |  | 0 | 2022251.8827 | 186 | 3625032.0033 | 2721108.3938 | 541950.4357 |  |  | 940304.6327 | 1302277.8065
4451 | 4234165.441 | 1024073.0514 | 1685866.8641 |  |  | 0 | 1524225.5255 | 186 | 3625032.0033 | 2721108.3938 | 541950.4357 |  |  | 940304.6327 | 1302277.8065
4452 | 4247276.308 | 1228887.6617 | 1727144.5322 |  |  | 0 | 1291244.1141 | 186 | 3625032.0033 | 2721108.3938 | 541950.4357 |  |  | 940304.6327 | 1302277.8065
4453 | 4143462.658 | 1579998.4222 | 1588103.9661 |  |  | 0 | 975360.2697 | 186 | 3625032.0033 | 2721108.3938 | 541950.4357 |  |  | 940304.6327 | 1302277.8065
4454 | 4005942.136 | 2077405.3329 | 1355645.5196 |  |  | 0 | 572891.2835 | 186 | 3625032.0033 | 2721108.3938 | 541950.4357 |  |  | 940304.6327 | 1302277.8065
4455 | 3907397.977 | 2750367.6238 | 1016734.1397 |  |  | 0 | 140296.2135 | 186 | 3625032.0033 | 2721108.3938 | 541950.4357 |  |  | 940304.6327 | 1302277.8065
4456 | 4059027.889 | 3598885.295 | 701720.3571 |  |  | 241577.7631 | 0 | 186 | 3625032.0033 | 2721108.3938 | 541950.4357 |  |  | 940304.6327 | 1302277.8065
4457 | 3993676.814 | 4681476.8065 | 467089.4018 |  |  | 1154889.3943 | 0 | 186 | 3625032.0033 | 2721108.3938 | 541950.4357 |  |  | 940304.6327 | 1302277.8065
4458 | 3829720.387 | 5910364.4683 | 202043.3226 |  |  | 2282687.4039 | 0 | 186 | 3625032.0033 | 2721108.3938 | 541950.4357 |  |  | 940304.6327 | 1302277.8065
4459 | 3656939.193 | 6290734.4588 | 34760.1415 |  |  | 2668555.4073 | 0 | 186 | 3625032.0033 | 2721108.3938 | 541950.4357 |  |  | 940304.6327 | 1302277.8065
4460 | 3495594.788 | 5998142.1584 | 0 |  |  | 2502547.3704 | 0 | 186 | 3625032.0033 | 2721108.3938 | 541950.4357 |  |  | 940304.6327 | 1302277.8065
4461 | 3389033.443 | 6290734.4588 | 0 |  |  | 2901701.0158 | 0 | 186 | 3625032.0033 | 2721108.3938 | 541950.4357 |  |  | 940304.6327 | 1302277.8065
4462 | 3183623.913 | 6319993.6888 | 0 |  |  | 3136369.7758 | 0 | 186 | 3625032.0033 | 2721108.3938 | 541950.4357 |  |  | 940304.6327 | 1302277.8065
4463 | 2955978.207 | 6437030.609 | 0 |  |  | 3481052.402 | 0 | 186 | 3625032.0033 | 2721108.3938 | 541950.4357 |  |  | 940304.6327 | 1302277.8065
4464 | 2824284.557 | 7022215.2098 | 0 |  |  | 4197930.6528 | 0 | 186 | 3625032.0033 | 2721108.3938 | 541950.4357 |  |  | 940304.6327 | 1302277.8065
4465 | 2752073.354 | 8017029.0312 | 0 |  |  | 5264955.6772 | 0 | 187 | 3623848.6627 | 7261165.5885 | 592461.2664 |  |  | 4229778.1922 | 0
4466 | 2736899.456 | 8807028.2423 | 0 |  |  | 6070128.7863 | 0 | 187 | 3623848.6627 | 7261165.5885 | 592461.2664 |  |  | 4229778.1922 | 0
4467 | 2731514.925 | 8543695.1719 | 0 |  |  | 5812180.2469 | 0 | 187 | 3623848.6627 | 7261165.5885 | 592461.2664 |  |  | 4229778.1922 | 0
4468 | 2867336.137 | 7051474.4399 | 0 |  |  | 4184138.3029 | 0 | 187 | 3623848.6627 | 7261165.5885 | 592461.2664 |  |  | 4229778.1922 | 0
4469 | 3316856.019 | 5266661.4074 | 67347.7742 |  |  | 2017153.1626 | 0 | 187 | 3623848.6627 | 7261165.5885 | 592461.2664 |  |  | 4229778.1922 | 0
4470 | 3838451.57 | 3949996.0555 | 393224.101 |  |  | 504768.5866 | 0 | 187 | 3623848.6627 | 7261165.5885 | 592461.2664 |  |  | 4229778.1922 | 0
4471 | 4111594.619 | 3891477.5954 | 756033.0782 |  |  | 535916.0547 | 0 | 187 | 3623848.6627 | 7261165.5885 | 592461.2664 |  |  | 4229778.1922 | 0
4472 | 4193529.595 | 6144438.3086 | 1031941.7016 |  |  | 2982850.4152 | 0 | 187 | 3623848.6627 | 7261165.5885 | 592461.2664 |  |  | 4229778.1922 | 0
4473 | 4311855.854 | 7607399.8106 | 1305677.8161 |  |  | 4601221.7728 | 0 | 187 | 3623848.6627 | 7261165.5885 | 592461.2664 |  |  | 4229778.1922 | 0
4474 | 4308004.684 | 7109992.8999 | 1631554.143 |  |  | 4433542.3589 | 0 | 187 | 3623848.6627 | 7261165.5885 | 592461.2664 |  |  | 4229778.1922 | 0
4475 | 4235576.676 | 6349252.9189 | 1864012.5894 |  |  | 3977688.8323 | 0 | 187 | 3623848.6627 | 7261165.5885 | 592461.2664 |  |  | 4229778.1922 | 0
4476 | 4266874.555 | 6729622.9094 | 1724972.0233 |  |  | 4187720.3777 | 0 | 187 | 3623848.6627 | 7261165.5885 | 592461.2664 |  |  | 4229778.1922 | 0
4477 | 4161813.63 | 7431844.4304 | 1394750.6788 |  |  | 4664781.4792 | 0 | 187 | 3623848.6627 | 7261165.5885 | 592461.2664 |  |  | 4229778.1922 | 0
4478 | 4001241.158 | 7782955.1909 | 968938.9451 |  |  | 4750652.978 | 0 | 187 | 3623848.6627 | 7261165.5885 | 592461.2664 |  |  | 4229778.1922 | 0
4479 | 3928070.61 | 8543695.1719 | 1086254.4227 |  |  | 5701878.9847 | 0 | 187 | 3623848.6627 | 7261165.5885 | 592461.2664 |  |  | 4229778.1922 | 0
4480 | 4051246.845 | 9567768.2234 | 979801.4893 |  |  | 6496322.8677 | 0 | 187 | 3623848.6627 | 7261165.5885 | 592461.2664 |  |  | 4229778.1922 | 0
4481 | 3979739.789 | 9362953.6131 | 649580.1448 |  |  | 6032793.9689 | 0 | 187 | 3623848.6627 | 7261165.5885 | 592461.2664 |  |  | 4229778.1922 | 0
4482 | 3800299.279 | 8777769.0123 | 286771.1676 |  |  | 5264240.9009 | 0 | 187 | 3623848.6627 | 7261165.5885 | 592461.2664 |  |  | 4229778.1922 | 0
4483 | 3630425.889 | 8251102.8715 | 78210.3184 |  |  | 4698887.301 | 0 | 187 | 3623848.6627 | 7261165.5885 | 592461.2664 |  |  | 4229778.1922 | 0
4484 | 3473824.013 | 7109992.8999 | 0 |  |  | 3636168.8869 | 0 | 187 | 3623848.6627 | 7261165.5885 | 592461.2664 |  |  | 4229778.1922 | 0
4485 | 3374359.367 | 6729622.9094 | 0 |  |  | 3355263.5424 | 0 | 187 | 3623848.6627 | 7261165.5885 | 592461.2664 |  |  | 4229778.1922 | 0
4486 | 3158425.602 | 7168511.36 | 0 |  |  | 4010085.758 | 0 | 187 | 3623848.6627 | 7261165.5885 | 592461.2664 |  |  | 4229778.1922 | 0
4487 | 2936702.275 | 7431844.4304 | 0 |  |  | 4495142.1554 | 0 | 187 | 3623848.6627 | 7261165.5885 | 592461.2664 |  |  | 4229778.1922 | 0
4488 | 2805652.004 | 6641845.2193 | 0 |  |  | 3836193.2153 | 0 | 187 | 3623848.6627 | 7261165.5885 | 592461.2664 |  |  | 4229778.1922 | 0
4489 | 2728020.651 | 5617772.1679 | 0 |  |  | 2889751.5169 | 0 | 188 | 3532275.4195 | 3992665.766 | 457946.7604 |  |  | 1108367.8065 | 190030.6995
4490 | 2701937.245 | 4622958.3465 | 0 |  |  | 1921021.1015 | 0 | 188 | 3532275.4195 | 3992665.766 | 457946.7604 |  |  | 1108367.8065 | 190030.6995
4491 | 2702339.746 | 3891477.5954 | 0 |  |  | 1189137.8494 | 0 | 188 | 3532275.4195 | 3992665.766 | 457946.7604 |  |  | 1108367.8065 | 190030.6995
4492 | 2841785.405 | 3042959.9243 | 8690.0354 |  |  | 209864.5546 | 0 | 188 | 3532275.4195 | 3992665.766 | 457946.7604 |  |  | 1108367.8065 | 190030.6995
4493 | 3284241.775 | 2369997.6333 | 121660.4953 |  |  | 0 | 792583.6463 | 188 | 3532275.4195 | 3992665.766 | 457946.7604 |  |  | 1108367.8065 | 190030.6995
4494 | 3801875.885 | 1960368.4127 | 397569.1187 |  |  | 0 | 1443938.3535 | 188 | 3532275.4195 | 3992665.766 | 457946.7604 |  |  | 1108367.8065 | 190030.6995
4495 | 4102679.469 | 2282219.9432 | 782103.1844 |  |  | 0 | 1038356.3414 | 188 | 3532275.4195 | 3992665.766 | 457946.7604 |  |  | 1108367.8065 | 190030.6995
4496 | 4201191.245 | 3803699.9053 | 1147084.6704 |  |  | 749593.3307 | 0 | 188 | 3532275.4195 | 3992665.766 | 457946.7604 |  |  | 1108367.8065 | 190030.6995
4497 | 4317517.449 | 5003328.337 | 1440373.3646 |  |  | 2126184.2526 | 0 | 188 | 3532275.4195 | 3992665.766 | 457946.7604 |  |  | 1108367.8065 | 190030.6995
4498 | 4353753.312 | 5354439.0975 | 1420820.785 |  |  | 2421506.5704 | 0 | 188 | 3532275.4195 | 3992665.766 | 457946.7604 |  |  | 1108367.8065 | 190030.6995
4499 | 4203907.939 | 5529994.4777 | 1170982.2677 |  |  | 2497068.8064 | 0 | 188 | 3532275.4195 | 3992665.766 | 457946.7604 |  |  | 1108367.8065 | 190030.6995
4500 | 4081854.156 | 5793327.5481 | 942868.8389 |  |  | 2654342.231 | 0 | 188 | 3532275.4195 | 3992665.766 | 457946.7604 |  |  | 1108367.8065 | 190030.6995
4501 | 3971815.49 | 5764068.3181 | 838588.4144 |  |  | 2630841.2424 | 0 | 188 | 3532275.4195 | 3992665.766 | 457946.7604 |  |  | 1108367.8065 | 190030.6995
4502 | 3873259.929 | 5412957.5576 | 762550.6048 |  |  | 2302248.2333 | 0 | 188 | 3532275.4195 | 3992665.766 | 457946.7604 |  |  | 1108367.8065 | 190030.6995
4503 | 3806562.985 | 4827772.9567 | 656097.6713 |  |  | 1677307.6431 | 0 | 188 | 3532275.4195 | 3992665.766 | 457946.7604 |  |  | 1108367.8065 | 190030.6995
4504 | 3915656.454 | 4242588.3559 | 532264.6671 |  |  | 859196.5691 | 0 | 188 | 3532275.4195 | 3992665.766 | 457946.7604 |  |  | 1108367.8065 | 190030.6995
4505 | 3839959.1 | 3657403.7551 | 417121.6983 |  |  | 234566.3534 | 0 | 188 | 3532275.4195 | 3992665.766 | 457946.7604 |  |  | 1108367.8065 | 190030.6995
4506 | 3642111.939 | 3189256.0745 | 267218.588 |  |  | 0 | 185637.2765 | 188 | 3532275.4195 | 3992665.766 | 457946.7604 |  |  | 1108367.8065 | 190030.6995
4507 | 3422189.424 | 2721108.3938 | 84727.845 |  |  | 0 | 616353.1852 | 188 | 3532275.4195 | 3992665.766 | 457946.7604 |  |  | 1108367.8065 | 190030.6995
4508 | 3263494.84 | 2779626.8539 | 0 |  |  | 0 | 483867.9861 | 188 | 3532275.4195 | 3992665.766 | 457946.7604 |  |  | 1108367.8065 | 190030.6995
4509 | 3194865.142 | 3598885.295 | 0 |  |  | 404020.153 | 0 | 188 | 3532275.4195 | 3992665.766 | 457946.7604 |  |  | 1108367.8065 | 190030.6995
4510 | 3017347.953 | 3745181.4452 | 0 |  |  | 727833.4922 | 0 | 188 | 3532275.4195 | 3992665.766 | 457946.7604 |  |  | 1108367.8065 | 190030.6995
4511 | 2817557.907 | 3452589.1448 | 0 |  |  | 635031.2378 | 0 | 188 | 3532275.4195 | 3992665.766 | 457946.7604 |  |  | 1108367.8065 | 190030.6995
4512 | 2688684.627 | 3159996.8444 | 0 |  |  | 471312.2174 | 0 | 188 | 3532275.4195 | 3992665.766 | 457946.7604 |  |  | 1108367.8065 | 190030.6995
4513 | 2604534.75 | 2838145.314 | 0 |  |  | 233610.564 | 0 | 189 | 3070960.6258 | 1703131.0153 | 314923.2614 |  |  | 656083.6027 | 1708989.9518
4514 | 2550804.426 | 2399256.8634 | 0 |  |  | 0 | 151547.5626 | 189 | 3070960.6258 | 1703131.0153 | 314923.2614 |  |  | 656083.6027 | 1708989.9518
4515 | 2543395.525 | 1784813.0325 | 0 |  |  | 0 | 758582.4925 | 189 | 3070960.6258 | 1703131.0153 | 314923.2614 |  |  | 656083.6027 | 1708989.9518
4516 | 2499052.663 | 1345924.5819 | 2172.5088 |  |  | 0 | 1150955.5723 | 189 | 3070960.6258 | 1703131.0153 | 314923.2614 |  |  | 656083.6027 | 1708989.9518
4517 | 2636816.143 | 1053332.2815 | 134695.5484 |  |  | 0 | 1448788.3131 | 189 | 3070960.6258 | 1703131.0153 | 314923.2614 |  |  | 656083.6027 | 1708989.9518
4518 | 2896108.979 | 907036.1313 | 391051.5922 |  |  | 0 | 1598021.2555 | 189 | 3070960.6258 | 1703131.0153 | 314923.2614 |  |  | 656083.6027 | 1708989.9518
4519 | 3197043.139 | 497406.9107 | 573542.3352 |  |  | 0 | 2126093.8931 | 189 | 3070960.6258 | 1703131.0153 | 314923.2614 |  |  | 656083.6027 | 1708989.9518
4520 | 3380851.506 | 29259.23 | 601784.9502 |  |  | 0 | 2749807.3258 | 189 | 3070960.6258 | 1703131.0153 | 314923.2614 |  |  | 656083.6027 | 1708989.9518
4521 | 3490077.976 | 0 | 677822.7598 |  |  | 0 | 2812255.2162 | 189 | 3070960.6258 | 1703131.0153 | 314923.2614 |  |  | 656083.6027 | 1708989.9518
4522 | 3469923.66 | 0 | 751688.0605 |  |  | 0 | 2718235.5995 | 189 | 3070960.6258 | 1703131.0153 | 314923.2614 |  |  | 656083.6027 | 1708989.9518
4523 | 3448836.839 | 0 | 703892.8659 |  |  | 0 | 2744943.9731 | 189 | 3070960.6258 | 1703131.0153 | 314923.2614 |  |  | 656083.6027 | 1708989.9518
4524 | 3376311.072 | 0 | 721272.9367 |  |  | 0 | 2655038.1353 | 189 | 3070960.6258 | 1703131.0153 | 314923.2614 |  |  | 656083.6027 | 1708989.9518
4525 | 3304386.252 | 0 | 884211.1001 |  |  | 0 | 2420175.1519 | 189 | 3070960.6258 | 1703131.0153 | 314923.2614 |  |  | 656083.6027 | 1708989.9518
4526 | 3282621.692 | 29259.23 | 951558.8743 |  |  | 0 | 2301803.5876 | 189 | 3070960.6258 | 1703131.0153 | 314923.2614 |  |  | 656083.6027 | 1708989.9518
4527 | 3283062.091 | 87777.6901 | 616992.5121 |  |  | 0 | 2578291.8888 | 189 | 3070960.6258 | 1703131.0153 | 314923.2614 |  |  | 656083.6027 | 1708989.9518
4528 | 3459274.524 | 146296.1502 | 304151.2384 |  |  | 0 | 3008827.1354 | 189 | 3070960.6258 | 1703131.0153 | 314923.2614 |  |  | 656083.6027 | 1708989.9518
4529 | 3472971.163 | 292592.3004 | 158593.1457 |  |  | 0 | 3021785.7169 | 189 | 3070960.6258 | 1703131.0153 | 314923.2614 |  |  | 656083.6027 | 1708989.9518
4530 | 3348097.957 | 380369.9905 | 67347.7742 |  |  | 0 | 2900380.1923 | 189 | 3070960.6258 | 1703131.0153 | 314923.2614 |  |  | 656083.6027 | 1708989.9518
4531 | 3191866.121 | 643703.0609 | 17380.0708 |  |  | 0 | 2530782.9893 | 189 | 3070960.6258 | 1703131.0153 | 314923.2614 |  |  | 656083.6027 | 1708989.9518
4532 | 3065737.415 | 1726294.5724 | 0 |  |  | 0 | 1339442.8426 | 189 | 3070960.6258 | 1703131.0153 | 314923.2614 |  |  | 656083.6027 | 1708989.9518
4533 | 3022114.63 | 3335552.2247 | 0 |  |  | 313437.5947 | 0 | 189 | 3070960.6258 | 1703131.0153 | 314923.2614 |  |  | 656083.6027 | 1708989.9518
4534 | 2878753.815 | 5588512.9378 | 0 |  |  | 2709759.1228 | 0 | 189 | 3070960.6258 | 1703131.0153 | 314923.2614 |  |  | 656083.6027 | 1708989.9518
4535 | 2723407.763 | 7929251.3411 | 0 |  |  | 5205843.5781 | 0 | 189 | 3070960.6258 | 1703131.0153 | 314923.2614 |  |  | 656083.6027 | 1708989.9518
4536 | 2577004.918 | 9860360.5238 | 0 |  |  | 7283355.6058 | 0 | 189 | 3070960.6258 | 1703131.0153 | 314923.2614 |  |  | 656083.6027 | 1708989.9518
4537 | 2500222.763 | 11294062.7958 | 0 |  |  | 8793840.0328 | 0 | 190 | 2997153.6469 | 8192584.4115 | 693392.4065 |  |  | 6089086.0771 | 200262.906
4538 | 2463272.414 | 12581468.9176 | 0 |  |  | 10118196.5036 | 0 | 190 | 2997153.6469 | 8192584.4115 | 693392.4065 |  |  | 6089086.0771 | 200262.906
4539 | 2397071.767 | 12903320.448 | 0 |  |  | 10506248.681 | 0 | 190 | 2997153.6469 | 8192584.4115 | 693392.4065 |  |  | 6089086.0771 | 200262.906
4540 | 2379505.795 | 11528136.6361 | 8690.0354 |  |  | 9157320.8765 | 0 | 190 | 2997153.6469 | 8192584.4115 | 693392.4065 |  |  | 6089086.0771 | 200262.906
4541 | 2484435.7 | 9801842.0637 | 115142.9688 |  |  | 7432549.3325 | 0 | 190 | 2997153.6469 | 8192584.4115 | 693392.4065 |  |  | 6089086.0771 | 200262.906
4542 | 2721755.868 | 7899992.111 | 349773.9241 |  |  | 5528010.1672 | 0 | 190 | 2997153.6469 | 8192584.4115 | 693392.4065 |  |  | 6089086.0771 | 200262.906
4543 | 2989680.714 | 6173697.5386 | 725617.9544 |  |  | 3909634.779 | 0 | 190 | 2997153.6469 | 8192584.4115 | 693392.4065 |  |  | 6089086.0771 | 200262.906
4544 | 3173238.882 | 4564439.8864 | 1151429.6881 |  |  | 2542630.6925 | 0 | 190 | 2997153.6469 | 8192584.4115 | 693392.4065 |  |  | 6089086.0771 | 200262.906
4545 | 3282714.672 | 2545553.0136 | 1505548.6299 |  |  | 768386.9715 | 0 | 190 | 2997153.6469 | 8192584.4115 | 693392.4065 |  |  | 6089086.0771 | 200262.906
4546 | 3315433.922 | 1287406.1218 | 1770594.7091 |  |  | 0 | 257433.0911 | 190 | 2997153.6469 | 8192584.4115 | 693392.4065 |  |  | 6089086.0771 | 200262.906
4547 | 3289101.861 | 526666.1407 | 1918325.3106 |  |  | 0 | 844110.4097 | 190 | 2997153.6469 | 8192584.4115 | 693392.4065 |  |  | 6089086.0771 | 200262.906
4548 | 3263998.379 | 204814.6103 | 1955257.9609 |  |  | 0 | 1103925.8078 | 190 | 2997153.6469 | 8192584.4115 | 693392.4065 |  |  | 6089086.0771 | 200262.906
4549 | 3209927.631 | 204814.6103 | 1894427.7133 |  |  | 0 | 1110685.3074 | 190 | 2997153.6469 | 8192584.4115 | 693392.4065 |  |  | 6089086.0771 | 200262.906
4550 | 3173151.048 | 438888.4506 | 1724972.0233 |  |  | 0 | 1009290.5741 | 190 | 2997153.6469 | 8192584.4115 | 693392.4065 |  |  | 6089086.0771 | 200262.906
4551 | 3190247.355 | 1258146.8918 | 1451235.9088 |  |  | 0 | 480864.5545 | 190 | 2997153.6469 | 8192584.4115 | 693392.4065 |  |  | 6089086.0771 | 200262.906
4552 | 3395473.5 | 3189256.0745 | 1092771.9493 |  |  | 886554.5237 | 0 | 190 | 2997153.6469 | 8192584.4115 | 693392.4065 |  |  | 6089086.0771 | 200262.906
4553 | 3461740.907 | 6115179.0785 | 675650.2509 |  |  | 3329088.4225 | 0 | 190 | 2997153.6469 | 8192584.4115 | 693392.4065 |  |  | 6089086.0771 | 200262.906
4554 | 3352683.725 | 9714064.3736 | 273736.1145 |  |  | 6635116.7631 | 0 | 190 | 2997153.6469 | 8192584.4115 | 693392.4065 |  |  | 6089086.0771 | 200262.906
4555 | 3244780.477 | 13898134.2694 | 28242.615 |  |  | 10681596.4074 | 0 | 190 | 2997153.6469 | 8192584.4115 | 693392.4065 |  |  | 6089086.0771 | 200262.906
4556 | 3123045.898 | 15653688.0719 | 0 |  |  | 12530642.1739 | 0 | 190 | 2997153.6469 | 8192584.4115 | 693392.4065 |  |  | 6089086.0771 | 200262.906
4557 | 3091668.925 | 16648501.8933 | 0 |  |  | 13556832.9683 | 0 | 190 | 2997153.6469 | 8192584.4115 | 693392.4065 |  |  | 6089086.0771 | 200262.906
4558 | 2964391.657 | 16853316.5036 | 0 |  |  | 13888924.8466 | 0 | 190 | 2997153.6469 | 8192584.4115 | 693392.4065 |  |  | 6089086.0771 | 200262.906
4559 | 2788157.639 | 16297391.1328 | 0 |  |  | 13509233.4938 | 0 | 190 | 2997153.6469 | 8192584.4115 | 693392.4065 |  |  | 6089086.0771 | 200262.906
4560 | 2675986.027 | 15039244.241 | 0 |  |  | 12363258.214 | 0 | 190 | 2997153.6469 | 8192584.4115 | 693392.4065 |  |  | 6089086.0771 | 200262.906
4561 | 2614851.733 | 13605541.969 | 0 |  |  | 10990690.236 | 0 | 191 | 3579220.1196 | 4596137.3856 | 705612.7688 |  |  | 2439268.5169 | 716738.4822
4562 | 2610811.875 | 11937765.8567 | 0 |  |  | 9326953.9817 | 0 | 191 | 3579220.1196 | 4596137.3856 | 705612.7688 |  |  | 2439268.5169 | 716738.4822
4563 | 2608344.558 | 9918878.9839 | 0 |  |  | 7310534.4259 | 0 | 191 | 3579220.1196 | 4596137.3856 | 705612.7688 |  |  | 2439268.5169 | 716738.4822
4564 | 2731785.589 | 7753695.9608 | 0 |  |  | 5021910.3718 | 0 | 191 | 3579220.1196 | 4596137.3856 | 705612.7688 |  |  | 2439268.5169 | 716738.4822
4565 | 3156039.634 | 6056660.6185 | 36932.6504 |  |  | 2937553.6348 | 0 | 191 | 3579220.1196 | 4596137.3856 | 705612.7688 |  |  | 2439268.5169 | 716738.4822
4566 | 3677912.923 | 4622958.3465 | 378016.5391 |  |  | 1323061.9626 | 0 | 191 | 3579220.1196 | 4596137.3856 | 705612.7688 |  |  | 2439268.5169 | 716738.4822
4567 | 4009489.831 | 3394070.6847 | 827725.8701 |  |  | 212306.7239 | 0 | 191 | 3579220.1196 | 4596137.3856 | 705612.7688 |  |  | 2439268.5169 | 716738.4822
4568 | 4141287.548 | 1755553.8025 | 1251365.095 |  |  | 0 | 1134368.6505 | 191 | 3579220.1196 | 4596137.3856 | 705612.7688 |  |  | 2439268.5169 | 716738.4822
4569 | 4273834.503 | 526666.1407 | 1594621.4926 |  |  | 0 | 2152546.8697 | 191 | 3579220.1196 | 4596137.3856 | 705612.7688 |  |  | 2439268.5169 | 716738.4822
4570 | 4256335.003 | 87777.6901 | 1829252.4479 |  |  | 0 | 2339304.865 | 191 | 3579220.1196 | 4596137.3856 | 705612.7688 |  |  | 2439268.5169 | 716738.4822
4571 | 4209569.337 | 29259.23 | 1961775.4875 |  |  | 0 | 2218534.6195 | 191 | 3579220.1196 | 4596137.3856 | 705612.7688 |  |  | 2439268.5169 | 716738.4822
4572 | 4222278.203 | 146296.1502 | 1992190.6113 |  |  | 0 | 2083791.4415 | 191 | 3579220.1196 | 4596137.3856 | 705612.7688 |  |  | 2439268.5169 | 716738.4822
4573 | 4172586.081 | 497406.9107 | 1913980.2929 |  |  | 0 | 1761198.8774 | 191 | 3579220.1196 | 4596137.3856 | 705612.7688 |  |  | 2439268.5169 | 716738.4822
4574 | 3993384.29 | 1141109.9716 | 1735834.5675 |  |  | 0 | 1116439.7509 | 191 | 3579220.1196 | 4596137.3856 | 705612.7688 |  |  | 2439268.5169 | 716738.4822
4575 | 3917067.782 | 1901849.9527 | 1446890.8911 |  |  | 0 | 568326.9382 | 191 | 3579220.1196 | 4596137.3856 | 705612.7688 |  |  | 2439268.5169 | 716738.4822
4576 | 4105172.34 | 2311479.1732 | 1012389.122 |  |  | 0 | 781304.0448 | 191 | 3579220.1196 | 4596137.3856 | 705612.7688 |  |  | 2439268.5169 | 716738.4822
4577 | 4034215.265 | 2457775.3234 | 658270.1802 |  |  | 0 | 918169.7614 | 191 | 3579220.1196 | 4596137.3856 | 705612.7688 |  |  | 2439268.5169 | 716738.4822
4578 | 3840754.068 | 2457775.3234 | 267218.588 |  |  | 0 | 1115760.1566 | 191 | 3579220.1196 | 4596137.3856 | 705612.7688 |  |  | 2439268.5169 | 716738.4822
4579 | 3644291.685 | 2604071.4736 | 28242.615 |  |  | 0 | 1011977.5964 | 191 | 3579220.1196 | 4596137.3856 | 705612.7688 |  |  | 2439268.5169 | 716738.4822
4580 | 3479374.291 | 3949996.0555 | 0 |  |  | 470621.7645 | 0 | 191 | 3579220.1196 | 4596137.3856 | 705612.7688 |  |  | 2439268.5169 | 716738.4822
4581 | 3368667.563 | 5676290.6279 | 0 |  |  | 2307623.0649 | 0 | 191 | 3579220.1196 | 4596137.3856 | 705612.7688 |  |  | 2439268.5169 | 716738.4822
4582 | 3133196.959 | 7899992.111 | 0 |  |  | 4766795.152 | 0 | 191 | 3579220.1196 | 4596137.3856 | 705612.7688 |  |  | 2439268.5169 | 716738.4822
4583 | 2912786.259 | 9479990.5332 | 0 |  |  | 6567204.2742 | 0 | 191 | 3579220.1196 | 4596137.3856 | 705612.7688 |  |  | 2439268.5169 | 716738.4822
4584 | 2787245.551 | 10094434.3641 | 0 |  |  | 7307188.8131 | 0 | 191 | 3579220.1196 | 4596137.3856 | 705612.7688 |  |  | 2439268.5169 | 716738.4822
4585 | 2706848.57 | 10211471.2843 | 0 |  |  | 7504622.7143 | 0 | 192 | 3630892.4546 | 4504702.2917 | 706427.4596 |  |  | 2049624.5577 | 469387.261
4586 | 2695900.697 | 9918878.9839 | 0 |  |  | 7222978.2869 | 0 | 192 | 3630892.4546 | 4504702.2917 | 706427.4596 |  |  | 2049624.5577 | 469387.261
4587 | 2723967.001 | 9158139.0028 | 0 |  |  | 6434172.0018 | 0 | 192 | 3630892.4546 | 4504702.2917 | 706427.4596 |  |  | 2049624.5577 | 469387.261
4588 | 2835292.099 | 7578140.5806 | 0 |  |  | 4742848.4816 | 0 | 192 | 3630892.4546 | 4504702.2917 | 706427.4596 |  |  | 2049624.5577 | 469387.261
4589 | 3272262.682 | 6144438.3086 | 39105.1592 |  |  | 2911280.7858 | 0 | 192 | 3630892.4546 | 4504702.2917 | 706427.4596 |  |  | 2049624.5577 | 469387.261
4590 | 3773035.542 | 4622958.3465 | 369326.5037 |  |  | 1219249.3082 | 0 | 192 | 3630892.4546 | 4504702.2917 | 706427.4596 |  |  | 2049624.5577 | 469387.261
4591 | 4088887.646 | 2955182.2341 | 803828.2728 |  |  | 0 | 329877.139 | 192 | 3630892.4546 | 4504702.2917 | 706427.4596 |  |  | 2049624.5577 | 469387.261
4592 | 4209754.364 | 1872590.7226 | 1266572.6569 |  |  | 0 | 1070590.9845 | 192 | 3630892.4546 | 4504702.2917 | 706427.4596 |  |  | 2049624.5577 | 469387.261
4593 | 4321056.283 | 907036.1313 | 1620691.5987 |  |  | 0 | 1793328.553 | 192 | 3630892.4546 | 4504702.2917 | 706427.4596 |  |  | 2049624.5577 | 469387.261
4594 | 4343910.104 | 438888.4506 | 1870530.116 |  |  | 0 | 2034491.5374 | 192 | 3630892.4546 | 4504702.2917 | 706427.4596 |  |  | 2049624.5577 | 469387.261
4595 | 4258089.423 | 731480.751 | 2009570.6821 |  |  | 0 | 1517037.9899 | 192 | 3630892.4546 | 4504702.2917 | 706427.4596 |  |  | 2049624.5577 | 469387.261
4596 | 4280632.204 | 1316665.3518 | 2039985.8059 |  |  | 0 | 923981.0462 | 192 | 3630892.4546 | 4504702.2917 | 706427.4596 |  |  | 2049624.5577 | 469387.261
4597 | 4228439.186 | 2106664.5629 | 1966120.5052 |  |  | 0 | 155654.1179 | 192 | 3630892.4546 | 4504702.2917 | 706427.4596 |  |  | 2049624.5577 | 469387.261
4598 | 4063524.009 | 2750367.6238 | 1781457.2533 |  |  | 468300.8681 | 0 | 192 | 3630892.4546 | 4504702.2917 | 706427.4596 |  |  | 2049624.5577 | 469387.261
4599 | 4006206.573 | 3013700.6942 | 1431683.3292 |  |  | 439177.4504 | 0 | 192 | 3630892.4546 | 4504702.2917 | 706427.4596 |  |  | 2049624.5577 | 469387.261
4600 | 4160372.981 | 3013700.6942 | 932006.2947 |  |  | 0 | 214665.9921 | 192 | 3630892.4546 | 4504702.2917 | 706427.4596 |  |  | 2049624.5577 | 469387.261
4601 | 4058061.457 | 2808886.0839 | 514884.5964 |  |  | 0 | 734290.7767 | 192 | 3630892.4546 | 4504702.2917 | 706427.4596 |  |  | 2049624.5577 | 469387.261
4602 | 3840432.076 | 2457775.3234 | 247666.0084 |  |  | 0 | 1134990.7442 | 192 | 3630892.4546 | 4504702.2917 | 706427.4596 |  |  | 2049624.5577 | 469387.261
4603 | 3617974.434 | 2311479.1732 | 60830.2477 |  |  | 0 | 1245665.0131 | 192 | 3630892.4546 | 4504702.2917 | 706427.4596 |  |  | 2049624.5577 | 469387.261
4604 | 3446272.594 | 3335552.2247 | 0 |  |  | 0 | 110720.3693 | 192 | 3630892.4546 | 4504702.2917 | 706427.4596 |  |  | 2049624.5577 | 469387.261
4605 | 3353717.764 | 5676290.6279 | 0 |  |  | 2322572.8639 | 0 | 192 | 3630892.4546 | 4504702.2917 | 706427.4596 |  |  | 2049624.5577 | 469387.261
4606 | 3134421.326 | 7548881.3506 | 0 |  |  | 4414460.0246 | 0 | 192 | 3630892.4546 | 4504702.2917 | 706427.4596 |  |  | 2049624.5577 | 469387.261
4607 | 2929238.466 | 8455917.4818 | 0 |  |  | 5526679.0158 | 0 | 192 | 3630892.4546 | 4504702.2917 | 706427.4596 |  |  | 2049624.5577 | 469387.261
4608 | 2793121.43 | 8777769.0123 | 0 |  |  | 5984647.5823 | 0 | 192 | 3630892.4546 | 4504702.2917 | 706427.4596 |  |  | 2049624.5577 | 469387.261
4609 | 2728608.79 | 8689991.3221 | 0 |  |  | 5961382.5321 | 0 | 193 | 3625757.3633 | 3525737.2199 | 596625.2417 |  |  | 1539776.1625 | 1043171.0642
4610 | 2706740.293 | 8251102.8715 | 0 |  |  | 5544362.5785 | 0 | 193 | 3625757.3633 | 3525737.2199 | 596625.2417 |  |  | 1539776.1625 | 1043171.0642
4611 | 2705273.239 | 7461103.6604 | 0 |  |  | 4755830.4214 | 0 | 193 | 3625757.3633 | 3525737.2199 | 596625.2417 |  |  | 1539776.1625 | 1043171.0642
4612 | 2832549.904 | 6085919.8485 | 2172.5088 |  |  | 3255542.4534 | 0 | 193 | 3625757.3633 | 3525737.2199 | 596625.2417 |  |  | 1539776.1625 | 1043171.0642
4613 | 3267273.557 | 5061846.7971 | 95590.3892 |  |  | 1890163.6293 | 0 | 193 | 3625757.3633 | 3525737.2199 | 596625.2417 |  |  | 1539776.1625 | 1043171.0642
4614 | 3768331.072 | 4008514.5156 | 391051.5922 |  |  | 631235.0358 | 0 | 193 | 3625757.3633 | 3525737.2199 | 596625.2417 |  |  | 1539776.1625 | 1043171.0642
4615 | 4051654.551 | 2633330.7037 | 860313.5028 |  |  | 0 | 558010.3445 | 193 | 3625757.3633 | 3525737.2199 | 596625.2417 |  |  | 1539776.1625 | 1043171.0642
4616 | 4175952.134 | 2018886.8728 | 1296987.7808 |  |  | 0 | 860077.4804 | 193 | 3625757.3633 | 3525737.2199 | 596625.2417 |  |  | 1539776.1625 | 1043171.0642
4617 | 4304668.516 | 1024073.0514 | 1640244.1783 |  |  | 0 | 1640351.2862 | 193 | 3625757.3633 | 3525737.2199 | 596625.2417 |  |  | 1539776.1625 | 1043171.0642
4618 | 4321293.166 | 263333.0704 | 1887910.1867 |  |  | 0 | 2170049.9089 | 193 | 3625757.3633 | 3525737.2199 | 596625.2417 |  |  | 1539776.1625 | 1043171.0642
4619 | 4255699.287 | 29259.23 | 2018260.7175 |  |  | 0 | 2208179.3395 | 193 | 3625757.3633 | 3525737.2199 | 596625.2417 |  |  | 1539776.1625 | 1043171.0642
4620 | 4260727.73 | 0 | 1959602.9786 |  |  | 0 | 2301124.7514 | 193 | 3625757.3633 | 3525737.2199 | 596625.2417 |  |  | 1539776.1625 | 1043171.0642
4621 | 4193526.382 | 117036.9202 | 1603311.528 |  |  | 0 | 2473177.9339 | 193 | 3625757.3633 | 3525737.2199 | 596625.2417 |  |  | 1539776.1625 | 1043171.0642
4622 | 4057203.572 | 614443.8309 | 1107979.5112 |  |  | 0 | 2334780.2299 | 193 | 3625757.3633 | 3525737.2199 | 596625.2417 |  |  | 1539776.1625 | 1043171.0642
4623 | 3984781.541 | 1492220.7321 | 588749.8971 |  |  | 0 | 1903810.9118 | 193 | 3625757.3633 | 3525737.2199 | 596625.2417 |  |  | 1539776.1625 | 1043171.0642
4624 | 4107479.03 | 2077405.3329 | 391051.5922 |  |  | 0 | 1639022.1049 | 193 | 3625757.3633 | 3525737.2199 | 596625.2417 |  |  | 1539776.1625 | 1043171.0642
4625 | 4041502.312 | 2077405.3329 | 275908.6234 |  |  | 0 | 1688188.3557 | 193 | 3625757.3633 | 3525737.2199 | 596625.2417 |  |  | 1539776.1625 | 1043171.0642
4626 | 3842768.475 | 1843331.4926 | 152075.6192 |  |  | 0 | 1847361.3632 | 193 | 3625757.3633 | 3525737.2199 | 596625.2417 |  |  | 1539776.1625 | 1043171.0642
4627 | 3637320.964 | 1521479.9621 | 47795.1946 |  |  | 0 | 2068045.8073 | 193 | 3625757.3633 | 3525737.2199 | 596625.2417 |  |  | 1539776.1625 | 1043171.0642
4628 | 3450590.285 | 2106664.5629 | 0 |  |  | 0 | 1343925.7221 | 193 | 3625757.3633 | 3525737.2199 | 596625.2417 |  |  | 1539776.1625 | 1043171.0642
4629 | 3368636.422 | 4067032.9757 | 0 |  |  | 698396.5537 | 0 | 193 | 3625757.3633 | 3525737.2199 | 596625.2417 |  |  | 1539776.1625 | 1043171.0642
4630 | 3174093.979 | 6729622.9094 | 0 |  |  | 3555528.9304 | 0 | 193 | 3625757.3633 | 3525737.2199 | 596625.2417 |  |  | 1539776.1625 | 1043171.0642
4631 | 2952232.295 | 8163325.1814 | 0 |  |  | 5211092.8864 | 0 | 193 | 3625757.3633 | 3525737.2199 | 596625.2417 |  |  | 1539776.1625 | 1043171.0642
4632 | 2829269.223 | 8280362.1016 | 0 |  |  | 5451092.8786 | 0 | 193 | 3625757.3633 | 3525737.2199 | 596625.2417 |  |  | 1539776.1625 | 1043171.0642
4633 | 2763673.65 | 7695177.5008 | 0 |  |  | 4931503.8508 | 0 | 194 | 3585575.8358 | 2710136.1825 | 321712.3515 |  |  | 718021.965 | 1271749.2666
4634 | 2758750.899 | 6846659.8296 | 0 |  |  | 4087908.9306 | 0 | 194 | 3585575.8358 | 2710136.1825 | 321712.3515 |  |  | 718021.965 | 1271749.2666
4635 | 2740790.816 | 6056660.6185 | 0 |  |  | 3315869.8025 | 0 | 194 | 3585575.8358 | 2710136.1825 | 321712.3515 |  |  | 718021.965 | 1271749.2666
4636 | 2839161.062 | 5354439.0975 | 8690.0354 |  |  | 2523968.0709 | 0 | 194 | 3585575.8358 | 2710136.1825 | 321712.3515 |  |  | 718021.965 | 1271749.2666
4637 | 3292640.382 | 4593699.1164 | 112970.46 |  |  | 1414029.1944 | 0 | 194 | 3585575.8358 | 2710136.1825 | 321712.3515 |  |  | 718021.965 | 1271749.2666
4638 | 3791591.48 | 3657403.7551 | 312841.2738 |  |  | 178653.5489 | 0 | 194 | 3585575.8358 | 2710136.1825 | 321712.3515 |  |  | 718021.965 | 1271749.2666
4639 | 4079975.686 | 2106664.5629 | 534437.176 |  |  | 0 | 1438873.9471 | 194 | 3585575.8358 | 2710136.1825 | 321712.3515 |  |  | 718021.965 | 1271749.2666
4640 | 4181612.029 | 1199628.4317 | 653925.1625 |  |  | 0 | 2328058.4348 | 194 | 3585575.8358 | 2710136.1825 | 321712.3515 |  |  | 718021.965 | 1271749.2666
4641 | 4283829.465 | 351110.7605 | 769068.1313 |  |  | 0 | 3163650.5732 | 194 | 3585575.8358 | 2710136.1825 | 321712.3515 |  |  | 718021.965 | 1271749.2666
4642 | 4288252.304 | 58518.4601 | 845105.9409 |  |  | 0 | 3384627.903 | 194 | 3585575.8358 | 2710136.1825 | 321712.3515 |  |  | 718021.965 | 1271749.2666
4643 | 4202484.539 | 146296.1502 | 877693.5736 |  |  | 0 | 3178494.8152 | 194 | 3585575.8358 | 2710136.1825 | 321712.3515 |  |  | 718021.965 | 1271749.2666
4644 | 4203024.112 | 643703.0609 | 892901.1355 |  |  | 0 | 2666419.9156 | 194 | 3585575.8358 | 2710136.1825 | 321712.3515 |  |  | 718021.965 | 1271749.2666
4645 | 4123554.88 | 1404443.042 | 825553.3613 |  |  | 0 | 1893558.4768 | 194 | 3585575.8358 | 2710136.1825 | 321712.3515 |  |  | 718021.965 | 1271749.2666
4646 | 3958304.042 | 2252960.7131 | 640890.1094 |  |  | 0 | 1064453.2194 | 194 | 3585575.8358 | 2710136.1825 | 321712.3515 |  |  | 718021.965 | 1271749.2666
4647 | 3876362.398 | 2838145.314 | 495332.0168 |  |  | 0 | 542885.0673 | 194 | 3585575.8358 | 2710136.1825 | 321712.3515 |  |  | 718021.965 | 1271749.2666
4648 | 4030451.942 | 3423329.9148 | 362808.9772 |  |  | 0 | 244313.05 | 194 | 3585575.8358 | 2710136.1825 | 321712.3515 |  |  | 718021.965 | 1271749.2666
4649 | 3952203.197 | 3949996.0555 | 234630.9553 |  |  | 232423.8138 | 0 | 194 | 3585575.8358 | 2710136.1825 | 321712.3515 |  |  | 718021.965 | 1271749.2666
4650 | 3753215.426 | 4184069.8958 | 117315.4777 |  |  | 548169.9475 | 0 | 194 | 3585575.8358 | 2710136.1825 | 321712.3515 |  |  | 718021.965 | 1271749.2666
4651 | 3551958.457 | 3159996.8444 | 36932.6504 |  |  | 0 | 355028.9622 | 194 | 3585575.8358 | 2710136.1825 | 321712.3515 |  |  | 718021.965 | 1271749.2666
4652 | 3379387.06 | 1901849.9527 | 0 |  |  | 0 | 1477537.1073 | 194 | 3585575.8358 | 2710136.1825 | 321712.3515 |  |  | 718021.965 | 1271749.2666
4653 | 3294189.51 | 1082591.5115 | 0 |  |  | 0 | 2211597.9985 | 194 | 3585575.8358 | 2710136.1825 | 321712.3515 |  |  | 718021.965 | 1271749.2666
4654 | 3093129.923 | 731480.751 | 0 |  |  | 0 | 2361649.172 | 194 | 3585575.8358 | 2710136.1825 | 321712.3515 |  |  | 718021.965 | 1271749.2666
4655 | 2872245.067 | 672962.2909 | 0 |  |  | 0 | 2199282.7761 | 194 | 3585575.8358 | 2710136.1825 | 321712.3515 |  |  | 718021.965 | 1271749.2666
4656 | 2743031.732 | 731480.751 | 0 |  |  | 0 | 2011550.981 | 194 | 3585575.8358 | 2710136.1825 | 321712.3515 |  |  | 718021.965 | 1271749.2666
4657 | 2677486.014 | 848517.6712 | 0 |  |  | 0 | 1828968.3428 | 195 | 3388087.8818 | 416944.0281 | 441290.8592 |  |  | 0 | 2529852.9944
4658 | 2657618.306 | 965554.5913 | 0 |  |  | 0 | 1692063.7147 | 195 | 3388087.8818 | 416944.0281 | 441290.8592 |  |  | 0 | 2529852.9944
4659 | 2657668.915 | 936295.3613 | 0 |  |  | 0 | 1721373.5537 | 195 | 3388087.8818 | 416944.0281 | 441290.8592 |  |  | 0 | 2529852.9944
4660 | 2768354.778 | 848517.6712 | 0 |  |  | 0 | 1919837.1068 | 195 | 3388087.8818 | 416944.0281 | 441290.8592 |  |  | 0 | 2529852.9944
4661 | 3158262.008 | 760739.9811 | 36932.6504 |  |  | 0 | 2360589.3766 | 195 | 3388087.8818 | 416944.0281 | 441290.8592 |  |  | 0 | 2529852.9944
4662 | 3642300.349 | 789999.2111 | 123833.0042 |  |  | 0 | 2728468.1337 | 195 | 3388087.8818 | 416944.0281 | 441290.8592 |  |  | 0 | 2529852.9944
4663 | 3935748.237 | 643703.0609 | 267218.588 |  |  | 0 | 3024826.5881 | 195 | 3388087.8818 | 416944.0281 | 441290.8592 |  |  | 0 | 2529852.9944
4664 | 4051673.018 | 555925.3708 | 603957.459 |  |  | 0 | 2891790.1882 | 195 | 3388087.8818 | 416944.0281 | 441290.8592 |  |  | 0 | 2529852.9944
4665 | 4152244.918 | 58518.4601 | 875521.0647 |  |  | 0 | 3218205.3932 | 195 | 3388087.8818 | 416944.0281 | 441290.8592 |  |  | 0 | 2529852.9944
4666 | 4128680.025 | 0 | 1049321.7724 |  |  | 0 | 3079358.2526 | 195 | 3388087.8818 | 416944.0281 | 441290.8592 |  |  | 0 | 2529852.9944
4667 | 3952082.637 | 0 | 1184017.3208 |  |  | 0 | 2768065.3162 | 195 | 3388087.8818 | 416944.0281 | 441290.8592 |  |  | 0 | 2529852.9944
4668 | 3868863.172 | 29259.23 | 1168809.7589 |  |  | 0 | 2670794.1831 | 195 | 3388087.8818 | 416944.0281 | 441290.8592 |  |  | 0 | 2529852.9944
4669 | 3747415.103 | 58518.4601 | 1264400.1481 |  |  | 0 | 2424496.4948 | 195 | 3388087.8818 | 416944.0281 | 441290.8592 |  |  | 0 | 2529852.9944
4670 | 3608488.672 | 146296.1502 | 1188362.3385 |  |  | 0 | 2273830.1833 | 195 | 3388087.8818 | 416944.0281 | 441290.8592 |  |  | 0 | 2529852.9944
4671 | 3602533.208 | 204814.6103 | 1073219.3697 |  |  | 0 | 2324499.228 | 195 | 3388087.8818 | 416944.0281 | 441290.8592 |  |  | 0 | 2529852.9944
4672 | 3748439.341 | 204814.6103 | 819035.8348 |  |  | 0 | 2724588.896 | 195 | 3388087.8818 | 416944.0281 | 441290.8592 |  |  | 0 | 2529852.9944
4673 | 3683984.303 | 175555.3802 | 571369.8264 |  |  | 0 | 2937059.0964 | 195 | 3388087.8818 | 416944.0281 | 441290.8592 |  |  | 0 | 2529852.9944
4674 | 3476453.688 | 146296.1502 | 288943.6765 |  |  | 0 | 3041213.8613 | 195 | 3388087.8818 | 416944.0281 | 441290.8592 |  |  | 0 | 2529852.9944
4675 | 3287911.316 | 29259.23 | 76037.8096 |  |  | 0 | 3182614.2764 | 195 | 3388087.8818 | 416944.0281 | 441290.8592 |  |  | 0 | 2529852.9944
4676 | 3148995.444 | 29259.23 | 0 |  |  | 0 | 3119736.214 | 195 | 3388087.8818 | 416944.0281 | 441290.8592 |  |  | 0 | 2529852.9944
4677 | 3089610.806 | 87777.6901 | 0 |  |  | 0 | 3001833.1159 | 195 | 3388087.8818 | 416944.0281 | 441290.8592 |  |  | 0 | 2529852.9944
4678 | 2937496.235 | 380369.9905 | 0 |  |  | 0 | 2557126.2445 | 195 | 3388087.8818 | 416944.0281 | 441290.8592 |  |  | 0 | 2529852.9944
4679 | 2743027.466 | 819258.4411 | 0 |  |  | 0 | 1923769.0249 | 195 | 3388087.8818 | 416944.0281 | 441290.8592 |  |  | 0 | 2529852.9944
4680 | 2588771.203 | 1287406.1218 | 0 |  |  | 0 | 1301365.0812 | 195 | 3388087.8818 | 416944.0281 | 441290.8592 |  |  | 0 | 2529852.9944
4681 | 2525276.667 | 1521479.9621 | 0 |  |  | 0 | 1003796.7049 | 196 | 2920022.7531 | 1002128.6289 | 529367.9887 |  |  | 0 | 1388526.1355
4682 | 2476123.427 | 1521479.9621 | 0 |  |  | 0 | 954643.4649 | 196 | 2920022.7531 | 1002128.6289 | 529367.9887 |  |  | 0 | 1388526.1355
4683 | 2425762.006 | 1404443.042 | 0 |  |  | 0 | 1021318.964 | 196 | 2920022.7531 | 1002128.6289 | 529367.9887 |  |  | 0 | 1388526.1355
4684 | 2402767.782 | 1199628.4317 | 0 |  |  | 0 | 1203139.3503 | 196 | 2920022.7531 | 1002128.6289 | 529367.9887 |  |  | 0 | 1388526.1355
4685 | 2521115.115 | 1024073.0514 | 86900.3538 |  |  | 0 | 1410141.7097 | 196 | 2920022.7531 | 1002128.6289 | 529367.9887 |  |  | 0 | 1388526.1355
4686 | 2755319.632 | 994813.8214 | 373671.5214 |  |  | 0 | 1386834.2892 | 196 | 2920022.7531 | 1002128.6289 | 529367.9887 |  |  | 0 | 1388526.1355
4687 | 3026357.534 | 848517.6712 | 838588.4144 |  |  | 0 | 1339251.4485 | 196 | 2920022.7531 | 1002128.6289 | 529367.9887 |  |  | 0 | 1388526.1355
4688 | 3217692.517 | 497406.9107 | 1277435.2011 |  |  | 0 | 1442850.4052 | 196 | 2920022.7531 | 1002128.6289 | 529367.9887 |  |  | 0 | 1388526.1355
4689 | 3308934.488 | 321851.5304 | 1590276.4749 |  |  | 0 | 1396806.4827 | 196 | 2920022.7531 | 1002128.6289 | 529367.9887 |  |  | 0 | 1388526.1355
4690 | 3278192.151 | 438888.4506 | 1694556.8995 |  |  | 0 | 1144746.8009 | 196 | 2920022.7531 | 1002128.6289 | 529367.9887 |  |  | 0 | 1388526.1355
4691 | 3246788.837 | 643703.0609 | 1394750.6788 |  |  | 0 | 1208335.0973 | 196 | 2920022.7531 | 1002128.6289 | 529367.9887 |  |  | 0 | 1388526.1355
4692 | 3183316.496 | 819258.4411 | 1201397.3916 |  |  | 0 | 1162660.6633 | 196 | 2920022.7531 | 1002128.6289 | 529367.9887 |  |  | 0 | 1388526.1355
4693 | 3130257.78 | 907036.1313 | 1055839.2989 |  |  | 0 | 1167382.3498 | 196 | 2920022.7531 | 1002128.6289 | 529367.9887 |  |  | 0 | 1388526.1355
4694 | 3066035.194 | 965554.5913 | 905936.1886 |  |  | 0 | 1194544.4141 | 196 | 2920022.7531 | 1002128.6289 | 529367.9887 |  |  | 0 | 1388526.1355
4695 | 3109441.889 | 1024073.0514 | 847278.4497 |  |  | 0 | 1238090.3878 | 196 | 2920022.7531 | 1002128.6289 | 529367.9887 |  |  | 0 | 1388526.1355
4696 | 3292073.568 | 1199628.4317 | 653925.1625 |  |  | 0 | 1438519.9738 | 196 | 2920022.7531 | 1002128.6289 | 529367.9887 |  |  | 0 | 1388526.1355
4697 | 3320770.406 | 1199628.4317 | 456226.8576 |  |  | 0 | 1664915.1168 | 196 | 2920022.7531 | 1002128.6289 | 529367.9887 |  |  | 0 | 1388526.1355
4698 | 3166913.394 | 1024073.0514 | 258528.5526 |  |  | 0 | 1884311.79 | 196 | 2920022.7531 | 1002128.6289 | 529367.9887 |  |  | 0 | 1388526.1355
4699 | 3031391.117 | 614443.8309 | 69520.2831 |  |  | 0 | 2347427.0031 | 196 | 2920022.7531 | 1002128.6289 | 529367.9887 |  |  | 0 | 1388526.1355
4700 | 2933271.69 | 263333.0704 | 0 |  |  | 0 | 2669938.6196 | 196 | 2920022.7531 | 1002128.6289 | 529367.9887 |  |  | 0 | 1388526.1355
4701 | 2904583.887 | 614443.8309 | 0 |  |  | 0 | 2290140.0561 | 196 | 2920022.7531 | 1002128.6289 | 529367.9887 |  |  | 0 | 1388526.1355
4702 | 2741754.562 | 1141109.9716 | 0 |  |  | 0 | 1600644.5904 | 196 | 2920022.7531 | 1002128.6289 | 529367.9887 |  |  | 0 | 1388526.1355
4703 | 2563422.458 | 1697035.3424 | 0 |  |  | 0 | 866387.1156 | 196 | 2920022.7531 | 1002128.6289 | 529367.9887 |  |  | 0 | 1388526.1355
4704 | 2452983.478 | 2165183.023 | 0 |  |  | 0 | 287800.455 | 196 | 2920022.7531 | 1002128.6289 | 529367.9887 |  |  | 0 | 1388526.1355
4705 | 2385254.498 | 2487034.5535 | 0 |  |  | 101780.0555 | 0 | 197 | 2968374.6725 | 1208162.3738 | 686784.3588 |  |  | 80933.6055 | 1154361.5455
4706 | 2366667.833 | 2574812.2436 | 0 |  |  | 208144.4106 | 0 | 197 | 2968374.6725 | 1208162.3738 | 686784.3588 |  |  | 80933.6055 | 1154361.5455
4707 | 2395937.37 | 2457775.3234 | 0 |  |  | 61837.9534 | 0 | 197 | 2968374.6725 | 1208162.3738 | 686784.3588 |  |  | 80933.6055 | 1154361.5455
4708 | 2386714.536 | 1609257.6522 | 0 |  |  | 0 | 777456.8838 | 197 | 2968374.6725 | 1208162.3738 | 686784.3588 |  |  | 80933.6055 | 1154361.5455
4709 | 2521273.127 | 731480.751 | 58657.7388 |  |  | 0 | 1731134.6371 | 197 | 2968374.6725 | 1208162.3738 | 686784.3588 |  |  | 80933.6055 | 1154361.5455
4710 | 2728170.486 | 263333.0704 | 369326.5037 |  |  | 0 | 2095510.9119 | 197 | 2968374.6725 | 1208162.3738 | 686784.3588 |  |  | 80933.6055 | 1154361.5455
4711 | 2936317.086 | 58518.4601 | 812518.3082 |  |  | 0 | 2065280.3177 | 197 | 2968374.6725 | 1208162.3738 | 686784.3588 |  |  | 80933.6055 | 1154361.5455
4712 | 3138523.182 | 29259.23 | 1247020.0773 |  |  | 0 | 1862243.8746 | 197 | 2968374.6725 | 1208162.3738 | 686784.3588 |  |  | 80933.6055 | 1154361.5455
4713 | 3278703.058 | 87777.6901 | 1590276.4749 |  |  | 0 | 1600648.893 | 197 | 2968374.6725 | 1208162.3738 | 686784.3588 |  |  | 80933.6055 | 1154361.5455
4714 | 3325574.026 | 234073.8403 | 1820562.4125 |  |  | 0 | 1270937.7732 | 197 | 2968374.6725 | 1208162.3738 | 686784.3588 |  |  | 80933.6055 | 1154361.5455
4715 | 3306842.748 | 380369.9905 | 1877047.6425 |  |  | 0 | 1049425.115 | 197 | 2968374.6725 | 1208162.3738 | 686784.3588 |  |  | 80933.6055 | 1154361.5455
4716 | 3301396.181 | 438888.4506 | 1953085.4521 |  |  | 0 | 909422.2783 | 197 | 2968374.6725 | 1208162.3738 | 686784.3588 |  |  | 80933.6055 | 1154361.5455
4717 | 3268996.229 | 497406.9107 | 1855322.554 |  |  | 0 | 916266.7643 | 197 | 2968374.6725 | 1208162.3738 | 686784.3588 |  |  | 80933.6055 | 1154361.5455
4718 | 3217491.525 | 526666.1407 | 1648934.2137 |  |  | 0 | 1041891.1705 | 197 | 2968374.6725 | 1208162.3738 | 686784.3588 |  |  | 80933.6055 | 1154361.5455
4719 | 3269598.158 | 585184.6008 | 1288297.7454 |  |  | 0 | 1396115.8118 | 197 | 2968374.6725 | 1208162.3738 | 686784.3588 |  |  | 80933.6055 | 1154361.5455
4720 | 3464470.977 | 819258.4411 | 1029769.1928 |  |  | 0 | 1615443.3431 | 197 | 2968374.6725 | 1208162.3738 | 686784.3588 |  |  | 80933.6055 | 1154361.5455
4721 | 3510656.491 | 1141109.9716 | 608302.4767 |  |  | 0 | 1761244.0427 | 197 | 2968374.6725 | 1208162.3738 | 686784.3588 |  |  | 80933.6055 | 1154361.5455
4722 | 3337006.955 | 1462961.502 | 265046.0791 |  |  | 0 | 1608999.3738 | 197 | 2968374.6725 | 1208162.3738 | 686784.3588 |  |  | 80933.6055 | 1154361.5455
4723 | 3187966.467 | 1404443.042 | 58657.7388 |  |  | 0 | 1724865.6862 | 197 | 2968374.6725 | 1208162.3738 | 686784.3588 |  |  | 80933.6055 | 1154361.5455
4724 | 3038110.759 | 1082591.5115 | 0 |  |  | 0 | 1955519.2475 | 197 | 2968374.6725 | 1208162.3738 | 686784.3588 |  |  | 80933.6055 | 1154361.5455
4725 | 2986013.694 | 1404443.042 | 0 |  |  | 0 | 1581570.652 | 197 | 2968374.6725 | 1208162.3738 | 686784.3588 |  |  | 80933.6055 | 1154361.5455
4726 | 2818105.649 | 2077405.3329 | 0 |  |  | 0 | 740700.3161 | 197 | 2968374.6725 | 1208162.3738 | 686784.3588 |  |  | 80933.6055 | 1154361.5455
4727 | 2614574.225 | 2896663.774 | 0 |  |  | 282089.549 | 0 | 197 | 2968374.6725 | 1208162.3738 | 686784.3588 |  |  | 80933.6055 | 1154361.5455
4728 | 2456626.881 | 3745181.4452 | 0 |  |  | 1288554.5642 | 0 | 197 | 2968374.6725 | 1208162.3738 | 686784.3588 |  |  | 80933.6055 | 1154361.5455
4729 | 2418113.968 | 4710736.0366 | 0 |  |  | 2292622.0686 | 0 | 198 | 3299262.9754 | 2722327.5284 | 634101.0193 |  |  | 1055060.1227 | 997894.5505
4730 | 2408225.498 | 5588512.9378 | 0 |  |  | 3180287.4398 | 0 | 198 | 3299262.9754 | 2722327.5284 | 634101.0193 |  |  | 1055060.1227 | 997894.5505
4731 | 2429009.573 | 5822586.7781 | 0 |  |  | 3393577.2051 | 0 | 198 | 3299262.9754 | 2722327.5284 | 634101.0193 |  |  | 1055060.1227 | 997894.5505
4732 | 2543752.3 | 4301106.816 | 0 |  |  | 1757354.516 | 0 | 198 | 3299262.9754 | 2722327.5284 | 634101.0193 |  |  | 1055060.1227 | 997894.5505
4733 | 2911396.959 | 2457775.3234 | 110797.9511 |  |  | 0 | 342823.6844 | 198 | 3299262.9754 | 2722327.5284 | 634101.0193 |  |  | 1055060.1227 | 997894.5505
4734 | 3350952.929 | 1024073.0514 | 275908.6234 |  |  | 0 | 2050971.2542 | 198 | 3299262.9754 | 2722327.5284 | 634101.0193 |  |  | 1055060.1227 | 997894.5505
4735 | 3669418.526 | 146296.1502 | 504022.0522 |  |  | 0 | 3019100.3236 | 198 | 3299262.9754 | 2722327.5284 | 634101.0193 |  |  | 1055060.1227 | 997894.5505
4736 | 3820487.133 | 29259.23 | 753860.5694 |  |  | 0 | 3037367.3336 | 198 | 3299262.9754 | 2722327.5284 | 634101.0193 |  |  | 1055060.1227 | 997894.5505
4737 | 3936361.752 | 175555.3802 | 1107979.5112 |  |  | 0 | 2652826.8606 | 198 | 3299262.9754 | 2722327.5284 | 634101.0193 |  |  | 1055060.1227 | 997894.5505
4738 | 3916829.344 | 614443.8309 | 1616346.581 |  |  | 0 | 1686038.9321 | 198 | 3299262.9754 | 2722327.5284 | 634101.0193 |  |  | 1055060.1227 | 997894.5505
4739 | 3856379.206 | 1258146.8918 | 1859667.5717 |  |  | 0 | 738564.7425 | 198 | 3299262.9754 | 2722327.5284 | 634101.0193 |  |  | 1055060.1227 | 997894.5505
4740 | 3842060.133 | 2165183.023 | 2003053.1555 |  |  | 326176.0456 | 0 | 198 | 3299262.9754 | 2722327.5284 | 634101.0193 |  |  | 1055060.1227 | 997894.5505
4741 | 3785239.821 | 3277033.7646 | 1935705.3813 |  |  | 1427499.3249 | 0 | 198 | 3299262.9754 | 2722327.5284 | 634101.0193 |  |  | 1055060.1227 | 997894.5505
4742 | 3665917.812 | 4388884.5061 | 1742352.0941 |  |  | 2465318.7882 | 0 | 198 | 3299262.9754 | 2722327.5284 | 634101.0193 |  |  | 1055060.1227 | 997894.5505
4743 | 3619956.466 | 5295920.6374 | 1438200.8557 |  |  | 3114165.0271 | 0 | 198 | 3299262.9754 | 2722327.5284 | 634101.0193 |  |  | 1055060.1227 | 997894.5505
4744 | 3801080.303 | 5939623.6983 | 1012389.122 |  |  | 3150932.5173 | 0 | 198 | 3299262.9754 | 2722327.5284 | 634101.0193 |  |  | 1055060.1227 | 997894.5505
4745 | 3776499.567 | 5793327.5481 | 536609.6848 |  |  | 2553437.6659 | 0 | 198 | 3299262.9754 | 2722327.5284 | 634101.0193 |  |  | 1055060.1227 | 997894.5505
4746 | 3570352.804 | 4974069.107 | 256356.0438 |  |  | 1660072.3467 | 0 | 198 | 3299262.9754 | 2722327.5284 | 634101.0193 |  |  | 1055060.1227 | 997894.5505
4747 | 3378301.214 | 3277033.7646 | 65175.2654 |  |  | 0 | 36092.1841 | 198 | 3299262.9754 | 2722327.5284 | 634101.0193 |  |  | 1055060.1227 | 997894.5505
4748 | 3200612.936 | 1872590.7226 | 0 |  |  | 0 | 1328022.2134 | 198 | 3299262.9754 | 2722327.5284 | 634101.0193 |  |  | 1055060.1227 | 997894.5505
4749 | 3126915.115 | 819258.4411 | 0 |  |  | 0 | 2307656.6739 | 198 | 3299262.9754 | 2722327.5284 | 634101.0193 |  |  | 1055060.1227 | 997894.5505
4750 | 2903029.513 | 87777.6901 | 0 |  |  | 0 | 2815251.8229 | 198 | 3299262.9754 | 2722327.5284 | 634101.0193 |  |  | 1055060.1227 | 997894.5505
4751 | 2691423.447 | 117036.9202 | 0 |  |  | 0 | 2574386.5268 | 198 | 3299262.9754 | 2722327.5284 | 634101.0193 |  |  | 1055060.1227 | 997894.5505
4752 | 2559995.091 | 1199628.4317 | 0 |  |  | 0 | 1360366.6593 | 198 | 3299262.9754 | 2722327.5284 | 634101.0193 |  |  | 1055060.1227 | 997894.5505
4753 | 2495157.049 | 3394070.6847 | 0 |  |  | 898913.6357 | 0 | 199 | 3318297.5272 | 10279742.821 | 663248.8463 |  |  | 7624694.1401 | 0
4754 | 2490000.556 | 5559253.7078 | 0 |  |  | 3069253.1518 | 0 | 199 | 3318297.5272 | 10279742.821 | 663248.8463 |  |  | 7624694.1401 | 0
4755 | 2512845.153 | 7022215.2098 | 0 |  |  | 4509370.0568 | 0 | 199 | 3318297.5272 | 10279742.821 | 663248.8463 |  |  | 7624694.1401 | 0
4756 | 2606392.571 | 7402585.2003 | 0 |  |  | 4796192.6293 | 0 | 199 | 3318297.5272 | 10279742.821 | 663248.8463 |  |  | 7624694.1401 | 0
4757 | 2960561.339 | 6758882.1394 | 60830.2477 |  |  | 3859151.0481 | 0 | 199 | 3318297.5272 | 10279742.821 | 663248.8463 |  |  | 7624694.1401 | 0
4758 | 3394464.139 | 5383698.3275 | 358463.9595 |  |  | 2347698.148 | 0 | 199 | 3318297.5272 | 10279742.821 | 663248.8463 |  |  | 7624694.1401 | 0
4759 | 3686809.667 | 3423329.9148 | 797310.7463 |  |  | 533830.9941 | 0 | 199 | 3318297.5272 | 10279742.821 | 663248.8463 |  |  | 7624694.1401 | 0
4760 | 3820134.298 | 3949996.0555 | 1220949.9712 |  |  | 1350811.7287 | 0 | 199 | 3318297.5272 | 10279742.821 | 663248.8463 |  |  | 7624694.1401 | 0
4761 | 3921277.596 | 5939623.6983 | 1579413.9307 |  |  | 3597760.033 | 0 | 199 | 3318297.5272 | 10279742.821 | 663248.8463 |  |  | 7624694.1401 | 0
4762 | 3903025.053 | 8134065.9514 | 1794492.3064 |  |  | 6025533.2047 | 0 | 199 | 3318297.5272 | 10279742.821 | 663248.8463 |  |  | 7624694.1401 | 0
4763 | 3866108.649 | 10621100.5048 | 1868357.6071 |  |  | 8623349.463 | 0 | 199 | 3318297.5272 | 10279742.821 | 663248.8463 |  |  | 7624694.1401 | 0
4764 | 3854162.247 | 13429986.5888 | 1894427.7133 |  |  | 11470252.055 | 0 | 199 | 3318297.5272 | 10279742.821 | 663248.8463 |  |  | 7624694.1401 | 0
4765 | 3807046.174 | 16180354.2126 | 1779284.7445 |  |  | 14152592.7831 | 0 | 199 | 3318297.5272 | 10279742.821 | 663248.8463 |  |  | 7624694.1401 | 0
4766 | 3674412.971 | 18667388.7661 | 1503376.1211 |  |  | 16496351.9162 | 0 | 199 | 3318297.5272 | 10279742.821 | 663248.8463 |  |  | 7624694.1401 | 0
4767 | 3630229.036 | 20247387.1883 | 1294815.2719 |  |  | 17911973.4242 | 0 | 199 | 3318297.5272 | 10279742.821 | 663248.8463 |  |  | 7624694.1401 | 0
4768 | 3754059.947 | 20452201.7986 | 921143.7505 |  |  | 17619285.6021 | 0 | 199 | 3318297.5272 | 10279742.821 | 663248.8463 |  |  | 7624694.1401 | 0
4769 | 3734462.241 | 19106277.2167 | 540954.7025 |  |  | 15912769.6782 | 0 | 199 | 3318297.5272 | 10279742.821 | 663248.8463 |  |  | 7624694.1401 | 0
4770 | 3559656.782 | 16999612.6538 | 254183.5349 |  |  | 13694139.4067 | 0 | 199 | 3318297.5272 | 10279742.821 | 663248.8463 |  |  | 7624694.1401 | 0
4771 | 3376993.693 | 14015171.1896 | 49967.7034 |  |  | 10688145.2 | 0 | 199 | 3318297.5272 | 10279742.821 | 663248.8463 |  |  | 7624694.1401 | 0
4772 | 3236406.854 | 8777769.0123 | 0 |  |  | 5541362.1583 | 0 | 199 | 3318297.5272 | 10279742.821 | 663248.8463 |  |  | 7624694.1401 | 0
4773 | 3146943.299 | 7636659.0407 | 0 |  |  | 4489715.7417 | 0 | 199 | 3318297.5272 | 10279742.821 | 663248.8463 |  |  | 7624694.1401 | 0
4774 | 2914618.893 | 7490362.8905 | 0 |  |  | 4575743.9975 | 0 | 199 | 3318297.5272 | 10279742.821 | 663248.8463 |  |  | 7624694.1401 | 0
4775 | 2710014.634 | 7870732.881 | 0 |  |  | 5160718.247 | 0 | 199 | 3318297.5272 | 10279742.821 | 663248.8463 |  |  | 7624694.1401 | 0
4776 | 2583357.812 | 8251102.8715 | 0 |  |  | 5667745.0595 | 0 | 199 | 3318297.5272 | 10279742.821 | 663248.8463 |  |  | 7624694.1401 | 0
4777 | 2516819.446 | 8046288.2612 | 0 |  |  | 5529468.8152 | 0 | 200 | 3290270.8732 | 5985950.8125 | 689862.0796 |  |  | 3432977.6842 | 47435.6652
4778 | 2520253.671 | 7109992.8999 | 0 |  |  | 4589739.2289 | 0 | 200 | 3290270.8732 | 5985950.8125 | 689862.0796 |  |  | 3432977.6842 | 47435.6652
4779 | 2537907.299 | 6232215.9987 | 0 |  |  | 3694308.6997 | 0 | 200 | 3290270.8732 | 5985950.8125 | 689862.0796 |  |  | 3432977.6842 | 47435.6652
4780 | 2609496.511 | 4974069.107 | 0 |  |  | 2364572.596 | 0 | 200 | 3290270.8732 | 5985950.8125 | 689862.0796 |  |  | 3432977.6842 | 47435.6652
4781 | 2928463.63 | 3628144.5251 | 49967.7034 |  |  | 749648.5985 | 0 | 200 | 3290270.8732 | 5985950.8125 | 689862.0796 |  |  | 3432977.6842 | 47435.6652
4782 | 3353442.089 | 2457775.3234 | 349773.9241 |  |  | 0 | 545892.8414 | 200 | 3290270.8732 | 5985950.8125 | 689862.0796 |  |  | 3432977.6842 | 47435.6652
4783 | 3654713.743 | 2282219.9432 | 779930.6755 |  |  | 0 | 592563.1243 | 200 | 3290270.8732 | 5985950.8125 | 689862.0796 |  |  | 3432977.6842 | 47435.6652
4784 | 3780500.091 | 3013700.6942 | 1207914.9181 |  |  | 441115.5213 | 0 | 200 | 3290270.8732 | 5985950.8125 | 689862.0796 |  |  | 3432977.6842 | 47435.6652
4785 | 3865043.383 | 3949996.0555 | 1553343.8245 |  |  | 1638296.497 | 0 | 200 | 3290270.8732 | 5985950.8125 | 689862.0796 |  |  | 3432977.6842 | 47435.6652
4786 | 3855623.627 | 4886291.4168 | 1764077.1825 |  |  | 2794744.9724 | 0 | 200 | 3290270.8732 | 5985950.8125 | 689862.0796 |  |  | 3432977.6842 | 47435.6652
4787 | 3798486.514 | 5910364.4683 | 1898772.731 |  |  | 4010650.6852 | 0 | 200 | 3290270.8732 | 5985950.8125 | 689862.0796 |  |  | 3432977.6842 | 47435.6652
4788 | 3775125.249 | 6788141.3695 | 1942222.9079 |  |  | 4955239.0284 | 0 | 200 | 3290270.8732 | 5985950.8125 | 689862.0796 |  |  | 3432977.6842 | 47435.6652
4789 | 3714465.386 | 6817400.5995 | 1879220.1513 |  |  | 4982155.3649 | 0 | 200 | 3290270.8732 | 5985950.8125 | 689862.0796 |  |  | 3432977.6842 | 47435.6652
4790 | 3595982.517 | 7314807.5102 | 1705419.4437 |  |  | 5424244.4369 | 0 | 200 | 3290270.8732 | 5985950.8125 | 689862.0796 |  |  | 3432977.6842 | 47435.6652
4791 | 3556102.179 | 8251102.8715 | 1427338.3115 |  |  | 6122339.004 | 0 | 200 | 3290270.8732 | 5985950.8125 | 689862.0796 |  |  | 3432977.6842 | 47435.6652
4792 | 3701300.785 | 8748509.7822 | 1060184.3166 |  |  | 6107393.3138 | 0 | 200 | 3290270.8732 | 5985950.8125 | 689862.0796 |  |  | 3432977.6842 | 47435.6652
4793 | 3688501.399 | 9041102.0826 | 638717.6006 |  |  | 5991318.2842 | 0 | 200 | 3290270.8732 | 5985950.8125 | 689862.0796 |  |  | 3432977.6842 | 47435.6652
4794 | 3533528.55 | 8982583.6226 | 254183.5349 |  |  | 5703238.6075 | 0 | 200 | 3290270.8732 | 5985950.8125 | 689862.0796 |  |  | 3432977.6842 | 47435.6652
4795 | 3370871.962 | 8338880.5617 | 45622.6858 |  |  | 5013631.2854 | 0 | 200 | 3290270.8732 | 5985950.8125 | 689862.0796 |  |  | 3432977.6842 | 47435.6652
4796 | 3276267.714 | 6524808.2991 | 0 |  |  | 3248540.5851 | 0 | 200 | 3290270.8732 | 5985950.8125 | 689862.0796 |  |  | 3432977.6842 | 47435.6652
4797 | 3170747.633 | 5471476.0176 | 0 |  |  | 2300728.3846 | 0 | 200 | 3290270.8732 | 5985950.8125 | 689862.0796 |  |  | 3432977.6842 | 47435.6652
4798 | 2932089.37 | 5178883.7172 | 0 |  |  | 2246794.3472 | 0 | 200 | 3290270.8732 | 5985950.8125 | 689862.0796 |  |  | 3432977.6842 | 47435.6652
4799 | 2676352.661 | 4915550.6469 | 0 |  |  | 2239197.9859 | 0 | 200 | 3290270.8732 | 5985950.8125 | 689862.0796 |  |  | 3432977.6842 | 47435.6652
4800 | 2554415.549 | 4798513.7267 | 0 |  |  | 2244098.1777 | 0 | 200 | 3290270.8732 | 5985950.8125 | 689862.0796 |  |  | 3432977.6842 | 47435.6652
4801 | 2500638.808 | 5003328.337 | 0 |  |  | 2502689.529 | 0 | 201 | 3363069.3768 | 4803390.265 | 535523.4304 |  |  | 2004851.2236 | 29006.905
4802 | 2494969.386 | 5208142.9473 | 0 |  |  | 2713173.5613 | 0 | 201 | 3363069.3768 | 4803390.265 | 535523.4304 |  |  | 2004851.2236 | 29006.905
4803 | 2510456.856 | 5266661.4074 | 0 |  |  | 2756204.5514 | 0 | 201 | 3363069.3768 | 4803390.265 | 535523.4304 |  |  | 2004851.2236 | 29006.905
4804 | 2601474.679 | 5091106.0271 | 2172.5088 |  |  | 2491803.857 | 0 | 201 | 3363069.3768 | 4803390.265 | 535523.4304 |  |  | 2004851.2236 | 29006.905
4805 | 2937860.587 | 4886291.4168 | 84727.845 |  |  | 2033158.6748 | 0 | 201 | 3363069.3768 | 4803390.265 | 535523.4304 |  |  | 2004851.2236 | 29006.905
4806 | 3351040.882 | 4184069.8958 | 286771.1676 |  |  | 1119800.1815 | 0 | 201 | 3363069.3768 | 4803390.265 | 535523.4304 |  |  | 2004851.2236 | 29006.905
4807 | 3652810.123 | 4388884.5061 | 679995.2686 |  |  | 1416069.6518 | 0 | 201 | 3363069.3768 | 4803390.265 | 535523.4304 |  |  | 2004851.2236 | 29006.905
4808 | 3818338.08 | 5588512.9378 | 1192707.3562 |  |  | 2962882.214 | 0 | 201 | 3363069.3768 | 4803390.265 | 535523.4304 |  |  | 2004851.2236 | 29006.905
4809 | 3925934.937 | 5998142.1584 | 1494686.0857 |  |  | 3566893.3071 | 0 | 201 | 3363069.3768 | 4803390.265 | 535523.4304 |  |  | 2004851.2236 | 29006.905
4810 | 3946514.256 | 5676290.6279 | 1533791.2449 |  |  | 3263567.6169 | 0 | 201 | 3363069.3768 | 4803390.265 | 535523.4304 |  |  | 2004851.2236 | 29006.905
4811 | 3893928.419 | 5266661.4074 | 1446890.8911 |  |  | 2819623.8795 | 0 | 201 | 3363069.3768 | 4803390.265 | 535523.4304 |  |  | 2004851.2236 | 29006.905
4812 | 3919326.592 | 5354439.0975 | 1331747.9223 |  |  | 2766860.4278 | 0 | 201 | 3363069.3768 | 4803390.265 | 535523.4304 |  |  | 2004851.2236 | 29006.905
4813 | 3855579.099 | 5676290.6279 | 1275262.6923 |  |  | 3095974.2212 | 0 | 201 | 3363069.3768 | 4803390.265 | 535523.4304 |  |  | 2004851.2236 | 29006.905
4814 | 3775362.963 | 5617772.1679 | 1021079.1574 |  |  | 2863488.3622 | 0 | 201 | 3363069.3768 | 4803390.265 | 535523.4304 |  |  | 2004851.2236 | 29006.905
4815 | 3760181.731 | 5003328.337 | 945041.3478 |  |  | 2188187.9538 | 0 | 201 | 3363069.3768 | 4803390.265 | 535523.4304 |  |  | 2004851.2236 | 29006.905
4816 | 3890463.123 | 5442216.7876 | 753860.5694 |  |  | 2305614.234 | 0 | 201 | 3363069.3768 | 4803390.265 | 535523.4304 |  |  | 2004851.2236 | 29006.905
4817 | 3867400.463 | 5998142.1584 | 495332.0168 |  |  | 2626073.7122 | 0 | 201 | 3363069.3768 | 4803390.265 | 535523.4304 |  |  | 2004851.2236 | 29006.905
4818 | 3665554.67 | 5822586.7781 | 249838.5172 |  |  | 2406870.6254 | 0 | 201 | 3363069.3768 | 4803390.265 | 535523.4304 |  |  | 2004851.2236 | 29006.905
4819 | 3477643.338 | 5178883.7172 | 58657.7388 |  |  | 1759898.1181 | 0 | 201 | 3363069.3768 | 4803390.265 | 535523.4304 |  |  | 2004851.2236 | 29006.905
4820 | 3355403.634 | 3745181.4452 | 0 |  |  | 389777.8112 | 0 | 201 | 3363069.3768 | 4803390.265 | 535523.4304 |  |  | 2004851.2236 | 29006.905
4821 | 3209216.887 | 3277033.7646 | 0 |  |  | 67816.8776 | 0 | 201 | 3363069.3768 | 4803390.265 | 535523.4304 |  |  | 2004851.2236 | 29006.905
4822 | 2955499.237 | 2867404.544 | 0 |  |  | 0 | 88094.693 | 201 | 3363069.3768 | 4803390.265 | 535523.4304 |  |  | 2004851.2236 | 29006.905
4823 | 2741976.154 | 2487034.5535 | 0 |  |  | 0 | 254941.6005 | 201 | 3363069.3768 | 4803390.265 | 535523.4304 |  |  | 2004851.2236 | 29006.905
4824 | 2606090.139 | 2252960.7131 | 0 |  |  | 0 | 353129.4259 | 201 | 3363069.3768 | 4803390.265 | 535523.4304 |  |  | 2004851.2236 | 29006.905
4825 | 2541877.687 | 2077405.3329 | 0 |  |  | 0 | 464472.3541 | 202 | 3285020.1658 | 1138671.7024 | 602961.7258 |  |  | 16280.7857 | 1559667.5233
4826 | 2521198.049 | 1989627.6428 | 0 |  |  | 0 | 531570.4062 | 202 | 3285020.1658 | 1138671.7024 | 602961.7258 |  |  | 16280.7857 | 1559667.5233
4827 | 2560247.669 | 2165183.023 | 0 |  |  | 0 | 395064.646 | 202 | 3285020.1658 | 1138671.7024 | 602961.7258 |  |  | 16280.7857 | 1559667.5233
4828 | 2650302.784 | 2223701.4831 | 0 |  |  | 0 | 426601.3009 | 202 | 3285020.1658 | 1138671.7024 | 602961.7258 |  |  | 16280.7857 | 1559667.5233
4829 | 2959631.076 | 2135923.793 | 93417.8804 |  |  | 0 | 730289.4027 | 202 | 3285020.1658 | 1138671.7024 | 602961.7258 |  |  | 16280.7857 | 1559667.5233
4830 | 3388389.923 | 1901849.9527 | 260701.0615 |  |  | 0 | 1225838.9089 | 202 | 3285020.1658 | 1138671.7024 | 602961.7258 |  |  | 16280.7857 | 1559667.5233
4831 | 3698830.73 | 936295.3613 | 469261.9106 |  |  | 0 | 2293273.4581 | 202 | 3285020.1658 | 1138671.7024 | 602961.7258 |  |  | 16280.7857 | 1559667.5233
4832 | 3863120.084 | 351110.7605 | 708237.8836 |  |  | 0 | 2803771.4399 | 202 | 3285020.1658 | 1138671.7024 | 602961.7258 |  |  | 16280.7857 | 1559667.5233
4833 | 3966383.206 | 146296.1502 | 964593.9274 |  |  | 0 | 2855493.1284 | 202 | 3285020.1658 | 1138671.7024 | 602961.7258 |  |  | 16280.7857 | 1559667.5233
4834 | 3941088.049 | 146296.1502 | 1268745.1658 |  |  | 0 | 2526046.733 | 202 | 3285020.1658 | 1138671.7024 | 602961.7258 |  |  | 16280.7857 | 1559667.5233
4835 | 3871802.354 | 146296.1502 | 1640244.1783 |  |  | 0 | 2085262.0254 | 202 | 3285020.1658 | 1138671.7024 | 602961.7258 |  |  | 16280.7857 | 1559667.5233
4836 | 3812040.322 | 117036.9202 | 1879220.1513 |  |  | 0 | 1815783.2505 | 202 | 3285020.1658 | 1138671.7024 | 602961.7258 |  |  | 16280.7857 | 1559667.5233
4837 | 3691012.153 | 117036.9202 | 1868357.6071 |  |  | 0 | 1705617.6257 | 202 | 3285020.1658 | 1138671.7024 | 602961.7258 |  |  | 16280.7857 | 1559667.5233
4838 | 3550948.974 | 117036.9202 | 1759732.1648 |  |  | 0 | 1674179.889 | 202 | 3285020.1658 | 1138671.7024 | 602961.7258 |  |  | 16280.7857 | 1559667.5233
4839 | 3539394.265 | 146296.1502 | 1494686.0857 |  |  | 0 | 1898412.0291 | 202 | 3285020.1658 | 1138671.7024 | 602961.7258 |  |  | 16280.7857 | 1559667.5233
4840 | 3708495.229 | 234073.8403 | 1112324.5289 |  |  | 0 | 2362096.8598 | 202 | 3285020.1658 | 1138671.7024 | 602961.7258 |  |  | 16280.7857 | 1559667.5233
4841 | 3677585.991 | 351110.7605 | 673477.7421 |  |  | 0 | 2652997.4884 | 202 | 3285020.1658 | 1138671.7024 | 602961.7258 |  |  | 16280.7857 | 1559667.5233
4842 | 3460968.39 | 468147.6807 | 256356.0438 |  |  | 0 | 2736464.6656 | 202 | 3285020.1658 | 1138671.7024 | 602961.7258 |  |  | 16280.7857 | 1559667.5233
4843 | 3264097.463 | 672962.2909 | 21725.0885 |  |  | 0 | 2569410.0836 | 202 | 3285020.1658 | 1138671.7024 | 602961.7258 |  |  | 16280.7857 | 1559667.5233
4844 | 3132479.411 | 1258146.8918 | 0 |  |  | 0 | 1874332.5192 | 202 | 3285020.1658 | 1138671.7024 | 602961.7258 |  |  | 16280.7857 | 1559667.5233
4845 | 3058637.751 | 1989627.6428 | 0 |  |  | 0 | 1069010.1082 | 202 | 3285020.1658 | 1138671.7024 | 602961.7258 |  |  | 16280.7857 | 1559667.5233
4846 | 2844811.448 | 2282219.9432 | 0 |  |  | 0 | 562591.5048 | 202 | 3285020.1658 | 1138671.7024 | 602961.7258 |  |  | 16280.7857 | 1559667.5233
4847 | 2631216.054 | 2457775.3234 | 0 |  |  | 0 | 173440.7306 | 202 | 3285020.1658 | 1138671.7024 | 602961.7258 |  |  | 16280.7857 | 1559667.5233
4848 | 2505924.917 | 2896663.774 | 0 |  |  | 390738.857 | 0 | 202 | 3285020.1658 | 1138671.7024 | 602961.7258 |  |  | 16280.7857 | 1559667.5233
4849 | 2417185.726 | 3481848.3749 | 0 |  |  | 1064662.6489 | 0 | 203 | 2925746.5781 | 1300816.6022 | 630661.2136 |  |  | 401236.3164 | 1395505.0787
4850 | 2390984.683 | 3949996.0555 | 0 |  |  | 1559011.3725 | 0 | 203 | 2925746.5781 | 1300816.6022 | 630661.2136 |  |  | 401236.3164 | 1395505.0787
4851 | 2373951.651 | 4125551.4358 | 0 |  |  | 1751599.7848 | 0 | 203 | 2925746.5781 | 1300816.6022 | 630661.2136 |  |  | 401236.3164 | 1395505.0787
4852 | 2350403.71 | 4184069.8958 | 0 |  |  | 1833666.1858 | 0 | 203 | 2925746.5781 | 1300816.6022 | 630661.2136 |  |  | 401236.3164 | 1395505.0787
4853 | 2494780.539 | 4184069.8958 | 84727.845 |  |  | 1774017.2018 | 0 | 203 | 2925746.5781 | 1300816.6022 | 630661.2136 |  |  | 401236.3164 | 1395505.0787
4854 | 2720590.272 | 3920736.8255 | 341083.8887 |  |  | 1541230.4422 | 0 | 203 | 2925746.5781 | 1300816.6022 | 630661.2136 |  |  | 401236.3164 | 1395505.0787
4855 | 2994615.926 | 2311479.1732 | 788620.7109 |  |  | 105483.9581 | 0 | 203 | 2925746.5781 | 1300816.6022 | 630661.2136 |  |  | 401236.3164 | 1395505.0787
4856 | 3182337.173 | 819258.4411 | 1179672.3031 |  |  | 0 | 1183406.4288 | 203 | 2925746.5781 | 1300816.6022 | 630661.2136 |  |  | 401236.3164 | 1395505.0787
4857 | 3313069.725 | 29259.23 | 1531618.7361 |  |  | 0 | 1752191.7589 | 203 | 2925746.5781 | 1300816.6022 | 630661.2136 |  |  | 401236.3164 | 1395505.0787
4858 | 3319738.608 | 0 | 1794492.3064 |  |  | 0 | 1525246.3016 | 203 | 2925746.5781 | 1300816.6022 | 630661.2136 |  |  | 401236.3164 | 1395505.0787
4859 | 3249842.327 | 0 | 1946567.9256 |  |  | 0 | 1303274.4014 | 203 | 2925746.5781 | 1300816.6022 | 630661.2136 |  |  | 401236.3164 | 1395505.0787
4860 | 3218713.245 | 58518.4601 | 1933532.8725 |  |  | 0 | 1226661.9124 | 203 | 2925746.5781 | 1300816.6022 | 630661.2136 |  |  | 401236.3164 | 1395505.0787
4861 | 3185104.244 | 263333.0704 | 1642416.6872 |  |  | 0 | 1279354.4864 | 203 | 2925746.5781 | 1300816.6022 | 630661.2136 |  |  | 401236.3164 | 1395505.0787
4862 | 3138712.735 | 526666.1407 | 1305677.8161 |  |  | 0 | 1306368.7781 | 203 | 2925746.5781 | 1300816.6022 | 630661.2136 |  |  | 401236.3164 | 1395505.0787
4863 | 3189224.158 | 702221.521 | 1018906.6485 |  |  | 0 | 1468095.9885 | 203 | 2925746.5781 | 1300816.6022 | 630661.2136 |  |  | 401236.3164 | 1395505.0787
4864 | 3390519.933 | 760739.9811 | 779930.6755 |  |  | 0 | 1849849.2764 | 203 | 2925746.5781 | 1300816.6022 | 630661.2136 |  |  | 401236.3164 | 1395505.0787
4865 | 3396318.076 | 731480.751 | 504022.0522 |  |  | 0 | 2160815.2728 | 203 | 2925746.5781 | 1300816.6022 | 630661.2136 |  |  | 401236.3164 | 1395505.0787
4866 | 3234498.586 | 585184.6008 | 238975.973 |  |  | 0 | 2410338.0122 | 203 | 2925746.5781 | 1300816.6022 | 630661.2136 |  |  | 401236.3164 | 1395505.0787
4867 | 3079458.024 | 351110.7605 | 45622.6858 |  |  | 0 | 2682724.5778 | 203 | 2925746.5781 | 1300816.6022 | 630661.2136 |  |  | 401236.3164 | 1395505.0787
4868 | 2986806.619 | 117036.9202 | 0 |  |  | 0 | 2869769.6988 | 203 | 2925746.5781 | 1300816.6022 | 630661.2136 |  |  | 401236.3164 | 1395505.0787
4869 | 2919686.021 | 29259.23 | 0 |  |  | 0 | 2890426.791 | 203 | 2925746.5781 | 1300816.6022 | 630661.2136 |  |  | 401236.3164 | 1395505.0787
4870 | 2731816.961 | 29259.23 | 0 |  |  | 0 | 2702557.731 | 203 | 2925746.5781 | 1300816.6022 | 630661.2136 |  |  | 401236.3164 | 1395505.0787
4871 | 2548154.732 | 29259.23 | 0 |  |  | 0 | 2518895.502 | 203 | 2925746.5781 | 1300816.6022 | 630661.2136 |  |  | 401236.3164 | 1395505.0787
4872 | 2391404.201 | 29259.23 | 0 |  |  | 0 | 2362144.971 | 203 | 2925746.5781 | 1300816.6022 | 630661.2136 |  |  | 401236.3164 | 1395505.0787
4873 | 2319110.089 | 58518.4601 | 0 |  |  | 0 | 2260591.6289 | 204 | 2957133.0392 | 1598285.441 | 702354.0055 |  |  | 129705.9578 | 786199.5505
4874 | 2304779.484 | 87777.6901 | 0 |  |  | 0 | 2217001.7939 | 204 | 2957133.0392 | 1598285.441 | 702354.0055 |  |  | 129705.9578 | 786199.5505
4875 | 2296381.556 | 146296.1502 | 0 |  |  | 0 | 2150085.4058 | 204 | 2957133.0392 | 1598285.441 | 702354.0055 |  |  | 129705.9578 | 786199.5505
4876 | 2264448.296 | 234073.8403 | 0 |  |  | 0 | 2030374.4557 | 204 | 2957133.0392 | 1598285.441 | 702354.0055 |  |  | 129705.9578 | 786199.5505
4877 | 2365042.399 | 351110.7605 | 13035.0531 |  |  | 0 | 2000896.5854 | 204 | 2957133.0392 | 1598285.441 | 702354.0055 |  |  | 129705.9578 | 786199.5505
4878 | 2570551.867 | 526666.1407 | 336738.8711 |  |  | 0 | 1707146.8552 | 204 | 2957133.0392 | 1598285.441 | 702354.0055 |  |  | 129705.9578 | 786199.5505
4879 | 2836817.333 | 585184.6008 | 801655.764 |  |  | 0 | 1449976.9682 | 204 | 2957133.0392 | 1598285.441 | 702354.0055 |  |  | 129705.9578 | 786199.5505
4880 | 3075206.696 | 438888.4506 | 1249192.5862 |  |  | 0 | 1387125.6592 | 204 | 2957133.0392 | 1598285.441 | 702354.0055 |  |  | 129705.9578 | 786199.5505
4881 | 3218701.388 | 877776.9012 | 1612001.5634 |  |  | 0 | 728922.9234 | 204 | 2957133.0392 | 1598285.441 | 702354.0055 |  |  | 129705.9578 | 786199.5505
4882 | 3312828.99 | 1111850.7416 | 1859667.5717 |  |  | 0 | 341310.6767 | 204 | 2957133.0392 | 1598285.441 | 702354.0055 |  |  | 129705.9578 | 786199.5505
4883 | 3297681.352 | 1141109.9716 | 1959602.9786 |  |  | 0 | 196968.4018 | 204 | 2957133.0392 | 1598285.441 | 702354.0055 |  |  | 129705.9578 | 786199.5505
4884 | 3282268.515 | 1316665.3518 | 1874875.1337 |  |  | 0 | 90728.0295 | 204 | 2957133.0392 | 1598285.441 | 702354.0055 |  |  | 129705.9578 | 786199.5505
4885 | 3298351.78 | 1462961.502 | 1883565.169 |  |  | 48174.8911 | 0 | 204 | 2957133.0392 | 1598285.441 | 702354.0055 |  |  | 129705.9578 | 786199.5505
4886 | 3257601.776 | 1609257.6522 | 1772767.2179 |  |  | 124423.0942 | 0 | 204 | 2957133.0392 | 1598285.441 | 702354.0055 |  |  | 129705.9578 | 786199.5505
4887 | 3314166.814 | 1697035.3424 | 1485996.0503 |  |  | 0 | 131135.4213 | 204 | 2957133.0392 | 1598285.441 | 702354.0055 |  |  | 129705.9578 | 786199.5505
4888 | 3590037.83 | 1901849.9527 | 1103634.4935 |  |  | 0 | 584553.3838 | 204 | 2957133.0392 | 1598285.441 | 702354.0055 |  |  | 129705.9578 | 786199.5505
4889 | 3586884.364 | 2282219.9432 | 658270.1802 |  |  | 0 | 646394.2406 | 204 | 2957133.0392 | 1598285.441 | 702354.0055 |  |  | 129705.9578 | 786199.5505
4890 | 3445127.014 | 2691849.1638 | 236803.4642 |  |  | 0 | 516474.3861 | 204 | 2957133.0392 | 1598285.441 | 702354.0055 |  |  | 129705.9578 | 786199.5505
4891 | 3275937.746 | 2838145.314 | 8690.0354 |  |  | 0 | 429102.3967 | 204 | 2957133.0392 | 1598285.441 | 702354.0055 |  |  | 129705.9578 | 786199.5505
4892 | 3142135.567 | 3247774.5345 | 0 |  |  | 105638.9675 | 0 | 204 | 2957133.0392 | 1598285.441 | 702354.0055 |  |  | 129705.9578 | 786199.5505
4893 | 3032533.591 | 3862218.3654 | 0 |  |  | 829684.7744 | 0 | 204 | 2957133.0392 | 1598285.441 | 702354.0055 |  |  | 129705.9578 | 786199.5505
4894 | 2807262.899 | 3920736.8255 | 0 |  |  | 1113473.9265 | 0 | 204 | 2957133.0392 | 1598285.441 | 702354.0055 |  |  | 129705.9578 | 786199.5505
4895 | 2602726.454 | 3423329.9148 | 0 |  |  | 820603.4608 | 0 | 204 | 2957133.0392 | 1598285.441 | 702354.0055 |  |  | 129705.9578 | 786199.5505
4896 | 2474609.141 | 2545553.0136 | 0 |  |  | 70943.8726 | 0 | 204 | 2957133.0392 | 1598285.441 | 702354.0055 |  |  | 129705.9578 | 786199.5505
4897 | 2421787.08 | 1579998.4222 | 0 |  |  | 0 | 841788.6578 | 205 | 3266151.6447 | 1234983.3346 | 659899.5618 |  |  | 179219.1306 | 1550487.8788
4898 | 2411101.306 | 819258.4411 | 0 |  |  | 0 | 1591842.8649 | 205 | 3266151.6447 | 1234983.3346 | 659899.5618 |  |  | 179219.1306 | 1550487.8788
4899 | 2445347.024 | 321851.5304 | 0 |  |  | 0 | 2123495.4936 | 205 | 3266151.6447 | 1234983.3346 | 659899.5618 |  |  | 179219.1306 | 1550487.8788
4900 | 2517633.629 | 87777.6901 | 0 |  |  | 0 | 2429855.9389 | 205 | 3266151.6447 | 1234983.3346 | 659899.5618 |  |  | 179219.1306 | 1550487.8788
4901 | 2849244.883 | 0 | 73865.3007 |  |  | 0 | 2775379.5823 | 205 | 3266151.6447 | 1234983.3346 | 659899.5618 |  |  | 179219.1306 | 1550487.8788
4902 | 3280591.691 | 0 | 330221.3445 |  |  | 0 | 2950370.3465 | 205 | 3266151.6447 | 1234983.3346 | 659899.5618 |  |  | 179219.1306 | 1550487.8788
4903 | 3601379.805 | 0 | 721272.9367 |  |  | 0 | 2880106.8683 | 205 | 3266151.6447 | 1234983.3346 | 659899.5618 |  |  | 179219.1306 | 1550487.8788
4904 | 3784676.835 | 0 | 1121014.5643 |  |  | 0 | 2663662.2707 | 205 | 3266151.6447 | 1234983.3346 | 659899.5618 |  |  | 179219.1306 | 1550487.8788
4905 | 3871994.804 | 0 | 1451235.9088 |  |  | 0 | 2420758.8952 | 205 | 3266151.6447 | 1234983.3346 | 659899.5618 |  |  | 179219.1306 | 1550487.8788
4906 | 3859553.312 | 29259.23 | 1753214.6383 |  |  | 0 | 2077079.4436 | 205 | 3266151.6447 | 1234983.3346 | 659899.5618 |  |  | 179219.1306 | 1550487.8788
4907 | 3819770.997 | 29259.23 | 1944395.4167 |  |  | 0 | 1846116.3502 | 205 | 3266151.6447 | 1234983.3346 | 659899.5618 |  |  | 179219.1306 | 1550487.8788
4908 | 3790440.602 | 58518.4601 | 1998708.1379 |  |  | 0 | 1733214.0041 | 205 | 3266151.6447 | 1234983.3346 | 659899.5618 |  |  | 179219.1306 | 1550487.8788
4909 | 3720100.66 | 175555.3802 | 1918325.3106 |  |  | 0 | 1626219.9692 | 205 | 3266151.6447 | 1234983.3346 | 659899.5618 |  |  | 179219.1306 | 1550487.8788
4910 | 3607359.387 | 351110.7605 | 1707591.9526 |  |  | 0 | 1548656.674 | 205 | 3266151.6447 | 1234983.3346 | 659899.5618 |  |  | 179219.1306 | 1550487.8788
4911 | 3562782.029 | 643703.0609 | 1346955.4842 |  |  | 0 | 1572123.4839 | 205 | 3266151.6447 | 1234983.3346 | 659899.5618 |  |  | 179219.1306 | 1550487.8788
4912 | 3769126.46 | 1053332.2815 | 812518.3082 |  |  | 0 | 1903275.8703 | 205 | 3266151.6447 | 1234983.3346 | 659899.5618 |  |  | 179219.1306 | 1550487.8788
4913 | 3770216.666 | 1550739.1922 | 432329.2603 |  |  | 0 | 1787148.2136 | 205 | 3266151.6447 | 1234983.3346 | 659899.5618 |  |  | 179219.1306 | 1550487.8788
4914 | 3575496.478 | 2106664.5629 | 184663.2519 |  |  | 0 | 1284168.6632 | 205 | 3266151.6447 | 1234983.3346 | 659899.5618 |  |  | 179219.1306 | 1550487.8788
4915 | 3361573.549 | 2896663.774 | 41277.6681 |  |  | 0 | 423632.1069 | 205 | 3266151.6447 | 1234983.3346 | 659899.5618 |  |  | 179219.1306 | 1550487.8788
4916 | 3242580.496 | 4154810.6658 | 0 |  |  | 912230.1698 | 0 | 205 | 3266151.6447 | 1234983.3346 | 659899.5618 |  |  | 179219.1306 | 1550487.8788
4917 | 3107085.03 | 4886291.4168 | 0 |  |  | 1779206.3868 | 0 | 205 | 3266151.6447 | 1234983.3346 | 659899.5618 |  |  | 179219.1306 | 1550487.8788
4918 | 2853775.613 | 4242588.3559 | 0 |  |  | 1388812.7429 | 0 | 205 | 3266151.6447 | 1234983.3346 | 659899.5618 |  |  | 179219.1306 | 1550487.8788
4919 | 2646394.71 | 2867404.544 | 0 |  |  | 221009.834 | 0 | 205 | 3266151.6447 | 1234983.3346 | 659899.5618 |  |  | 179219.1306 | 1550487.8788
4920 | 2517626.426 | 1784813.0325 | 0 |  |  | 0 | 732813.3935 | 205 | 3266151.6447 | 1234983.3346 | 659899.5618 |  |  | 179219.1306 | 1550487.8788
4921 | 2461872.52 | 1345924.5819 | 0 |  |  | 0 | 1115947.9381 | 206 | 3298137.4459 | 597375.9467 | 675921.8146 |  |  | 0 | 2024839.6847
4922 | 2449120.646 | 1199628.4317 | 0 |  |  | 0 | 1249492.2143 | 206 | 3298137.4459 | 597375.9467 | 675921.8146 |  |  | 0 | 2024839.6847
4923 | 2467268.815 | 965554.5913 | 0 |  |  | 0 | 1501714.2237 | 206 | 3298137.4459 | 597375.9467 | 675921.8146 |  |  | 0 | 2024839.6847
4924 | 2564250.922 | 614443.8309 | 0 |  |  | 0 | 1949807.0911 | 206 | 3298137.4459 | 597375.9467 | 675921.8146 |  |  | 0 | 2024839.6847
4925 | 2896875.646 | 438888.4506 | 45622.6858 |  |  | 0 | 2412364.5096 | 206 | 3298137.4459 | 597375.9467 | 675921.8146 |  |  | 0 | 2024839.6847
4926 | 3332333.203 | 380369.9905 | 323703.818 |  |  | 0 | 2628259.3945 | 206 | 3298137.4459 | 597375.9467 | 675921.8146 |  |  | 0 | 2024839.6847
4927 | 3633695.733 | 204814.6103 | 732135.4809 |  |  | 0 | 2696745.6418 | 206 | 3298137.4459 | 597375.9467 | 675921.8146 |  |  | 0 | 2024839.6847
4928 | 3804244.515 | 0 | 1170982.2677 |  |  | 0 | 2633262.2473 | 206 | 3298137.4459 | 597375.9467 | 675921.8146 |  |  | 0 | 2024839.6847
4929 | 3906455.911 | 146296.1502 | 1533791.2449 |  |  | 0 | 2226368.5159 | 206 | 3298137.4459 | 597375.9467 | 675921.8146 |  |  | 0 | 2024839.6847
4930 | 3915467.85 | 292592.3004 | 1779284.7445 |  |  | 0 | 1843590.8051 | 206 | 3298137.4459 | 597375.9467 | 675921.8146 |  |  | 0 | 2024839.6847
4931 | 3859637.728 | 292592.3004 | 1874875.1337 |  |  | 0 | 1692170.2939 | 206 | 3298137.4459 | 597375.9467 | 675921.8146 |  |  | 0 | 2024839.6847
4932 | 3846228.18 | 321851.5304 | 1883565.169 |  |  | 0 | 1640811.4805 | 206 | 3298137.4459 | 597375.9467 | 675921.8146 |  |  | 0 | 2024839.6847
4933 | 3796213.656 | 409629.2206 | 1811872.3771 |  |  | 0 | 1574712.0583 | 206 | 3298137.4459 | 597375.9467 | 675921.8146 |  |  | 0 | 2024839.6847
4934 | 3681312.111 | 497406.9107 | 1675004.3199 |  |  | 0 | 1508900.8804 | 206 | 3298137.4459 | 597375.9467 | 675921.8146 |  |  | 0 | 2024839.6847
4935 | 3649173.676 | 614443.8309 | 1436028.3469 |  |  | 0 | 1598701.4983 | 206 | 3298137.4459 | 597375.9467 | 675921.8146 |  |  | 0 | 2024839.6847
4936 | 3810459.155 | 760739.9811 | 1068874.352 |  |  | 0 | 1980844.822 | 206 | 3298137.4459 | 597375.9467 | 675921.8146 |  |  | 0 | 2024839.6847
4937 | 3781437.909 | 1053332.2815 | 638717.6006 |  |  | 0 | 2089388.027 | 206 | 3298137.4459 | 597375.9467 | 675921.8146 |  |  | 0 | 2024839.6847
4938 | 3578785.881 | 1170369.2016 | 234630.9553 |  |  | 0 | 2173785.7241 | 206 | 3298137.4459 | 597375.9467 | 675921.8146 |  |  | 0 | 2024839.6847
4939 | 3368400.192 | 1111850.7416 | 13035.0531 |  |  | 0 | 2243514.3974 | 206 | 3298137.4459 | 597375.9467 | 675921.8146 |  |  | 0 | 2024839.6847
4940 | 3243111.241 | 965554.5913 | 0 |  |  | 0 | 2277556.6497 | 206 | 3298137.4459 | 597375.9467 | 675921.8146 |  |  | 0 | 2024839.6847
4941 | 3114689.292 | 526666.1407 | 0 |  |  | 0 | 2588023.1513 | 206 | 3298137.4459 | 597375.9467 | 675921.8146 |  |  | 0 | 2024839.6847
4942 | 2872680.291 | 321851.5304 | 0 |  |  | 0 | 2550828.7606 | 206 | 3298137.4459 | 597375.9467 | 675921.8146 |  |  | 0 | 2024839.6847
4943 | 2636149.477 | 380369.9905 | 0 |  |  | 0 | 2255779.4865 | 206 | 3298137.4459 | 597375.9467 | 675921.8146 |  |  | 0 | 2024839.6847
4944 | 2485434.151 | 321851.5304 | 0 |  |  | 0 | 2163582.6206 | 206 | 3298137.4459 | 597375.9467 | 675921.8146 |  |  | 0 | 2024839.6847
4945 | 2426873.623 | 263333.0704 | 0 |  |  | 0 | 2163540.5526 | 207 | 3271499.241 | 325508.9342 | 360817.5108 |  |  | 0 | 2585172.796
4946 | 2422603.015 | 234073.8403 | 0 |  |  | 0 | 2188529.1747 | 207 | 3271499.241 | 325508.9342 | 360817.5108 |  |  | 0 | 2585172.796
4947 | 2446148.199 | 292592.3004 | 0 |  |  | 0 | 2153555.8986 | 207 | 3271499.241 | 325508.9342 | 360817.5108 |  |  | 0 | 2585172.796
4948 | 2536837.987 | 263333.0704 | 0 |  |  | 0 | 2273504.9166 | 207 | 3271499.241 | 325508.9342 | 360817.5108 |  |  | 0 | 2585172.796
4949 | 2887845.089 | 292592.3004 | 86900.3538 |  |  | 0 | 2508352.4348 | 207 | 3271499.241 | 325508.9342 | 360817.5108 |  |  | 0 | 2585172.796
4950 | 3323179.599 | 380369.9905 | 265046.0791 |  |  | 0 | 2677763.5293 | 207 | 3271499.241 | 325508.9342 | 360817.5108 |  |  | 0 | 2585172.796
4951 | 3644568.246 | 351110.7605 | 488814.4902 |  |  | 0 | 2804642.9953 | 207 | 3271499.241 | 325508.9342 | 360817.5108 |  |  | 0 | 2585172.796
4952 | 3793525.856 | 117036.9202 | 725617.9544 |  |  | 0 | 2950870.9814 | 207 | 3271499.241 | 325508.9342 | 360817.5108 |  |  | 0 | 2585172.796
4953 | 3877415.212 | 117036.9202 | 864658.5205 |  |  | 0 | 2895719.7713 | 207 | 3271499.241 | 325508.9342 | 360817.5108 |  |  | 0 | 2585172.796
4954 | 3869531.958 | 175555.3802 | 945041.3478 |  |  | 0 | 2748935.23 | 207 | 3271499.241 | 325508.9342 | 360817.5108 |  |  | 0 | 2585172.796
4955 | 3820171.674 | 263333.0704 | 1092771.9493 |  |  | 0 | 2464066.6544 | 207 | 3271499.241 | 325508.9342 | 360817.5108 |  |  | 0 | 2585172.796
4956 | 3828124.345 | 409629.2206 | 1107979.5112 |  |  | 0 | 2310515.6132 | 207 | 3271499.241 | 325508.9342 | 360817.5108 |  |  | 0 | 2585172.796
4957 | 3741844.205 | 497406.9107 | 968938.9451 |  |  | 0 | 2275498.3492 | 207 | 3271499.241 | 325508.9342 | 360817.5108 |  |  | 0 | 2585172.796
4958 | 3633888.945 | 497406.9107 | 753860.5694 |  |  | 0 | 2382621.4649 | 207 | 3271499.241 | 325508.9342 | 360817.5108 |  |  | 0 | 2585172.796
4959 | 3583372.599 | 438888.4506 | 553989.7556 |  |  | 0 | 2590494.3928 | 207 | 3271499.241 | 325508.9342 | 360817.5108 |  |  | 0 | 2585172.796
4960 | 3722602.352 | 438888.4506 | 397569.1187 |  |  | 0 | 2886144.7827 | 207 | 3271499.241 | 325508.9342 | 360817.5108 |  |  | 0 | 2585172.796
4961 | 3673864.375 | 526666.1407 | 258528.5526 |  |  | 0 | 2888669.6817 | 207 | 3271499.241 | 325508.9342 | 360817.5108 |  |  | 0 | 2585172.796
4962 | 3501505.849 | 555925.3708 | 123833.0042 |  |  | 0 | 2821747.474 | 207 | 3271499.241 | 325508.9342 | 360817.5108 |  |  | 0 | 2585172.796
4963 | 3322179.092 | 468147.6807 | 26070.1061 |  |  | 0 | 2827961.3052 | 207 | 3271499.241 | 325508.9342 | 360817.5108 |  |  | 0 | 2585172.796
4964 | 3218485.001 | 263333.0704 | 0 |  |  | 0 | 2955151.9306 | 207 | 3271499.241 | 325508.9342 | 360817.5108 |  |  | 0 | 2585172.796
4965 | 3142649.327 | 146296.1502 | 0 |  |  | 0 | 2996353.1768 | 207 | 3271499.241 | 325508.9342 | 360817.5108 |  |  | 0 | 2585172.796
4966 | 2899031.585 | 175555.3802 | 0 |  |  | 0 | 2723476.2048 | 207 | 3271499.241 | 325508.9342 | 360817.5108 |  |  | 0 | 2585172.796
4967 | 2680870.595 | 263333.0704 | 0 |  |  | 0 | 2417537.5246 | 207 | 3271499.241 | 325508.9342 | 360817.5108 |  |  | 0 | 2585172.796
4968 | 2518863.055 | 380369.9905 | 0 |  |  | 0 | 2138493.0645 | 207 | 3271499.241 | 325508.9342 | 360817.5108 |  |  | 0 | 2585172.796
4969 | 2459633.005 | 555925.3708 | 0 |  |  | 0 | 1903707.6342 | 208 | 3314980.3364 | 892406.5162 | 516966.584 |  |  | 0 | 1905607.2361
4970 | 2442375.874 | 848517.6712 | 0 |  |  | 0 | 1593858.2028 | 208 | 3314980.3364 | 892406.5162 | 516966.584 |  |  | 0 | 1905607.2361
4971 | 2474379.062 | 1111850.7416 | 0 |  |  | 0 | 1362528.3204 | 208 | 3314980.3364 | 892406.5162 | 516966.584 |  |  | 0 | 1905607.2361
4972 | 2536892.364 | 1199628.4317 | 0 |  |  | 0 | 1337263.9323 | 208 | 3314980.3364 | 892406.5162 | 516966.584 |  |  | 0 | 1905607.2361
4973 | 2895150.674 | 1199628.4317 | 54312.7211 |  |  | 0 | 1641209.5212 | 208 | 3314980.3364 | 892406.5162 | 516966.584 |  |  | 0 | 1905607.2361
4974 | 3343651.764 | 1053332.2815 | 197698.3049 |  |  | 0 | 2092621.1776 | 208 | 3314980.3364 | 892406.5162 | 516966.584 |  |  | 0 | 1905607.2361
4975 | 3651917.152 | 672962.2909 | 425811.7337 |  |  | 0 | 2553143.1273 | 208 | 3314980.3364 | 892406.5162 | 516966.584 |  |  | 0 | 1905607.2361
4976 | 3850188.09 | 468147.6807 | 701720.3571 |  |  | 0 | 2680320.0523 | 208 | 3314980.3364 | 892406.5162 | 516966.584 |  |  | 0 | 1905607.2361
4977 | 3966749.989 | 643703.0609 | 1003699.0866 |  |  | 0 | 2319347.8415 | 208 | 3314980.3364 | 892406.5162 | 516966.584 |  |  | 0 | 1905607.2361
4978 | 3959742.902 | 526666.1407 | 1323057.8869 |  |  | 0 | 2110018.8744 | 208 | 3314980.3364 | 892406.5162 | 516966.584 |  |  | 0 | 1905607.2361
4979 | 3920579.279 | 380369.9905 | 1540308.7715 |  |  | 0 | 1999900.517 | 208 | 3314980.3364 | 892406.5162 | 516966.584 |  |  | 0 | 1905607.2361
4980 | 3867841.839 | 351110.7605 | 1642416.6872 |  |  | 0 | 1874314.3913 | 208 | 3314980.3364 | 892406.5162 | 516966.584 |  |  | 0 | 1905607.2361
4981 | 3819744.696 | 409629.2206 | 1583758.9484 |  |  | 0 | 1826356.5271 | 208 | 3314980.3364 | 892406.5162 | 516966.584 |  |  | 0 | 1905607.2361
4982 | 3740661.736 | 497406.9107 | 1362163.0461 |  |  | 0 | 1881091.7792 | 208 | 3314980.3364 | 892406.5162 | 516966.584 |  |  | 0 | 1905607.2361
4983 | 3676687.815 | 614443.8309 | 1049321.7724 |  |  | 0 | 2012922.2118 | 208 | 3314980.3364 | 892406.5162 | 516966.584 |  |  | 0 | 1905607.2361
4984 | 3823345.227 | 760739.9811 | 769068.1313 |  |  | 0 | 2293537.1146 | 208 | 3314980.3364 | 892406.5162 | 516966.584 |  |  | 0 | 1905607.2361
4985 | 3758317.037 | 1053332.2815 | 486641.9814 |  |  | 0 | 2218342.7741 | 208 | 3314980.3364 | 892406.5162 | 516966.584 |  |  | 0 | 1905607.2361
4986 | 3561642.447 | 1316665.3518 | 221595.9022 |  |  | 0 | 2023381.1929 | 208 | 3314980.3364 | 892406.5162 | 516966.584 |  |  | 0 | 1905607.2361
4987 | 3352979.659 | 1375183.8119 | 45622.6858 |  |  | 0 | 1932173.1613 | 208 | 3314980.3364 | 892406.5162 | 516966.584 |  |  | 0 | 1905607.2361
4988 | 3227557.249 | 1404443.042 | 0 |  |  | 0 | 1823114.207 | 208 | 3314980.3364 | 892406.5162 | 516966.584 |  |  | 0 | 1905607.2361
4989 | 3123592.765 | 1492220.7321 | 0 |  |  | 0 | 1631372.0329 | 208 | 3314980.3364 | 892406.5162 | 516966.584 |  |  | 0 | 1905607.2361
4990 | 2878620.416 | 1316665.3518 | 0 |  |  | 0 | 1561955.0642 | 208 | 3314980.3364 | 892406.5162 | 516966.584 |  |  | 0 | 1905607.2361
4991 | 2674396.574 | 1111850.7416 | 0 |  |  | 0 | 1562545.8324 | 208 | 3314980.3364 | 892406.5162 | 516966.584 |  |  | 0 | 1905607.2361
4992 | 2552880.458 | 1053332.2815 | 0 |  |  | 0 | 1499548.1765 | 208 | 3314980.3364 | 892406.5162 | 516966.584 |  |  | 0 | 1905607.2361
4993 | 2488081.431 | 1053332.2815 | 0 |  |  | 0 | 1434749.1495 | 209 | 3224672.0395 | 4658313.2494 | 668227.5124 |  |  | 2784060.2328 | 682191.5105
4994 | 2434974.396 | 936295.3613 | 0 |  |  | 0 | 1498679.0347 | 209 | 3224672.0395 | 4658313.2494 | 668227.5124 |  |  | 2784060.2328 | 682191.5105
4995 | 2456229.669 | 702221.521 | 0 |  |  | 0 | 1754008.148 | 209 | 3224672.0395 | 4658313.2494 | 668227.5124 |  |  | 2784060.2328 | 682191.5105
4996 | 2543499.104 | 526666.1407 | 0 |  |  | 0 | 2016832.9633 | 209 | 3224672.0395 | 4658313.2494 | 668227.5124 |  |  | 2784060.2328 | 682191.5105
4997 | 2882017.192 | 438888.4506 | 45622.6858 |  |  | 0 | 2397506.0556 | 209 | 3224672.0395 | 4658313.2494 | 668227.5124 |  |  | 2784060.2328 | 682191.5105
4998 | 3298454.189 | 438888.4506 | 317186.2914 |  |  | 0 | 2542379.4469 | 209 | 3224672.0395 | 4658313.2494 | 668227.5124 |  |  | 2784060.2328 | 682191.5105
4999 | 3604110.203 | 409629.2206 | 734307.9898 |  |  | 0 | 2460172.9927 | 209 | 3224672.0395 | 4658313.2494 | 668227.5124 |  |  | 2784060.2328 | 682191.5105
5000 | 3776357.604 | 702221.521 | 1160119.7235 |  |  | 0 | 1914016.3595 | 209 | 3224672.0395 | 4658313.2494 | 668227.5124 |  |  | 2784060.2328 | 682191.5105
5001 | 3880860.114 | 2018886.8728 | 1507721.1388 |  |  | 0 | 354252.1024 | 209 | 3224672.0395 | 4658313.2494 | 668227.5124 |  |  | 2784060.2328 | 682191.5105
5002 | 3888499.743 | 3101478.3843 | 1746697.1118 |  |  | 959675.7531 | 0 | 209 | 3224672.0395 | 4658313.2494 | 668227.5124 |  |  | 2784060.2328 | 682191.5105
5003 | 3802122.206 | 3920736.8255 | 1887910.1867 |  |  | 2006524.8062 | 0 | 209 | 3224672.0395 | 4658313.2494 | 668227.5124 |  |  | 2784060.2328 | 682191.5105
5004 | 3717924.23 | 4944809.8769 | 1916152.8017 |  |  | 3143038.4486 | 0 | 209 | 3224672.0395 | 4658313.2494 | 668227.5124 |  |  | 2784060.2328 | 682191.5105
5005 | 3659571.995 | 5793327.5481 | 1840114.9921 |  |  | 3973870.5452 | 0 | 209 | 3224672.0395 | 4658313.2494 | 668227.5124 |  |  | 2784060.2328 | 682191.5105
5006 | 3528986.132 | 6466289.839 | 1666314.2845 |  |  | 4603617.9915 | 0 | 209 | 3224672.0395 | 4658313.2494 | 668227.5124 |  |  | 2784060.2328 | 682191.5105
5007 | 3495187.26 | 6846659.8296 | 1381715.6257 |  |  | 4733188.1953 | 0 | 209 | 3224672.0395 | 4658313.2494 | 668227.5124 |  |  | 2784060.2328 | 682191.5105
5008 | 3661892.201 | 8075547.4913 | 1008044.1043 |  |  | 5421699.3946 | 0 | 209 | 3224672.0395 | 4658313.2494 | 668227.5124 |  |  | 2784060.2328 | 682191.5105
5009 | 3641266.671 | 9714064.3736 | 573542.3352 |  |  | 6646340.0378 | 0 | 209 | 3224672.0395 | 4658313.2494 | 668227.5124 |  |  | 2784060.2328 | 682191.5105
5010 | 3420482.034 | 11323322.0258 | 225940.9199 |  |  | 8128780.9118 | 0 | 209 | 3224672.0395 | 4658313.2494 | 668227.5124 |  |  | 2784060.2328 | 682191.5105
5011 | 3231184.487 | 10474804.3546 | 26070.1061 |  |  | 7269689.9738 | 0 | 209 | 3224672.0395 | 4658313.2494 | 668227.5124 |  |  | 2784060.2328 | 682191.5105
5012 | 3109551.415 | 8836287.4724 | 0 |  |  | 5726736.0574 | 0 | 209 | 3224672.0395 | 4658313.2494 | 668227.5124 |  |  | 2784060.2328 | 682191.5105
5013 | 3039439.88 | 8309621.3316 | 0 |  |  | 5270181.4516 | 0 | 209 | 3224672.0395 | 4658313.2494 | 668227.5124 |  |  | 2784060.2328 | 682191.5105
5014 | 2805707.029 | 6524808.2991 | 0 |  |  | 3719101.2701 | 0 | 209 | 3224672.0395 | 4658313.2494 | 668227.5124 |  |  | 2784060.2328 | 682191.5105
5015 | 2577183.906 | 5237402.1773 | 0 |  |  | 2660218.2713 | 0 | 209 | 3224672.0395 | 4658313.2494 | 668227.5124 |  |  | 2784060.2328 | 682191.5105
5016 | 2448545.858 | 5003328.337 | 0 |  |  | 2554782.479 | 0 | 209 | 3224672.0395 | 4658313.2494 | 668227.5124 |  |  | 2784060.2328 | 682191.5105
5017 | 2393908.048 | 5851846.0082 | 0 |  |  | 3457937.9602 | 0 | 210 | 3007383.6162 | 5717741.2038 | 678275.3658 |  |  | 3398921.0906 | 10288.1372
5018 | 2372686.027 | 7022215.2098 | 0 |  |  | 4649529.1828 | 0 | 210 | 3007383.6162 | 5717741.2038 | 678275.3658 |  |  | 3398921.0906 | 10288.1372
5019 | 2385754.85 | 7080733.6699 | 0 |  |  | 4694978.8199 | 0 | 210 | 3007383.6162 | 5717741.2038 | 678275.3658 |  |  | 3398921.0906 | 10288.1372
5020 | 2387056.82 | 6349252.9189 | 0 |  |  | 3962196.0989 | 0 | 210 | 3007383.6162 | 5717741.2038 | 678275.3658 |  |  | 3398921.0906 | 10288.1372
5021 | 2533979.535 | 5676290.6279 | 28242.615 |  |  | 3170553.7079 | 0 | 210 | 3007383.6162 | 5717741.2038 | 678275.3658 |  |  | 3398921.0906 | 10288.1372
5022 | 2785538.446 | 5383698.3275 | 315013.7826 |  |  | 2913173.6641 | 0 | 210 | 3007383.6162 | 5717741.2038 | 678275.3658 |  |  | 3398921.0906 | 10288.1372
5023 | 3079892.538 | 6173697.5386 | 760378.0959 |  |  | 3854183.0966 | 0 | 210 | 3007383.6162 | 5717741.2038 | 678275.3658 |  |  | 3398921.0906 | 10288.1372
5024 | 3301406.942 | 6583326.7592 | 1197052.3739 |  |  | 4478972.1911 | 0 | 210 | 3007383.6162 | 5717741.2038 | 678275.3658 |  |  | 3398921.0906 | 10288.1372
5025 | 3450552.113 | 6056660.6185 | 1551171.3157 |  |  | 4157279.8211 | 0 | 210 | 3007383.6162 | 5717741.2038 | 678275.3658 |  |  | 3398921.0906 | 10288.1372
5026 | 3490069.64 | 4798513.7267 | 1809699.8683 |  |  | 3118143.955 | 0 | 210 | 3007383.6162 | 5717741.2038 | 678275.3658 |  |  | 3398921.0906 | 10288.1372
5027 | 3455682.68 | 3481848.3749 | 1942222.9079 |  |  | 1968388.6027 | 0 | 210 | 3007383.6162 | 5717741.2038 | 678275.3658 |  |  | 3398921.0906 | 10288.1372
5028 | 3432637.206 | 2604071.4736 | 1961775.4875 |  |  | 1133209.7551 | 0 | 210 | 3007383.6162 | 5717741.2038 | 678275.3658 |  |  | 3398921.0906 | 10288.1372
5029 | 3422225.974 | 2077405.3329 | 1870530.116 |  |  | 525709.4749 | 0 | 210 | 3007383.6162 | 5717741.2038 | 678275.3658 |  |  | 3398921.0906 | 10288.1372
5030 | 3476934.597 | 1843331.4926 | 1677176.8287 |  |  | 43573.7243 | 0 | 210 | 3007383.6162 | 5717741.2038 | 678275.3658 |  |  | 3398921.0906 | 10288.1372
5031 | 3345103.836 | 1814072.2625 | 1373025.5904 |  |  | 0 | 158005.9831 | 210 | 3007383.6162 | 5717741.2038 | 678275.3658 |  |  | 3398921.0906 | 10288.1372
5032 | 3443053.449 | 2369997.6333 | 984146.507 |  |  | 0 | 88909.3087 | 210 | 3007383.6162 | 5717741.2038 | 678275.3658 |  |  | 3398921.0906 | 10288.1372
5033 | 3448387.712 | 3042959.9243 | 562679.791 |  |  | 157252.0032 | 0 | 210 | 3007383.6162 | 5717741.2038 | 678275.3658 |  |  | 3398921.0906 | 10288.1372
5034 | 3255249.539 | 3803699.9053 | 217250.8845 |  |  | 765701.2509 | 0 | 210 | 3007383.6162 | 5717741.2038 | 678275.3658 |  |  | 3398921.0906 | 10288.1372
5035 | 3080715.805 | 5091106.0271 | 28242.615 |  |  | 2038632.8371 | 0 | 210 | 3007383.6162 | 5717741.2038 | 678275.3658 |  |  | 3398921.0906 | 10288.1372
5036 | 3005972.408 | 6817400.5995 | 0 |  |  | 3811428.1915 | 0 | 210 | 3007383.6162 | 5717741.2038 | 678275.3658 |  |  | 3398921.0906 | 10288.1372
5037 | 2964976.233 | 9187398.2328 | 0 |  |  | 6222421.9998 | 0 | 210 | 3007383.6162 | 5717741.2038 | 678275.3658 |  |  | 3398921.0906 | 10288.1372
5038 | 2742708.762 | 10591841.2748 | 0 |  |  | 7849132.5128 | 0 | 210 | 3007383.6162 | 5717741.2038 | 678275.3658 |  |  | 3398921.0906 | 10288.1372
5039 | 2522782.514 | 11528136.6361 | 0 |  |  | 9005354.1221 | 0 | 210 | 3007383.6162 | 5717741.2038 | 678275.3658 |  |  | 3398921.0906 | 10288.1372
5040 | 2399931.115 | 11996284.3168 | 0 |  |  | 9596353.2018 | 0 | 210 | 3007383.6162 | 5717741.2038 | 678275.3658 |  |  | 3398921.0906 | 10288.1372
5041 | 2356036.294 | 11791469.7065 | 0 |  |  | 9435433.4125 | 0 | 211 | 2987476.0305 | 3205104.8241 | 654377.7685 |  |  | 1642300.3018 | 770293.7398
5042 | 2321250.833 | 11235544.3357 | 0 |  |  | 8914293.5027 | 0 | 211 | 2987476.0305 | 3205104.8241 | 654377.7685 |  |  | 1642300.3018 | 770293.7398
5043 | 2312162.987 | 9977397.4439 | 0 |  |  | 7665234.4569 | 0 | 211 | 2987476.0305 | 3205104.8241 | 654377.7685 |  |  | 1642300.3018 | 770293.7398
5044 | 2311763.784 | 7899992.111 | 0 |  |  | 5588228.327 | 0 | 211 | 2987476.0305 | 3205104.8241 | 654377.7685 |  |  | 1642300.3018 | 770293.7398
5045 | 2395783.316 | 5998142.1584 | 69520.2831 |  |  | 3671879.1254 | 0 | 211 | 2987476.0305 | 3205104.8241 | 654377.7685 |  |  | 1642300.3018 | 770293.7398
5046 | 2591649.796 | 4564439.8864 | 278081.1322 |  |  | 2250871.2226 | 0 | 211 | 2987476.0305 | 3205104.8241 | 654377.7685 |  |  | 1642300.3018 | 770293.7398
5047 | 2877917.314 | 2867404.544 | 612647.4944 |  |  | 602134.7244 | 0 | 211 | 2987476.0305 | 3205104.8241 | 654377.7685 |  |  | 1642300.3018 | 770293.7398
5048 | 3121902.788 | 1755553.8025 | 1018906.6485 |  |  | 0 | 347442.337 | 211 | 2987476.0305 | 3205104.8241 | 654377.7685 |  |  | 1642300.3018 | 770293.7398
5049 | 3279685.866 | 819258.4411 | 1399095.6965 |  |  | 0 | 1061331.7284 | 211 | 2987476.0305 | 3205104.8241 | 654377.7685 |  |  | 1642300.3018 | 770293.7398
5050 | 3371930.278 | 380369.9905 | 1724972.0233 |  |  | 0 | 1266588.2641 | 211 | 2987476.0305 | 3205104.8241 | 654377.7685 |  |  | 1642300.3018 | 770293.7398
5051 | 3405551.222 | 204814.6103 | 1905290.2575 |  |  | 0 | 1295446.3542 | 211 | 2987476.0305 | 3205104.8241 | 654377.7685 |  |  | 1642300.3018 | 770293.7398
5052 | 3384560.34 | 497406.9107 | 1959602.9786 |  |  | 0 | 927550.4507 | 211 | 2987476.0305 | 3205104.8241 | 654377.7685 |  |  | 1642300.3018 | 770293.7398
5053 | 3379236.206 | 1228887.6617 | 1879220.1513 |  |  | 0 | 271128.3929 | 211 | 2987476.0305 | 3205104.8241 | 654377.7685 |  |  | 1642300.3018 | 770293.7398
5054 | 3371586.609 | 2048146.1029 | 1688039.3729 |  |  | 364598.8668 | 0 | 211 | 2987476.0305 | 3205104.8241 | 654377.7685 |  |  | 1642300.3018 | 770293.7398
5055 | 3388894.648 | 2691849.1638 | 1401268.2053 |  |  | 704222.7211 | 0 | 211 | 2987476.0305 | 3205104.8241 | 654377.7685 |  |  | 1642300.3018 | 770293.7398
5056 | 3611515.078 | 2867404.544 | 962421.4186 |  |  | 218310.8846 | 0 | 211 | 2987476.0305 | 3205104.8241 | 654377.7685 |  |  | 1642300.3018 | 770293.7398
5057 | 3620714.203 | 2721108.3938 | 562679.791 |  |  | 0 | 336926.0182 | 211 | 2987476.0305 | 3205104.8241 | 654377.7685 |  |  | 1642300.3018 | 770293.7398
5058 | 3413845.695 | 2282219.9432 | 212905.8669 |  |  | 0 | 918719.885 | 211 | 2987476.0305 | 3205104.8241 | 654377.7685 |  |  | 1642300.3018 | 770293.7398
5059 | 3247678 | 1667776.1123 | 30415.1238 |  |  | 0 | 1549486.7638 | 211 | 2987476.0305 | 3205104.8241 | 654377.7685 |  |  | 1642300.3018 | 770293.7398
5060 | 3114016.826 | 1199628.4317 | 0 |  |  | 0 | 1914388.3943 | 211 | 2987476.0305 | 3205104.8241 | 654377.7685 |  |  | 1642300.3018 | 770293.7398
5061 | 3026458 | 819258.4411 | 0 |  |  | 0 | 2207199.5589 | 211 | 2987476.0305 | 3205104.8241 | 654377.7685 |  |  | 1642300.3018 | 770293.7398
5062 | 2773947.336 | 555925.3708 | 0 |  |  | 0 | 2218021.9652 | 211 | 2987476.0305 | 3205104.8241 | 654377.7685 |  |  | 1642300.3018 | 770293.7398
5063 | 2580345.271 | 380369.9905 | 0 |  |  | 0 | 2199975.2805 | 211 | 2987476.0305 | 3205104.8241 | 654377.7685 |  |  | 1642300.3018 | 770293.7398
5064 | 2440992.043 | 468147.6807 | 0 |  |  | 0 | 1972844.3623 | 211 | 2987476.0305 | 3205104.8241 | 654377.7685 |  |  | 1642300.3018 | 770293.7398
5065 | 2384569.928 | 702221.521 | 0 |  |  | 0 | 1682348.407 | 212 | 3388570.572 | 2700383.1059 | 666779.1732 |  |  | 519976.3242 | 541384.6173
5066 | 2385675.685 | 1024073.0514 | 0 |  |  | 0 | 1361602.6336 | 212 | 3388570.572 | 2700383.1059 | 666779.1732 |  |  | 519976.3242 | 541384.6173
5067 | 2413238.049 | 1404443.042 | 0 |  |  | 0 | 1008795.007 | 212 | 3388570.572 | 2700383.1059 | 666779.1732 |  |  | 519976.3242 | 541384.6173
5068 | 2509586.597 | 1755553.8025 | 0 |  |  | 0 | 754032.7945 | 212 | 3388570.572 | 2700383.1059 | 666779.1732 |  |  | 519976.3242 | 541384.6173
5069 | 2916943.996 | 2194442.2531 | 6517.5265 |  |  | 0 | 715984.2164 | 212 | 3388570.572 | 2700383.1059 | 666779.1732 |  |  | 519976.3242 | 541384.6173
5070 | 3440854.86 | 2574812.2436 | 315013.7826 |  |  | 0 | 551028.8338 | 212 | 3388570.572 | 2700383.1059 | 666779.1732 |  |  | 519976.3242 | 541384.6173
5071 | 3808535.984 | 2165183.023 | 771240.6401 |  |  | 0 | 872112.3208 | 212 | 3388570.572 | 2700383.1059 | 666779.1732 |  |  | 519976.3242 | 541384.6173
5072 | 3973699.519 | 2428516.0934 | 1192707.3562 |  |  | 0 | 352476.0694 | 212 | 3388570.572 | 2700383.1059 | 666779.1732 |  |  | 519976.3242 | 541384.6173
5073 | 4100652.731 | 3452589.1448 | 1535963.7538 |  |  | 887900.1676 | 0 | 212 | 3388570.572 | 2700383.1059 | 666779.1732 |  |  | 519976.3242 | 541384.6173
5074 | 4091009.506 | 3364811.4547 | 1781457.2533 |  |  | 1055259.202 | 0 | 212 | 3388570.572 | 2700383.1059 | 666779.1732 |  |  | 519976.3242 | 541384.6173
5075 | 4014851.976 | 2750367.6238 | 1922670.3283 |  |  | 658185.9761 | 0 | 212 | 3388570.572 | 2700383.1059 | 666779.1732 |  |  | 519976.3242 | 541384.6173
5076 | 4013004.19 | 2662589.9337 | 1946567.9256 |  |  | 596153.6693 | 0 | 212 | 3388570.572 | 2700383.1059 | 666779.1732 |  |  | 519976.3242 | 541384.6173
5077 | 3963287.135 | 2633330.7037 | 1850977.5364 |  |  | 521021.105 | 0 | 212 | 3388570.572 | 2700383.1059 | 666779.1732 |  |  | 519976.3242 | 541384.6173
5078 | 3812423.257 | 2633330.7037 | 1627209.1253 |  |  | 448116.572 | 0 | 212 | 3388570.572 | 2700383.1059 | 666779.1732 |  |  | 519976.3242 | 541384.6173
5079 | 3740447.339 | 2574812.2436 | 1342610.4665 |  |  | 176975.3711 | 0 | 212 | 3388570.572 | 2700383.1059 | 666779.1732 |  |  | 519976.3242 | 541384.6173
5080 | 3925721.49 | 2428516.0934 | 927661.277 |  |  | 0 | 569544.1196 | 212 | 3388570.572 | 2700383.1059 | 666779.1732 |  |  | 519976.3242 | 541384.6173
5081 | 3899669.644 | 2282219.9432 | 556162.2644 |  |  | 0 | 1061287.4364 | 212 | 3388570.572 | 2700383.1059 | 666779.1732 |  |  | 519976.3242 | 541384.6173
5082 | 3667186.535 | 2048146.1029 | 217250.8845 |  |  | 0 | 1401789.5476 | 212 | 3388570.572 | 2700383.1059 | 666779.1732 |  |  | 519976.3242 | 541384.6173
5083 | 3474608.481 | 1901849.9527 | 8690.0354 |  |  | 0 | 1564068.493 | 212 | 3388570.572 | 2700383.1059 | 666779.1732 |  |  | 519976.3242 | 541384.6173
5084 | 3350237.113 | 2340738.4033 | 0 |  |  | 0 | 1009498.7097 | 212 | 3388570.572 | 2700383.1059 | 666779.1732 |  |  | 519976.3242 | 541384.6173
5085 | 3219399.84 | 3130737.6144 | 0 |  |  | 0 | 88662.2256 | 212 | 3388570.572 | 2700383.1059 | 666779.1732 |  |  | 519976.3242 | 541384.6173
5086 | 2924384.724 | 4271847.586 | 0 |  |  | 1347462.862 | 0 | 212 | 3388570.572 | 2700383.1059 | 666779.1732 |  |  | 519976.3242 | 541384.6173
5087 | 2726333.456 | 5500735.2477 | 0 |  |  | 2774401.7917 | 0 | 212 | 3388570.572 | 2700383.1059 | 666779.1732 |  |  | 519976.3242 | 541384.6173
5088 | 2569371.694 | 6583326.7592 | 0 |  |  | 4013955.0652 | 0 | 212 | 3388570.572 | 2700383.1059 | 666779.1732 |  |  | 519976.3242 | 541384.6173
5089 | 2509237.725 | 7490362.8905 | 0 |  |  | 4981125.1655 | 0 | 213 | 3437403.3345 | 7275795.2035 | 645506.6907 |  |  | 4496249.1147 | 12350.555
5090 | 2512506.121 | 7958510.5711 | 0 |  |  | 5446004.4501 | 0 | 213 | 3437403.3345 | 7275795.2035 | 645506.6907 |  |  | 4496249.1147 | 12350.555
5091 | 2551804.79 | 7870732.881 | 0 |  |  | 5318928.091 | 0 | 213 | 3437403.3345 | 7275795.2035 | 645506.6907 |  |  | 4496249.1147 | 12350.555
5092 | 2637919.271 | 7051474.4399 | 0 |  |  | 4413555.1689 | 0 | 213 | 3437403.3345 | 7275795.2035 | 645506.6907 |  |  | 4496249.1147 | 12350.555
5093 | 3018927.61 | 5851846.0082 | 58657.7388 |  |  | 2891576.137 | 0 | 213 | 3437403.3345 | 7275795.2035 | 645506.6907 |  |  | 4496249.1147 | 12350.555
5094 | 3505707.054 | 4505921.4263 | 297633.7118 |  |  | 1297848.0841 | 0 | 213 | 3437403.3345 | 7275795.2035 | 645506.6907 |  |  | 4496249.1147 | 12350.555
5095 | 3832950.589 | 2867404.544 | 669132.7244 |  |  | 0 | 296413.3206 | 213 | 3437403.3345 | 7275795.2035 | 645506.6907 |  |  | 4496249.1147 | 12350.555
5096 | 3967478.332 | 2984441.4642 | 1064529.3343 |  |  | 81492.4665 | 0 | 213 | 3437403.3345 | 7275795.2035 | 645506.6907 |  |  | 4496249.1147 | 12350.555
5097 | 4054853.36 | 3072219.1543 | 1446890.8911 |  |  | 464256.6854 | 0 | 213 | 3437403.3345 | 7275795.2035 | 645506.6907 |  |  | 4496249.1147 | 12350.555
5098 | 4063844.874 | 3277033.7646 | 1718454.4968 |  |  | 931643.3874 | 0 | 213 | 3437403.3345 | 7275795.2035 | 645506.6907 |  |  | 4496249.1147 | 12350.555
5099 | 4017235.178 | 4125551.4358 | 1864012.5894 |  |  | 1972328.8472 | 0 | 213 | 3437403.3345 | 7275795.2035 | 645506.6907 |  |  | 4496249.1147 | 12350.555
5100 | 4022132.263 | 5822586.7781 | 1887910.1867 |  |  | 3688364.7019 | 0 | 213 | 3437403.3345 | 7275795.2035 | 645506.6907 |  |  | 4496249.1147 | 12350.555
5101 | 3950077.317 | 7782955.1909 | 1803182.3418 |  |  | 5636060.2156 | 0 | 213 | 3437403.3345 | 7275795.2035 | 645506.6907 |  |  | 4496249.1147 | 12350.555
5102 | 3792211.141 | 9626286.6835 | 1629381.6341 |  |  | 7463457.1766 | 0 | 213 | 3437403.3345 | 7275795.2035 | 645506.6907 |  |  | 4496249.1147 | 12350.555
5103 | 3794659.688 | 11147766.6456 | 1368680.5727 |  |  | 8721787.5302 | 0 | 213 | 3437403.3345 | 7275795.2035 | 645506.6907 |  |  | 4496249.1147 | 12350.555
5104 | 4014176.577 | 11937765.8567 | 921143.7505 |  |  | 8844733.0302 | 0 | 213 | 3437403.3345 | 7275795.2035 | 645506.6907 |  |  | 4496249.1147 | 12350.555
5105 | 3961082.534 | 12259617.3871 | 534437.176 |  |  | 8832972.0291 | 0 | 213 | 3437403.3345 | 7275795.2035 | 645506.6907 |  |  | 4496249.1147 | 12350.555
5106 | 3749005.612 | 11967025.0867 | 208560.8492 |  |  | 8426580.3239 | 0 | 213 | 3437403.3345 | 7275795.2035 | 645506.6907 |  |  | 4496249.1147 | 12350.555
5107 | 3534404.884 | 10445545.1246 | 19552.5796 |  |  | 6930692.8202 | 0 | 213 | 3437403.3345 | 7275795.2035 | 645506.6907 |  |  | 4496249.1147 | 12350.555
5108 | 3419741.541 | 7373325.9703 | 0 |  |  | 3953584.4293 | 0 | 213 | 3437403.3345 | 7275795.2035 | 645506.6907 |  |  | 4496249.1147 | 12350.555
5109 | 3249801.188 | 6583326.7592 | 0 |  |  | 3333525.5712 | 0 | 213 | 3437403.3345 | 7275795.2035 | 645506.6907 |  |  | 4496249.1147 | 12350.555
5110 | 2963713.611 | 6963696.7497 | 0 |  |  | 3999983.1387 | 0 | 213 | 3437403.3345 | 7275795.2035 | 645506.6907 |  |  | 4496249.1147 | 12350.555
5111 | 2754842.396 | 7665918.2707 | 0 |  |  | 4911075.8747 | 0 | 213 | 3437403.3345 | 7275795.2035 | 645506.6907 |  |  | 4496249.1147 | 12350.555
5112 | 2619366.372 | 7987769.8012 | 0 |  |  | 5368403.4292 | 0 | 213 | 3437403.3345 | 7275795.2035 | 645506.6907 |  |  | 4496249.1147 | 12350.555
5113 | 2542156.483 | 7929251.3411 | 0 |  |  | 5387094.8581 | 0 | 214 | 3461701.7052 | 7463541.9296 | 571098.2628 |  |  | 4577042.823 | 4104.3358
5114 | 2524064.23 | 7607399.8106 | 0 |  |  | 5083335.5806 | 0 | 214 | 3461701.7052 | 7463541.9296 | 571098.2628 |  |  | 4577042.823 | 4104.3358
5115 | 2568707.65 | 7314807.5102 | 0 |  |  | 4746099.8602 | 0 | 214 | 3461701.7052 | 7463541.9296 | 571098.2628 |  |  | 4577042.823 | 4104.3358
5116 | 2652517.509 | 6027401.3884 | 0 |  |  | 3374883.8794 | 0 | 214 | 3461701.7052 | 7463541.9296 | 571098.2628 |  |  | 4577042.823 | 4104.3358
5117 | 3051307.169 | 4915550.6469 | 65175.2654 |  |  | 1929418.7432 | 0 | 214 | 3461701.7052 | 7463541.9296 | 571098.2628 |  |  | 4577042.823 | 4104.3358
5118 | 3561354.525 | 4154810.6658 | 245493.4995 |  |  | 838949.6403 | 0 | 214 | 3461701.7052 | 7463541.9296 | 571098.2628 |  |  | 4577042.823 | 4104.3358
5119 | 3874058.965 | 3306292.9946 | 469261.9106 |  |  | 0 | 98504.0598 | 214 | 3461701.7052 | 7463541.9296 | 571098.2628 |  |  | 4577042.823 | 4104.3358
5120 | 4037140.414 | 3686662.9852 | 753860.5694 |  |  | 403383.1405 | 0 | 214 | 3461701.7052 | 7463541.9296 | 571098.2628 |  |  | 4577042.823 | 4104.3358
5121 | 4158627.406 | 3949996.0555 | 1218777.4623 |  |  | 1010146.1118 | 0 | 214 | 3461701.7052 | 7463541.9296 | 571098.2628 |  |  | 4577042.823 | 4104.3358
5122 | 4133617.647 | 5003328.337 | 1664141.7756 |  |  | 2533852.4656 | 0 | 214 | 3461701.7052 | 7463541.9296 | 571098.2628 |  |  | 4577042.823 | 4104.3358
5123 | 4093884.736 | 6583326.7592 | 1870530.116 |  |  | 4359972.1392 | 0 | 214 | 3461701.7052 | 7463541.9296 | 571098.2628 |  |  | 4577042.823 | 4104.3358
5124 | 4079907.944 | 8280362.1016 | 1883565.169 |  |  | 6084019.3266 | 0 | 214 | 3461701.7052 | 7463541.9296 | 571098.2628 |  |  | 4577042.823 | 4104.3358
5125 | 4010234.941 | 9977397.4439 | 1703246.9349 |  |  | 7670409.4378 | 0 | 214 | 3461701.7052 | 7463541.9296 | 571098.2628 |  |  | 4577042.823 | 4104.3358
5126 | 3876592.648 | 11469618.176 | 1546826.298 |  |  | 9139851.826 | 0 | 214 | 3461701.7052 | 7463541.9296 | 571098.2628 |  |  | 4577042.823 | 4104.3358
5127 | 3812263.339 | 12464431.9974 | 1123187.0731 |  |  | 9775355.7315 | 0 | 214 | 3461701.7052 | 7463541.9296 | 571098.2628 |  |  | 4577042.823 | 4104.3358
5128 | 3976658.722 | 12815542.7579 | 621337.5298 |  |  | 9460221.5657 | 0 | 214 | 3461701.7052 | 7463541.9296 | 571098.2628 |  |  | 4577042.823 | 4104.3358
5129 | 3908758.003 | 12903320.448 | 343256.3976 |  |  | 9337818.8426 | 0 | 214 | 3461701.7052 | 7463541.9296 | 571098.2628 |  |  | 4577042.823 | 4104.3358
5130 | 3684105.792 | 12171839.697 | 169455.6899 |  |  | 8657189.595 | 0 | 214 | 3461701.7052 | 7463541.9296 | 571098.2628 |  |  | 4577042.823 | 4104.3358
5131 | 3494346.225 | 9860360.5238 | 28242.615 |  |  | 6394256.9138 | 0 | 214 | 3461701.7052 | 7463541.9296 | 571098.2628 |  |  | 4577042.823 | 4104.3358
5132 | 3407157.72 | 6349252.9189 | 0 |  |  | 2942095.1989 | 0 | 214 | 3461701.7052 | 7463541.9296 | 571098.2628 |  |  | 4577042.823 | 4104.3358
5133 | 3263707.444 | 5588512.9378 | 0 |  |  | 2324805.4938 | 0 | 214 | 3461701.7052 | 7463541.9296 | 571098.2628 |  |  | 4577042.823 | 4104.3358
5134 | 2978733.741 | 5647031.3979 | 0 |  |  | 2668297.6569 | 0 | 214 | 3461701.7052 | 7463541.9296 | 571098.2628 |  |  | 4577042.823 | 4104.3358
5135 | 2768465.276 | 5705549.858 | 0 |  |  | 2937084.582 | 0 | 214 | 3461701.7052 | 7463541.9296 | 571098.2628 |  |  | 4577042.823 | 4104.3358
5136 | 2622472.396 | 5412957.5576 | 0 |  |  | 2790485.1616 | 0 | 214 | 3461701.7052 | 7463541.9296 | 571098.2628 |  |  | 4577042.823 | 4104.3358
5137 | 2547784.865 | 4857032.1868 | 0 |  |  | 2309247.3218 | 0 | 215 | 3635743.0091 | 1216696.3159 | 286680.6464 |  |  | 174593.2556 | 2306959.3025
5138 | 2533162.366 | 4008514.5156 | 0 |  |  | 1475352.1496 | 0 | 215 | 3635743.0091 | 1216696.3159 | 286680.6464 |  |  | 174593.2556 | 2306959.3025
5139 | 2578802.8 | 2984441.4642 | 0 |  |  | 405638.6642 | 0 | 215 | 3635743.0091 | 1216696.3159 | 286680.6464 |  |  | 174593.2556 | 2306959.3025
5140 | 2699875.643 | 1550739.1922 | 0 |  |  | 0 | 1149136.4508 | 215 | 3635743.0091 | 1216696.3159 | 286680.6464 |  |  | 174593.2556 | 2306959.3025
5141 | 3125938.067 | 468147.6807 | 30415.1238 |  |  | 0 | 2627375.2625 | 215 | 3635743.0091 | 1216696.3159 | 286680.6464 |  |  | 174593.2556 | 2306959.3025
5142 | 3758133.805 | 58518.4601 | 97762.898 |  |  | 0 | 3601852.4469 | 215 | 3635743.0091 | 1216696.3159 | 286680.6464 |  |  | 174593.2556 | 2306959.3025
5143 | 4080313.774 | 0 | 180318.2342 |  |  | 0 | 3899995.5398 | 215 | 3635743.0091 | 1216696.3159 | 286680.6464 |  |  | 174593.2556 | 2306959.3025
5144 | 4260866.76 | 117036.9202 | 284598.6588 |  |  | 0 | 3859231.1811 | 215 | 3635743.0091 | 1216696.3159 | 286680.6464 |  |  | 174593.2556 | 2306959.3025
5145 | 4448158.733 | 438888.4506 | 378016.5391 |  |  | 0 | 3631253.7433 | 215 | 3635743.0091 | 1216696.3159 | 286680.6464 |  |  | 174593.2556 | 2306959.3025
5146 | 4521690.558 | 672962.2909 | 508367.0698 |  |  | 0 | 3340361.1972 | 215 | 3635743.0091 | 1216696.3159 | 286680.6464 |  |  | 174593.2556 | 2306959.3025
5147 | 4398919.644 | 819258.4411 | 666960.2156 |  |  | 0 | 2912700.9873 | 215 | 3635743.0091 | 1216696.3159 | 286680.6464 |  |  | 174593.2556 | 2306959.3025
5148 | 4307254.817 | 936295.3613 | 838588.4144 |  |  | 0 | 2532371.0413 | 215 | 3635743.0091 | 1216696.3159 | 286680.6464 |  |  | 174593.2556 | 2306959.3025
5149 | 4190984.642 | 877776.9012 | 973283.9628 |  |  | 0 | 2339923.778 | 215 | 3635743.0091 | 1216696.3159 | 286680.6464 |  |  | 174593.2556 | 2306959.3025
5150 | 4065221.603 | 760739.9811 | 1001526.5778 |  |  | 0 | 2302955.0442 | 215 | 3635743.0091 | 1216696.3159 | 286680.6464 |  |  | 174593.2556 | 2306959.3025
5151 | 4020781.195 | 614443.8309 | 827725.8701 |  |  | 0 | 2578611.494 | 215 | 3635743.0091 | 1216696.3159 | 286680.6464 |  |  | 174593.2556 | 2306959.3025
5152 | 4226929.175 | 614443.8309 | 573542.3352 |  |  | 0 | 3038943.0089 | 215 | 3635743.0091 | 1216696.3159 | 286680.6464 |  |  | 174593.2556 | 2306959.3025
5153 | 4074403.898 | 672962.2909 | 332393.8534 |  |  | 0 | 3069047.7537 | 215 | 3635743.0091 | 1216696.3159 | 286680.6464 |  |  | 174593.2556 | 2306959.3025
5154 | 3899223.983 | 614443.8309 | 158593.1457 |  |  | 0 | 3126187.0064 | 215 | 3635743.0091 | 1216696.3159 | 286680.6464 |  |  | 174593.2556 | 2306959.3025
5155 | 3683280.457 | 614443.8309 | 28242.615 |  |  | 0 | 3040594.0111 | 215 | 3635743.0091 | 1216696.3159 | 286680.6464 |  |  | 174593.2556 | 2306959.3025
5156 | 3626775.421 | 1024073.0514 | 0 |  |  | 0 | 2602702.3696 | 215 | 3635743.0091 | 1216696.3159 | 286680.6464 |  |  | 174593.2556 | 2306959.3025
5157 | 3429420.143 | 1287406.1218 | 0 |  |  | 0 | 2142014.0212 | 215 | 3635743.0091 | 1216696.3159 | 286680.6464 |  |  | 174593.2556 | 2306959.3025
5158 | 3163381.233 | 1667776.1123 | 0 |  |  | 0 | 1495605.1207 | 215 | 3635743.0091 | 1216696.3159 | 286680.6464 |  |  | 174593.2556 | 2306959.3025
5159 | 2913420.011 | 1814072.2625 | 0 |  |  | 0 | 1099347.7485 | 215 | 3635743.0091 | 1216696.3159 | 286680.6464 |  |  | 174593.2556 | 2306959.3025
5160 | 2703108.625 | 1726294.5724 | 0 |  |  | 0 | 976814.0526 | 215 | 3635743.0091 | 1216696.3159 | 286680.6464 |  |  | 174593.2556 | 2306959.3025
5161 | 2627666.53 | 1638516.8823 | 0 |  |  | 0 | 989149.6477 | 216 | 3553074.9172 | 2460213.5926 | 429704.1454 |  |  | 536054.573 | 1199211.7522
5162 | 2625763.099 | 1404443.042 | 0 |  |  | 0 | 1221320.057 | 216 | 3553074.9172 | 2460213.5926 | 429704.1454 |  |  | 536054.573 | 1199211.7522
5163 | 2659630.807 | 965554.5913 | 0 |  |  | 0 | 1694076.2157 | 216 | 3553074.9172 | 2460213.5926 | 429704.1454 |  |  | 536054.573 | 1199211.7522
5164 | 2754693.941 | 380369.9905 | 0 |  |  | 0 | 2374323.9505 | 216 | 3553074.9172 | 2460213.5926 | 429704.1454 |  |  | 536054.573 | 1199211.7522
5165 | 3172770.895 | 58518.4601 | 13035.0531 |  |  | 0 | 3101217.3818 | 216 | 3553074.9172 | 2460213.5926 | 429704.1454 |  |  | 536054.573 | 1199211.7522
5166 | 3667569.687 | 0 | 78210.3184 |  |  | 0 | 3589359.3686 | 216 | 3553074.9172 | 2460213.5926 | 429704.1454 |  |  | 536054.573 | 1199211.7522
5167 | 4025891.295 | 0 | 180318.2342 |  |  | 0 | 3845573.0608 | 216 | 3553074.9172 | 2460213.5926 | 429704.1454 |  |  | 536054.573 | 1199211.7522
5168 | 4195729.587 | 0 | 330221.3445 |  |  | 0 | 3865508.2425 | 216 | 3553074.9172 | 2460213.5926 | 429704.1454 |  |  | 536054.573 | 1199211.7522
5169 | 4224892.459 | 204814.6103 | 580059.8617 |  |  | 0 | 3440017.987 | 216 | 3553074.9172 | 2460213.5926 | 429704.1454 |  |  | 536054.573 | 1199211.7522
5170 | 4330831.851 | 819258.4411 | 945041.3478 |  |  | 0 | 2566532.0621 | 216 | 3553074.9172 | 2460213.5926 | 429704.1454 |  |  | 536054.573 | 1199211.7522
5171 | 4235290.202 | 1492220.7321 | 1492513.5769 |  |  | 0 | 1250555.8931 | 216 | 3553074.9172 | 2460213.5926 | 429704.1454 |  |  | 536054.573 | 1199211.7522
5172 | 4178383.572 | 2311479.1732 | 1866185.0983 |  |  | 0 | 719.3005 | 216 | 3553074.9172 | 2460213.5926 | 429704.1454 |  |  | 536054.573 | 1199211.7522
5173 | 4078220.254 | 3130737.6144 | 1811872.3771 |  |  | 864389.7375 | 0 | 216 | 3553074.9172 | 2460213.5926 | 429704.1454 |  |  | 536054.573 | 1199211.7522
5174 | 3982470.61 | 3862218.3654 | 1381715.6257 |  |  | 1261463.3811 | 0 | 216 | 3553074.9172 | 2460213.5926 | 429704.1454 |  |  | 536054.573 | 1199211.7522
5175 | 3849498.073 | 4388884.5061 | 760378.0959 |  |  | 1299764.5291 | 0 | 216 | 3553074.9172 | 2460213.5926 | 429704.1454 |  |  | 536054.573 | 1199211.7522
5176 | 3982357.894 | 4798513.7267 | 473606.9283 |  |  | 1289762.761 | 0 | 216 | 3553074.9172 | 2460213.5926 | 429704.1454 |  |  | 536054.573 | 1199211.7522
5177 | 4018068.752 | 4974069.107 | 282426.1499 |  |  | 1238426.5049 | 0 | 216 | 3553074.9172 | 2460213.5926 | 429704.1454 |  |  | 536054.573 | 1199211.7522
5178 | 3740285.628 | 5032587.567 | 106452.9334 |  |  | 1398754.8725 | 0 | 216 | 3553074.9172 | 2460213.5926 | 429704.1454 |  |  | 536054.573 | 1199211.7522
5179 | 3530946.113 | 4505921.4263 | 10862.5442 |  |  | 985837.8575 | 0 | 216 | 3553074.9172 | 2460213.5926 | 429704.1454 |  |  | 536054.573 | 1199211.7522
5180 | 3445374.914 | 4798513.7267 | 0 |  |  | 1353138.8127 | 0 | 216 | 3553074.9172 | 2460213.5926 | 429704.1454 |  |  | 536054.573 | 1199211.7522
5181 | 3290301.778 | 5061846.7971 | 0 |  |  | 1771545.0191 | 0 | 216 | 3553074.9172 | 2460213.5926 | 429704.1454 |  |  | 536054.573 | 1199211.7522
5182 | 3074783.342 | 4301106.816 | 0 |  |  | 1226323.474 | 0 | 216 | 3553074.9172 | 2460213.5926 | 429704.1454 |  |  | 536054.573 | 1199211.7522
5183 | 2867057.122 | 3042959.9243 | 0 |  |  | 175902.8023 | 0 | 216 | 3553074.9172 | 2460213.5926 | 429704.1454 |  |  | 536054.573 | 1199211.7522
5184 | 2715319.608 | 1872590.7226 | 0 |  |  | 0 | 842728.8854 | 216 | 3553074.9172 | 2460213.5926 | 429704.1454 |  |  | 536054.573 | 1199211.7522
5185 | 2650388.596 | 907036.1313 | 0 |  |  | 0 | 1743352.4647 | 217 | 3058074.999 | 259675.6666 | 493431.0715 |  |  | 0 | 2304968.2609
5186 | 2574958.489 | 321851.5304 | 0 |  |  | 0 | 2253106.9586 | 217 | 3058074.999 | 259675.6666 | 493431.0715 |  |  | 0 | 2304968.2609
5187 | 2559865.463 | 117036.9202 | 0 |  |  | 0 | 2442828.5428 | 217 | 3058074.999 | 259675.6666 | 493431.0715 |  |  | 0 | 2304968.2609
5188 | 2521329.414 | 29259.23 | 0 |  |  | 0 | 2492070.184 | 217 | 3058074.999 | 259675.6666 | 493431.0715 |  |  | 0 | 2304968.2609
5189 | 2618929.197 | 0 | 54312.7211 |  |  | 0 | 2564616.4759 | 217 | 3058074.999 | 259675.6666 | 493431.0715 |  |  | 0 | 2304968.2609
5190 | 2866500.52 | 0 | 225940.9199 |  |  | 0 | 2640559.6001 | 217 | 3058074.999 | 259675.6666 | 493431.0715 |  |  | 0 | 2304968.2609
5191 | 3152492.85 | 0 | 475779.4372 |  |  | 0 | 2676713.4128 | 217 | 3058074.999 | 259675.6666 | 493431.0715 |  |  | 0 | 2304968.2609
5192 | 3364315.036 | 0 | 773413.149 |  |  | 0 | 2590901.887 | 217 | 3058074.999 | 259675.6666 | 493431.0715 |  |  | 0 | 2304968.2609
5193 | 3460649.098 | 0 | 1160119.7235 |  |  | 0 | 2300529.3745 | 217 | 3058074.999 | 259675.6666 | 493431.0715 |  |  | 0 | 2304968.2609
5194 | 3452618.347 | 29259.23 | 1477306.0149 |  |  | 0 | 1946053.102 | 217 | 3058074.999 | 259675.6666 | 493431.0715 |  |  | 0 | 2304968.2609
5195 | 3361769.682 | 58518.4601 | 1603311.528 |  |  | 0 | 1699939.6939 | 217 | 3058074.999 | 259675.6666 | 493431.0715 |  |  | 0 | 2304968.2609
5196 | 3332611.665 | 175555.3802 | 1564206.3688 |  |  | 0 | 1592849.916 | 217 | 3058074.999 | 259675.6666 | 493431.0715 |  |  | 0 | 2304968.2609
5197 | 3290138.639 | 380369.9905 | 1438200.8557 |  |  | 0 | 1471567.7928 | 217 | 3058074.999 | 259675.6666 | 493431.0715 |  |  | 0 | 2304968.2609
5198 | 3233500.487 | 526666.1407 | 1220949.9712 |  |  | 0 | 1485884.3751 | 217 | 3058074.999 | 259675.6666 | 493431.0715 |  |  | 0 | 2304968.2609
5199 | 3274416.761 | 614443.8309 | 901591.1709 |  |  | 0 | 1758381.7593 | 217 | 3058074.999 | 259675.6666 | 493431.0715 |  |  | 0 | 2304968.2609
5200 | 3491532.23 | 585184.6008 | 493159.5079 |  |  | 0 | 2413188.1213 | 217 | 3058074.999 | 259675.6666 | 493431.0715 |  |  | 0 | 2304968.2609
5201 | 3514599.697 | 526666.1407 | 293288.6941 |  |  | 0 | 2694644.8621 | 217 | 3058074.999 | 259675.6666 | 493431.0715 |  |  | 0 | 2304968.2609
5202 | 3349267.912 | 468147.6807 | 141213.075 |  |  | 0 | 2739907.1564 | 217 | 3058074.999 | 259675.6666 | 493431.0715 |  |  | 0 | 2304968.2609
5203 | 3253782.696 | 321851.5304 | 19552.5796 |  |  | 0 | 2912378.5859 | 217 | 3058074.999 | 259675.6666 | 493431.0715 |  |  | 0 | 2304968.2609
5204 | 3109596.733 | 87777.6901 | 0 |  |  | 0 | 3021819.0429 | 217 | 3058074.999 | 259675.6666 | 493431.0715 |  |  | 0 | 2304968.2609
5205 | 3029990.358 | 29259.23 | 0 |  |  | 0 | 3000731.128 | 217 | 3058074.999 | 259675.6666 | 493431.0715 |  |  | 0 | 2304968.2609
5206 | 2823078.854 | 146296.1502 | 0 |  |  | 0 | 2676782.7038 | 217 | 3058074.999 | 259675.6666 | 493431.0715 |  |  | 0 | 2304968.2609
5207 | 2628507.336 | 351110.7605 | 0 |  |  | 0 | 2277396.5755 | 217 | 3058074.999 | 259675.6666 | 493431.0715 |  |  | 0 | 2304968.2609
5208 | 2478959.916 | 555925.3708 | 0 |  |  | 0 | 1923034.5452 | 217 | 3058074.999 | 259675.6666 | 493431.0715 |  |  | 0 | 2304968.2609
5209 | 2405303.408 | 672962.2909 | 0 |  |  | 0 | 1732341.1171 | 218 | 3048960.1316 | 1670214.3815 | 659627.9982 |  |  | 115799.7459 | 834917.4977
5210 | 2401604.413 | 672962.2909 | 0 |  |  | 0 | 1728642.1221 | 218 | 3048960.1316 | 1670214.3815 | 659627.9982 |  |  | 115799.7459 | 834917.4977
5211 | 2398851.002 | 614443.8309 | 0 |  |  | 0 | 1784407.1711 | 218 | 3048960.1316 | 1670214.3815 | 659627.9982 |  |  | 115799.7459 | 834917.4977
5212 | 2370559.052 | 468147.6807 | 0 |  |  | 0 | 1902411.3713 | 218 | 3048960.1316 | 1670214.3815 | 659627.9982 |  |  | 115799.7459 | 834917.4977
5213 | 2468092.78 | 292592.3004 | 13035.0531 |  |  | 0 | 2162465.4265 | 218 | 3048960.1316 | 1670214.3815 | 659627.9982 |  |  | 115799.7459 | 834917.4977
5214 | 2708572.188 | 204814.6103 | 295461.203 |  |  | 0 | 2208296.3747 | 218 | 3048960.1316 | 1670214.3815 | 659627.9982 |  |  | 115799.7459 | 834917.4977
5215 | 3000259.51 | 175555.3802 | 751688.0605 |  |  | 0 | 2073016.0692 | 218 | 3048960.1316 | 1670214.3815 | 659627.9982 |  |  | 115799.7459 | 834917.4977
5216 | 3231469.927 | 117036.9202 | 1199224.8827 |  |  | 0 | 1915208.1241 | 218 | 3048960.1316 | 1670214.3815 | 659627.9982 |  |  | 115799.7459 | 834917.4977
5217 | 3368704.594 | 204814.6103 | 1564206.3688 |  |  | 0 | 1599683.615 | 218 | 3048960.1316 | 1670214.3815 | 659627.9982 |  |  | 115799.7459 | 834917.4977
5218 | 3487682.261 | 468147.6807 | 1798837.3241 |  |  | 0 | 1220697.2563 | 218 | 3048960.1316 | 1670214.3815 | 659627.9982 |  |  | 115799.7459 | 834917.4977
5219 | 3522203.464 | 760739.9811 | 1933532.8725 |  |  | 0 | 827930.6104 | 218 | 3048960.1316 | 1670214.3815 | 659627.9982 |  |  | 115799.7459 | 834917.4977
5220 | 3485513.968 | 1141109.9716 | 1959602.9786 |  |  | 0 | 384801.0178 | 218 | 3048960.1316 | 1670214.3815 | 659627.9982 |  |  | 115799.7459 | 834917.4977
5221 | 3406808.844 | 1609257.6522 | 1868357.6071 |  |  | 70806.4154 | 0 | 218 | 3048960.1316 | 1670214.3815 | 659627.9982 |  |  | 115799.7459 | 834917.4977
5222 | 3309273.47 | 2165183.023 | 1677176.8287 |  |  | 533086.3817 | 0 | 218 | 3048960.1316 | 1670214.3815 | 659627.9982 |  |  | 115799.7459 | 834917.4977
5223 | 3369241.285 | 2633330.7037 | 1346955.4842 |  |  | 611044.9029 | 0 | 218 | 3048960.1316 | 1670214.3815 | 659627.9982 |  |  | 115799.7459 | 834917.4977
5224 | 3553698.358 | 3013700.6942 | 866831.0294 |  |  | 326833.3656 | 0 | 218 | 3048960.1316 | 1670214.3815 | 659627.9982 |  |  | 115799.7459 | 834917.4977
5225 | 3542501.601 | 3218515.3045 | 401914.1364 |  |  | 77927.8399 | 0 | 218 | 3048960.1316 | 1670214.3815 | 659627.9982 |  |  | 115799.7459 | 834917.4977
5226 | 3435512.072 | 3364811.4547 | 141213.075 |  |  | 70512.4577 | 0 | 218 | 3048960.1316 | 1670214.3815 | 659627.9982 |  |  | 115799.7459 | 834917.4977
5227 | 3292257.211 | 3189256.0745 | 13035.0531 |  |  | 0 | 89966.0835 | 218 | 3048960.1316 | 1670214.3815 | 659627.9982 |  |  | 115799.7459 | 834917.4977
5228 | 3236122.384 | 3189256.0745 | 0 |  |  | 0 | 46866.3095 | 218 | 3048960.1316 | 1670214.3815 | 659627.9982 |  |  | 115799.7459 | 834917.4977
5229 | 3108320.384 | 3452589.1448 | 0 |  |  | 344268.7608 | 0 | 218 | 3048960.1316 | 1670214.3815 | 659627.9982 |  |  | 115799.7459 | 834917.4977
5230 | 2854426.565 | 3364811.4547 | 0 |  |  | 510384.8897 | 0 | 218 | 3048960.1316 | 1670214.3815 | 659627.9982 |  |  | 115799.7459 | 834917.4977
5231 | 2662334.887 | 2896663.774 | 0 |  |  | 234328.887 | 0 | 218 | 3048960.1316 | 1670214.3815 | 659627.9982 |  |  | 115799.7459 | 834917.4977
5232 | 2555729.53 | 2194442.2531 | 0 |  |  | 0 | 361287.2769 | 218 | 3048960.1316 | 1670214.3815 | 659627.9982 |  |  | 115799.7459 | 834917.4977
5233 | 2497303.18 | 1492220.7321 | 0 |  |  | 0 | 1005082.4479 | 219 | 3626430.9209 | 785122.6728 | 292383.4821 |  |  | 0 | 2548924.766
5234 | 2506054.964 | 848517.6712 | 0 |  |  | 0 | 1657537.2928 | 219 | 3626430.9209 | 785122.6728 | 292383.4821 |  |  | 0 | 2548924.766
5235 | 2560154.461 | 351110.7605 | 0 |  |  | 0 | 2209043.7005 | 219 | 3626430.9209 | 785122.6728 | 292383.4821 |  |  | 0 | 2548924.766
5236 | 2716367.545 | 87777.6901 | 0 |  |  | 0 | 2628589.8549 | 219 | 3626430.9209 | 785122.6728 | 292383.4821 |  |  | 0 | 2548924.766
5237 | 3148927.89 | 0 | 19552.5796 |  |  | 0 | 3129375.3104 | 219 | 3626430.9209 | 785122.6728 | 292383.4821 |  |  | 0 | 2548924.766
5238 | 3733597.84 | 0 | 82555.3361 |  |  | 0 | 3651042.5039 | 219 | 3626430.9209 | 785122.6728 | 292383.4821 |  |  | 0 | 2548924.766
5239 | 4097425.937 | 0 | 169455.6899 |  |  | 0 | 3927970.2471 | 219 | 3626430.9209 | 785122.6728 | 292383.4821 |  |  | 0 | 2548924.766
5240 | 4229098.466 | 0 | 304151.2384 |  |  | 0 | 3924947.2276 | 219 | 3626430.9209 | 785122.6728 | 292383.4821 |  |  | 0 | 2548924.766
5241 | 4385158.81 | 204814.6103 | 477951.946 |  |  | 0 | 3702392.2537 | 219 | 3626430.9209 | 785122.6728 | 292383.4821 |  |  | 0 | 2548924.766
5242 | 4406570.708 | 438888.4506 | 686512.7952 |  |  | 0 | 3281169.4622 | 219 | 3626430.9209 | 785122.6728 | 292383.4821 |  |  | 0 | 2548924.766
5243 | 4346479.57 | 438888.4506 | 908108.6974 |  |  | 0 | 2999482.422 | 219 | 3626430.9209 | 785122.6728 | 292383.4821 |  |  | 0 | 2548924.766
5244 | 4403761.415 | 468147.6807 | 886383.609 |  |  | 0 | 3049230.1254 | 219 | 3626430.9209 | 785122.6728 | 292383.4821 |  |  | 0 | 2548924.766
5245 | 4317798.155 | 526666.1407 | 756033.0782 |  |  | 0 | 3035098.936 | 219 | 3626430.9209 | 785122.6728 | 292383.4821 |  |  | 0 | 2548924.766
5246 | 4151456.268 | 643703.0609 | 725617.9544 |  |  | 0 | 2782135.2527 | 219 | 3626430.9209 | 785122.6728 | 292383.4821 |  |  | 0 | 2548924.766
5247 | 4019579.923 | 731480.751 | 762550.6048 |  |  | 0 | 2525548.5672 | 219 | 3626430.9209 | 785122.6728 | 292383.4821 |  |  | 0 | 2548924.766
5248 | 4197301.652 | 877776.9012 | 625682.5475 |  |  | 0 | 2693842.2033 | 219 | 3626430.9209 | 785122.6728 | 292383.4821 |  |  | 0 | 2548924.766
5249 | 4121020.67 | 1053332.2815 | 410604.1718 |  |  | 0 | 2657084.2167 | 219 | 3626430.9209 | 785122.6728 | 292383.4821 |  |  | 0 | 2548924.766
5250 | 3892417.689 | 1199628.4317 | 182490.743 |  |  | 0 | 2510298.5143 | 219 | 3626430.9209 | 785122.6728 | 292383.4821 |  |  | 0 | 2548924.766
5251 | 3665984.767 | 1170369.2016 | 19552.5796 |  |  | 0 | 2476062.9858 | 219 | 3626430.9209 | 785122.6728 | 292383.4821 |  |  | 0 | 2548924.766
5252 | 3572318.958 | 1024073.0514 | 0 |  |  | 0 | 2548245.9066 | 219 | 3626430.9209 | 785122.6728 | 292383.4821 |  |  | 0 | 2548924.766
5253 | 3396904.032 | 1082591.5115 | 0 |  |  | 0 | 2314312.5205 | 219 | 3626430.9209 | 785122.6728 | 292383.4821 |  |  | 0 | 2548924.766
5254 | 3079925.73 | 1609257.6522 | 0 |  |  | 0 | 1470668.0778 | 219 | 3626430.9209 | 785122.6728 | 292383.4821 |  |  | 0 | 2548924.766
5255 | 2850300.2 | 2106664.5629 | 0 |  |  | 0 | 743635.6371 | 219 | 3626430.9209 | 785122.6728 | 292383.4821 |  |  | 0 | 2548924.766
5256 | 2738433.272 | 2487034.5535 | 0 |  |  | 0 | 251398.7185 | 219 | 3626430.9209 | 785122.6728 | 292383.4821 |  |  | 0 | 2548924.766
5257 | 2676409.58 | 2691849.1638 | 0 |  |  | 15439.5838 | 0 | 220 | 3724650.6985 | 4555905.9443 | 688504.2616 |  |  | 2085362.6949 | 565603.1875
5258 | 2666927.588 | 2604071.4736 | 0 |  |  | 0 | 62856.1144 | 220 | 3724650.6985 | 4555905.9443 | 688504.2616 |  |  | 2085362.6949 | 565603.1875
5259 | 2731740.399 | 2369997.6333 | 0 |  |  | 0 | 361742.7657 | 220 | 3724650.6985 | 4555905.9443 | 688504.2616 |  |  | 2085362.6949 | 565603.1875
5260 | 2892356.903 | 1638516.8823 | 0 |  |  | 0 | 1253840.0207 | 220 | 3724650.6985 | 4555905.9443 | 688504.2616 |  |  | 2085362.6949 | 565603.1875
5261 | 3336435.652 | 1228887.6617 | 8690.0354 |  |  | 0 | 2098857.9549 | 220 | 3724650.6985 | 4555905.9443 | 688504.2616 |  |  | 2085362.6949 | 565603.1875
5262 | 3908778.616 | 1111850.7416 | 282426.1499 |  |  | 0 | 2514501.7245 | 220 | 3724650.6985 | 4555905.9443 | 688504.2616 |  |  | 2085362.6949 | 565603.1875
5263 | 4214197.285 | 907036.1313 | 736480.4986 |  |  | 0 | 2570680.6551 | 220 | 3724650.6985 | 4555905.9443 | 688504.2616 |  |  | 2085362.6949 | 565603.1875
5264 | 4319684.312 | 877776.9012 | 1207914.9181 |  |  | 0 | 2233992.4927 | 220 | 3724650.6985 | 4555905.9443 | 688504.2616 |  |  | 2085362.6949 | 565603.1875
5265 | 4438825.018 | 2252960.7131 | 1583758.9484 |  |  | 0 | 602105.3565 | 220 | 3724650.6985 | 4555905.9443 | 688504.2616 |  |  | 2085362.6949 | 565603.1875
5266 | 4436960.707 | 3277033.7646 | 1842287.501 |  |  | 682360.5586 | 0 | 220 | 3724650.6985 | 4555905.9443 | 688504.2616 |  |  | 2085362.6949 | 565603.1875
5267 | 4386081.961 | 4681476.8065 | 1974810.5406 |  |  | 2270205.3861 | 0 | 220 | 3724650.6985 | 4555905.9443 | 688504.2616 |  |  | 2085362.6949 | 565603.1875
5268 | 4394790.874 | 6378512.1489 | 1974810.5406 |  |  | 3958531.8155 | 0 | 220 | 3724650.6985 | 4555905.9443 | 688504.2616 |  |  | 2085362.6949 | 565603.1875
5269 | 4308062.752 | 7724436.7308 | 1898772.731 |  |  | 5315146.7098 | 0 | 220 | 3724650.6985 | 4555905.9443 | 688504.2616 |  |  | 2085362.6949 | 565603.1875
5270 | 4152071.939 | 8485176.7119 | 1742352.0941 |  |  | 6075456.8669 | 0 | 220 | 3724650.6985 | 4555905.9443 | 688504.2616 |  |  | 2085362.6949 | 565603.1875
5271 | 4095554.387 | 8865546.7024 | 1449063.3999 |  |  | 6219055.7153 | 0 | 220 | 3724650.6985 | 4555905.9443 | 688504.2616 |  |  | 2085362.6949 | 565603.1875
5272 | 4295857.752 | 9275175.923 | 1049321.7724 |  |  | 6028639.9433 | 0 | 220 | 3724650.6985 | 4555905.9443 | 688504.2616 |  |  | 2085362.6949 | 565603.1875
5273 | 4206398.13 | 9479990.5332 | 584404.8794 |  |  | 5857997.2827 | 0 | 220 | 3724650.6985 | 4555905.9443 | 688504.2616 |  |  | 2085362.6949 | 565603.1875
5274 | 4007021.485 | 9275175.923 | 180318.2342 |  |  | 5448472.6721 | 0 | 220 | 3724650.6985 | 4555905.9443 | 688504.2616 |  |  | 2085362.6949 | 565603.1875
5275 | 3833137.039 | 7314807.5102 | 8690.0354 |  |  | 3490360.5066 | 0 | 220 | 3724650.6985 | 4555905.9443 | 688504.2616 |  |  | 2085362.6949 | 565603.1875
5276 | 3724642.939 | 6290734.4588 | 0 |  |  | 2566091.5198 | 0 | 220 | 3724650.6985 | 4555905.9443 | 688504.2616 |  |  | 2085362.6949 | 565603.1875
5277 | 3456722.72 | 5149624.4872 | 0 |  |  | 1692901.7672 | 0 | 220 | 3724650.6985 | 4555905.9443 | 688504.2616 |  |  | 2085362.6949 | 565603.1875
5278 | 3141581.715 | 3569626.065 | 0 |  |  | 428044.35 | 0 | 220 | 3724650.6985 | 4555905.9443 | 688504.2616 |  |  | 2085362.6949 | 565603.1875
5279 | 2934249.998 | 2282219.9432 | 0 |  |  | 0 | 652030.0548 | 220 | 3724650.6985 | 4555905.9443 | 688504.2616 |  |  | 2085362.6949 | 565603.1875
5280 | 2833127.014 | 1609257.6522 | 0 |  |  | 0 | 1223869.3618 | 220 | 3724650.6985 | 4555905.9443 | 688504.2616 |  |  | 2085362.6949 | 565603.1875
5281 | 2763707.645 | 1111850.7416 | 0 |  |  | 0 | 1651856.9034 | 221 | 3839175.7648 | 3703730.8693 | 358192.3959 |  |  | 1555979.0543 | 1333231.5539
5282 | 2772046.401 | 468147.6807 | 0 |  |  | 0 | 2303898.7203 | 221 | 3839175.7648 | 3703730.8693 | 358192.3959 |  |  | 1555979.0543 | 1333231.5539
5283 | 2827434.714 | 58518.4601 | 0 |  |  | 0 | 2768916.2539 | 221 | 3839175.7648 | 3703730.8693 | 358192.3959 |  |  | 1555979.0543 | 1333231.5539
5284 | 2984637.67 | 0 | 0 |  |  | 0 | 2984637.67 | 221 | 3839175.7648 | 3703730.8693 | 358192.3959 |  |  | 1555979.0543 | 1333231.5539
5285 | 3452563.461 | 0 | 45622.6858 |  |  | 0 | 3406940.7752 | 221 | 3839175.7648 | 3703730.8693 | 358192.3959 |  |  | 1555979.0543 | 1333231.5539
5286 | 4032170.567 | 58518.4601 | 208560.8492 |  |  | 0 | 3765091.2578 | 221 | 3839175.7648 | 3703730.8693 | 358192.3959 |  |  | 1555979.0543 | 1333231.5539
5287 | 4337644.618 | 87777.6901 | 410604.1718 |  |  | 0 | 3839262.7561 | 221 | 3839175.7648 | 3703730.8693 | 358192.3959 |  |  | 1555979.0543 | 1333231.5539
5288 | 4452593.378 | 146296.1502 | 636545.0917 |  |  | 0 | 3669752.1361 | 221 | 3839175.7648 | 3703730.8693 | 358192.3959 |  |  | 1555979.0543 | 1333231.5539
5289 | 4585128.221 | 819258.4411 | 627855.0563 |  |  | 0 | 3138014.7235 | 221 | 3839175.7648 | 3703730.8693 | 358192.3959 |  |  | 1555979.0543 | 1333231.5539
5290 | 4607547.693 | 1550739.1922 | 430156.7514 |  |  | 0 | 2626651.7494 | 221 | 3839175.7648 | 3703730.8693 | 358192.3959 |  |  | 1555979.0543 | 1333231.5539
5291 | 4615361.558 | 2457775.3234 | 495332.0168 |  |  | 0 | 1662254.2178 | 221 | 3839175.7648 | 3703730.8693 | 358192.3959 |  |  | 1555979.0543 | 1333231.5539
5292 | 4672066.56 | 3598885.295 | 892901.1355 |  |  | 0 | 180280.1295 | 221 | 3839175.7648 | 3703730.8693 | 358192.3959 |  |  | 1555979.0543 | 1333231.5539
5293 | 4574185.731 | 4827772.9567 | 1173154.7766 |  |  | 1426742.0023 | 0 | 221 | 3839175.7648 | 3703730.8693 | 358192.3959 |  |  | 1555979.0543 | 1333231.5539
5294 | 4313659.738 | 5998142.1584 | 810345.7994 |  |  | 2494828.2198 | 0 | 221 | 3839175.7648 | 3703730.8693 | 358192.3959 |  |  | 1555979.0543 | 1333231.5539
5295 | 4294510.385 | 7051474.4399 | 1086254.4227 |  |  | 3843218.4776 | 0 | 221 | 3839175.7648 | 3703730.8693 | 358192.3959 |  |  | 1555979.0543 | 1333231.5539
5296 | 4407274.572 | 8338880.5617 | 1003699.0866 |  |  | 4935305.0763 | 0 | 221 | 3839175.7648 | 3703730.8693 | 358192.3959 |  |  | 1555979.0543 | 1333231.5539
5297 | 4282766.851 | 9304435.153 | 580059.8617 |  |  | 5601728.1638 | 0 | 221 | 3839175.7648 | 3703730.8693 | 358192.3959 |  |  | 1555979.0543 | 1333231.5539
5298 | 4080334.482 | 9509249.7633 | 193353.2872 |  |  | 5622268.5685 | 0 | 221 | 3839175.7648 | 3703730.8693 | 358192.3959 |  |  | 1555979.0543 | 1333231.5539
5299 | 3835383.263 | 7636659.0407 | 2172.5088 |  |  | 3803448.2865 | 0 | 221 | 3839175.7648 | 3703730.8693 | 358192.3959 |  |  | 1555979.0543 | 1333231.5539
5300 | 3737956.422 | 6407771.379 | 0 |  |  | 2669814.957 | 0 | 221 | 3839175.7648 | 3703730.8693 | 358192.3959 |  |  | 1555979.0543 | 1333231.5539
5301 | 3515853.513 | 5442216.7876 | 0 |  |  | 1926363.2746 | 0 | 221 | 3839175.7648 | 3703730.8693 | 358192.3959 |  |  | 1555979.0543 | 1333231.5539
5302 | 3193763.395 | 4798513.7267 | 0 |  |  | 1604750.3317 | 0 | 221 | 3839175.7648 | 3703730.8693 | 358192.3959 |  |  | 1555979.0543 | 1333231.5539
5303 | 2969172.294 | 4593699.1164 | 0 |  |  | 1624526.8224 | 0 | 221 | 3839175.7648 | 3703730.8693 | 358192.3959 |  |  | 1555979.0543 | 1333231.5539
5304 | 2832455.223 | 4622958.3465 | 0 |  |  | 1790503.1235 | 0 | 221 | 3839175.7648 | 3703730.8693 | 358192.3959 |  |  | 1555979.0543 | 1333231.5539
5305 | 2776861.226 | 4564439.8864 | 0 |  |  | 1787578.6604 | 0 | 222 | 3774978.0288 | 4223082.2026 | 581146.1162 |  |  | 1238339.7437 | 209089.4538
5306 | 2766503.853 | 4184069.8958 | 0 |  |  | 1417566.0428 | 0 | 222 | 3774978.0288 | 4223082.2026 | 581146.1162 |  |  | 1238339.7437 | 209089.4538
5307 | 2834133.722 | 3745181.4452 | 0 |  |  | 911047.7232 | 0 | 222 | 3774978.0288 | 4223082.2026 | 581146.1162 |  |  | 1238339.7437 | 209089.4538
5308 | 2992463.277 | 3364811.4547 | 0 |  |  | 372348.1777 | 0 | 222 | 3774978.0288 | 4223082.2026 | 581146.1162 |  |  | 1238339.7437 | 209089.4538
5309 | 3457762.829 | 2896663.774 | 39105.1592 |  |  | 0 | 521993.8957 | 222 | 3774978.0288 | 4223082.2026 | 581146.1162 |  |  | 1238339.7437 | 209089.4538
5310 | 4023992.816 | 2311479.1732 | 241148.4818 |  |  | 0 | 1471365.1609 | 222 | 3774978.0288 | 4223082.2026 | 581146.1162 |  |  | 1238339.7437 | 209089.4538
5311 | 4299464.377 | 1609257.6522 | 701720.3571 |  |  | 0 | 1988486.3677 | 222 | 3774978.0288 | 4223082.2026 | 581146.1162 |  |  | 1238339.7437 | 209089.4538
5312 | 4428394.873 | 2399256.8634 | 992836.5424 |  |  | 0 | 1036301.4673 | 222 | 3774978.0288 | 4223082.2026 | 581146.1162 |  |  | 1238339.7437 | 209089.4538
5313 | 4513535.051 | 3745181.4452 | 1207914.9181 |  |  | 439561.3123 | 0 | 222 | 3774978.0288 | 4223082.2026 | 581146.1162 |  |  | 1238339.7437 | 209089.4538
5314 | 4483680.25 | 5266661.4074 | 1696729.4083 |  |  | 2479710.5657 | 0 | 222 | 3774978.0288 | 4223082.2026 | 581146.1162 |  |  | 1238339.7437 | 209089.4538
5315 | 4434219.808 | 6232215.9987 | 1727144.5322 |  |  | 3525140.7229 | 0 | 222 | 3774978.0288 | 4223082.2026 | 581146.1162 |  |  | 1238339.7437 | 209089.4538
5316 | 4456246.817 | 6115179.0785 | 1716281.9879 |  |  | 3375214.2495 | 0 | 222 | 3774978.0288 | 4223082.2026 | 581146.1162 |  |  | 1238339.7437 | 209089.4538
5317 | 4351725.401 | 5500735.2477 | 1735834.5675 |  |  | 2884844.4142 | 0 | 222 | 3774978.0288 | 4223082.2026 | 581146.1162 |  |  | 1238339.7437 | 209089.4538
5318 | 4182216.619 | 4798513.7267 | 1631554.143 |  |  | 2247851.2507 | 0 | 222 | 3774978.0288 | 4223082.2026 | 581146.1162 |  |  | 1238339.7437 | 209089.4538
5319 | 4116454.882 | 4125551.4358 | 1212259.9358 |  |  | 1221356.4896 | 0 | 222 | 3774978.0288 | 4223082.2026 | 581146.1162 |  |  | 1238339.7437 | 209089.4538
5320 | 4273769.723 | 3920736.8255 | 723445.4455 |  |  | 370412.548 | 0 | 222 | 3774978.0288 | 4223082.2026 | 581146.1162 |  |  | 1238339.7437 | 209089.4538
5321 | 4196546.53 | 4154810.6658 | 275908.6234 |  |  | 234172.7592 | 0 | 222 | 3774978.0288 | 4223082.2026 | 581146.1162 |  |  | 1238339.7437 | 209089.4538
5322 | 3987887.075 | 4505921.4263 | 45622.6858 |  |  | 563657.0371 | 0 | 222 | 3774978.0288 | 4223082.2026 | 581146.1162 |  |  | 1238339.7437 | 209089.4538
5323 | 3801979.298 | 4359625.2761 | 0 |  |  | 557645.9781 | 0 | 222 | 3774978.0288 | 4223082.2026 | 581146.1162 |  |  | 1238339.7437 | 209089.4538
5324 | 3715916.023 | 4857032.1868 | 0 |  |  | 1141116.1638 | 0 | 222 | 3774978.0288 | 4223082.2026 | 581146.1162 |  |  | 1238339.7437 | 209089.4538
5325 | 3507871.476 | 5032587.567 | 0 |  |  | 1524716.091 | 0 | 222 | 3774978.0288 | 4223082.2026 | 581146.1162 |  |  | 1238339.7437 | 209089.4538
5326 | 3186759.749 | 5061846.7971 | 0 |  |  | 1875087.0481 | 0 | 222 | 3774978.0288 | 4223082.2026 | 581146.1162 |  |  | 1238339.7437 | 209089.4538
5327 | 2961448.187 | 4681476.8065 | 0 |  |  | 1720028.6195 | 0 | 222 | 3774978.0288 | 4223082.2026 | 581146.1162 |  |  | 1238339.7437 | 209089.4538
5328 | 2849638.83 | 3920736.8255 | 0 |  |  | 1071097.9955 | 0 | 222 | 3774978.0288 | 4223082.2026 | 581146.1162 |  |  | 1238339.7437 | 209089.4538
5329 | 2782554.877 | 3277033.7646 | 0 |  |  | 494478.8876 | 0 | 223 | 3613917.5433 | 1403223.9074 | 667231.7792 |  |  | 20603.287 | 1564065.1438
5330 | 2761030.128 | 2750367.6238 | 0 |  |  | 0 | 10662.5042 | 223 | 3613917.5433 | 1403223.9074 | 667231.7792 |  |  | 20603.287 | 1564065.1438
5331 | 2810458.158 | 2165183.023 | 0 |  |  | 0 | 645275.135 | 223 | 3613917.5433 | 1403223.9074 | 667231.7792 |  |  | 20603.287 | 1564065.1438
5332 | 2971198.074 | 1199628.4317 | 0 |  |  | 0 | 1771569.6423 | 223 | 3613917.5433 | 1403223.9074 | 667231.7792 |  |  | 20603.287 | 1564065.1438
5333 | 3431867.48 | 438888.4506 | 8690.0354 |  |  | 0 | 2984288.994 | 223 | 3613917.5433 | 1403223.9074 | 667231.7792 |  |  | 20603.287 | 1564065.1438
5334 | 3999304.692 | 58518.4601 | 267218.588 |  |  | 0 | 3673567.6439 | 223 | 3613917.5433 | 1403223.9074 | 667231.7792 |  |  | 20603.287 | 1564065.1438
5335 | 4279241.227 | 0 | 701720.3571 |  |  | 0 | 3577520.8699 | 223 | 3613917.5433 | 1403223.9074 | 667231.7792 |  |  | 20603.287 | 1564065.1438
5336 | 4377800.007 | 0 | 1131877.1085 |  |  | 0 | 3245922.8985 | 223 | 3613917.5433 | 1403223.9074 | 667231.7792 |  |  | 20603.287 | 1564065.1438
5337 | 4487606.003 | 263333.0704 | 1518583.683 |  |  | 0 | 2705689.2496 | 223 | 3613917.5433 | 1403223.9074 | 667231.7792 |  |  | 20603.287 | 1564065.1438
5338 | 4443949.649 | 819258.4411 | 1770594.7091 |  |  | 0 | 1854096.4988 | 223 | 3613917.5433 | 1403223.9074 | 667231.7792 |  |  | 20603.287 | 1564065.1438
5339 | 4323682.905 | 1228887.6617 | 1898772.731 |  |  | 0 | 1196022.5123 | 223 | 3613917.5433 | 1403223.9074 | 667231.7792 |  |  | 20603.287 | 1564065.1438
5340 | 4201254.368 | 1404443.042 | 1931360.3636 |  |  | 0 | 865450.9624 | 223 | 3613917.5433 | 1403223.9074 | 667231.7792 |  |  | 20603.287 | 1564065.1438
5341 | 4019934.752 | 1404443.042 | 1866185.0983 |  |  | 0 | 749306.6118 | 223 | 3613917.5433 | 1403223.9074 | 667231.7792 |  |  | 20603.287 | 1564065.1438
5342 | 3864110.293 | 1258146.8918 | 1696729.4083 |  |  | 0 | 909233.9929 | 223 | 3613917.5433 | 1403223.9074 | 667231.7792 |  |  | 20603.287 | 1564065.1438
5343 | 3844246.017 | 1141109.9716 | 1420820.785 |  |  | 0 | 1282315.2605 | 223 | 3613917.5433 | 1403223.9074 | 667231.7792 |  |  | 20603.287 | 1564065.1438
5344 | 3982454.964 | 1316665.3518 | 1047149.2635 |  |  | 0 | 1618640.3486 | 223 | 3613917.5433 | 1403223.9074 | 667231.7792 |  |  | 20603.287 | 1564065.1438
5345 | 3945255.583 | 1667776.1123 | 584404.8794 |  |  | 0 | 1693074.5912 | 223 | 3613917.5433 | 1403223.9074 | 667231.7792 |  |  | 20603.287 | 1564065.1438
5346 | 3700654.647 | 2048146.1029 | 169455.6899 |  |  | 0 | 1483052.8542 | 223 | 3613917.5433 | 1403223.9074 | 667231.7792 |  |  | 20603.287 | 1564065.1438
5347 | 3499965.749 | 2194442.2531 | 0 |  |  | 0 | 1305523.4959 | 223 | 3613917.5433 | 1403223.9074 | 667231.7792 |  |  | 20603.287 | 1564065.1438
5348 | 3431153.952 | 2428516.0934 | 0 |  |  | 0 | 1002637.8586 | 223 | 3613917.5433 | 1403223.9074 | 667231.7792 |  |  | 20603.287 | 1564065.1438
5349 | 3235908.354 | 2165183.023 | 0 |  |  | 0 | 1070725.331 | 223 | 3613917.5433 | 1403223.9074 | 667231.7792 |  |  | 20603.287 | 1564065.1438
5350 | 2984821.419 | 1989627.6428 | 0 |  |  | 0 | 995193.7762 | 223 | 3613917.5433 | 1403223.9074 | 667231.7792 |  |  | 20603.287 | 1564065.1438
5351 | 2741032.546 | 1579998.4222 | 0 |  |  | 0 | 1161034.1238 | 223 | 3613917.5433 | 1403223.9074 | 667231.7792 |  |  | 20603.287 | 1564065.1438
5352 | 2614535.196 | 877776.9012 | 0 |  |  | 0 | 1736758.2948 | 223 | 3613917.5433 | 1403223.9074 | 667231.7792 |  |  | 20603.287 | 1564065.1438
5353 | 2541912.663 | 321851.5304 | 0 |  |  | 0 | 2220061.1326 | 224 | 3155625.859 | 4839964.3026 | 430790.3998 |  |  | 3073850.9725 | 958722.1291
5354 | 2512154.375 | 58518.4601 | 0 |  |  | 0 | 2453635.9149 | 224 | 3155625.859 | 4839964.3026 | 430790.3998 |  |  | 3073850.9725 | 958722.1291
5355 | 2520108.974 | 29259.23 | 0 |  |  | 0 | 2490849.744 | 224 | 3155625.859 | 4839964.3026 | 430790.3998 |  |  | 3073850.9725 | 958722.1291
5356 | 2548252.163 | 29259.23 | 0 |  |  | 0 | 2518992.933 | 224 | 3155625.859 | 4839964.3026 | 430790.3998 |  |  | 3073850.9725 | 958722.1291
5357 | 2636738.897 | 29259.23 | 19552.5796 |  |  | 0 | 2587927.0873 | 224 | 3155625.859 | 4839964.3026 | 430790.3998 |  |  | 3073850.9725 | 958722.1291
5358 | 2906999.747 | 87777.6901 | 82555.3361 |  |  | 0 | 2736666.7207 | 224 | 3155625.859 | 4839964.3026 | 430790.3998 |  |  | 3073850.9725 | 958722.1291
5359 | 3225883.277 | 146296.1502 | 158593.1457 |  |  | 0 | 2920993.9811 | 224 | 3155625.859 | 4839964.3026 | 430790.3998 |  |  | 3073850.9725 | 958722.1291
5360 | 3471144.934 | 175555.3802 | 360636.4684 |  |  | 0 | 2934953.0854 | 224 | 3155625.859 | 4839964.3026 | 430790.3998 |  |  | 3073850.9725 | 958722.1291
5361 | 3617116.497 | 1199628.4317 | 771240.6401 |  |  | 0 | 1646247.4252 | 224 | 3155625.859 | 4839964.3026 | 430790.3998 |  |  | 3073850.9725 | 958722.1291
5362 | 3629197.86 | 1989627.6428 | 1140567.1439 |  |  | 0 | 499003.0733 | 224 | 3155625.859 | 4839964.3026 | 430790.3998 |  |  | 3073850.9725 | 958722.1291
5363 | 3594695.209 | 2574812.2436 | 1399095.6965 |  |  | 379212.7311 | 0 | 224 | 3155625.859 | 4839964.3026 | 430790.3998 |  |  | 3073850.9725 | 958722.1291
5364 | 3554950.221 | 3042959.9243 | 1412130.7496 |  |  | 900140.4528 | 0 | 224 | 3155625.859 | 4839964.3026 | 430790.3998 |  |  | 3073850.9725 | 958722.1291
5365 | 3500781.48 | 3481848.3749 | 1346955.4842 |  |  | 1328022.3791 | 0 | 224 | 3155625.859 | 4839964.3026 | 430790.3998 |  |  | 3073850.9725 | 958722.1291
5366 | 3402625.923 | 3979255.2856 | 1238330.0419 |  |  | 1814959.4045 | 0 | 224 | 3155625.859 | 4839964.3026 | 430790.3998 |  |  | 3073850.9725 | 958722.1291
5367 | 3455250.94 | 4593699.1164 | 1027596.6839 |  |  | 2166044.8603 | 0 | 224 | 3155625.859 | 4839964.3026 | 430790.3998 |  |  | 3073850.9725 | 958722.1291
5368 | 3666896.466 | 5529994.4777 | 749515.5517 |  |  | 2612613.5634 | 0 | 224 | 3155625.859 | 4839964.3026 | 430790.3998 |  |  | 3073850.9725 | 958722.1291
5369 | 3669903.835 | 6875919.0596 | 454054.3487 |  |  | 3660069.5733 | 0 | 224 | 3155625.859 | 4839964.3026 | 430790.3998 |  |  | 3073850.9725 | 958722.1291
5370 | 3466072.342 | 8719250.5522 | 171628.1988 |  |  | 5424806.409 | 0 | 224 | 3155625.859 | 4839964.3026 | 430790.3998 |  |  | 3073850.9725 | 958722.1291
5371 | 3254706.175 | 9509249.7633 | 6517.5265 |  |  | 6261061.1148 | 0 | 224 | 3155625.859 | 4839964.3026 | 430790.3998 |  |  | 3073850.9725 | 958722.1291
5372 | 3213117.96 | 10855174.3452 | 0 |  |  | 7642056.3852 | 0 | 224 | 3155625.859 | 4839964.3026 | 430790.3998 |  |  | 3073850.9725 | 958722.1291
5373 | 3100834.662 | 12464431.9974 | 0 |  |  | 9363597.3354 | 0 | 224 | 3155625.859 | 4839964.3026 | 430790.3998 |  |  | 3073850.9725 | 958722.1291
5374 | 2904376.695 | 13605541.969 | 0 |  |  | 10701165.274 | 0 | 224 | 3155625.859 | 4839964.3026 | 430790.3998 |  |  | 3073850.9725 | 958722.1291
5375 | 2729034.285 | 13839615.8093 | 0 |  |  | 11110581.5243 | 0 | 224 | 3155625.859 | 4839964.3026 | 430790.3998 |  |  | 3073850.9725 | 958722.1291
5376 | 2612265.035 | 13020357.3682 | 0 |  |  | 10408092.3332 | 0 | 224 | 3155625.859 | 4839964.3026 | 430790.3998 |  |  | 3073850.9725 | 958722.1291
5377 | 2543319.559 | 11645173.5563 | 0 |  |  | 9101853.9973 | 0 | 225 | 3124452.768 | 4292572.8739 | 499224.4285 |  |  | 2038451.835 | 371107.3005
5378 | 2512937.581 | 10035915.904 | 0 |  |  | 7522978.323 | 0 | 225 | 3124452.768 | 4292572.8739 | 499224.4285 |  |  | 2038451.835 | 371107.3005
5379 | 2508227.884 | 8689991.3221 | 0 |  |  | 6181763.4381 | 0 | 225 | 3124452.768 | 4292572.8739 | 499224.4285 |  |  | 2038451.835 | 371107.3005
5380 | 2494100.222 | 7168511.36 | 0 |  |  | 4674411.138 | 0 | 225 | 3124452.768 | 4292572.8739 | 499224.4285 |  |  | 2038451.835 | 371107.3005
5381 | 2537134.188 | 5793327.5481 | 19552.5796 |  |  | 3275745.9397 | 0 | 225 | 3124452.768 | 4292572.8739 | 499224.4285 |  |  | 2038451.835 | 371107.3005
5382 | 2777504.465 | 4505921.4263 | 76037.8096 |  |  | 1804454.7709 | 0 | 225 | 3124452.768 | 4292572.8739 | 499224.4285 |  |  | 2038451.835 | 371107.3005
5383 | 3065513.861 | 3452589.1448 | 217250.8845 |  |  | 604326.1684 | 0 | 225 | 3124452.768 | 4292572.8739 | 499224.4285 |  |  | 2038451.835 | 371107.3005
5384 | 3307705.277 | 2925923.0041 | 473606.9283 |  |  | 91824.6554 | 0 | 225 | 3124452.768 | 4292572.8739 | 499224.4285 |  |  | 2038451.835 | 371107.3005
5385 | 3443030.753 | 2311479.1732 | 897246.1532 |  |  | 0 | 234305.4266 | 225 | 3124452.768 | 4292572.8739 | 499224.4285 |  |  | 2038451.835 | 371107.3005
5386 | 3486240.566 | 1931109.1827 | 1268745.1658 |  |  | 0 | 286386.2175 | 225 | 3124452.768 | 4292572.8739 | 499224.4285 |  |  | 2038451.835 | 371107.3005
5387 | 3443996.03 | 1726294.5724 | 1499031.1034 |  |  | 0 | 218670.3542 | 225 | 3124452.768 | 4292572.8739 | 499224.4285 |  |  | 2038451.835 | 371107.3005
5388 | 3434036.706 | 1638516.8823 | 1618519.0899 |  |  | 0 | 177000.7338 | 225 | 3124452.768 | 4292572.8739 | 499224.4285 |  |  | 2038451.835 | 371107.3005
5389 | 3379898.197 | 1609257.6522 | 1618519.0899 |  |  | 0 | 152121.4549 | 225 | 3124452.768 | 4292572.8739 | 499224.4285 |  |  | 2038451.835 | 371107.3005
5390 | 3363185.443 | 1492220.7321 | 1499031.1034 |  |  | 0 | 371933.6075 | 225 | 3124452.768 | 4292572.8739 | 499224.4285 |  |  | 2038451.835 | 371107.3005
5391 | 3433241.311 | 1316665.3518 | 1216604.9535 |  |  | 0 | 899971.0057 | 225 | 3124452.768 | 4292572.8739 | 499224.4285 |  |  | 2038451.835 | 371107.3005
5392 | 3674097.365 | 1550739.1922 | 905936.1886 |  |  | 0 | 1217421.9843 | 225 | 3124452.768 | 4292572.8739 | 499224.4285 |  |  | 2038451.835 | 371107.3005
5393 | 3678432.23 | 1726294.5724 | 506194.561 |  |  | 0 | 1445943.0966 | 225 | 3124452.768 | 4292572.8739 | 499224.4285 |  |  | 2038451.835 | 371107.3005
5394 | 3564171.086 | 1667776.1123 | 158593.1457 |  |  | 0 | 1737801.8279 | 225 | 3124452.768 | 4292572.8739 | 499224.4285 |  |  | 2038451.835 | 371107.3005
5395 | 3407715.559 | 1872590.7226 | 6517.5265 |  |  | 0 | 1528607.3098 | 225 | 3124452.768 | 4292572.8739 | 499224.4285 |  |  | 2038451.835 | 371107.3005
5396 | 3386779.818 | 2750367.6238 | 0 |  |  | 0 | 636412.1942 | 225 | 3124452.768 | 4292572.8739 | 499224.4285 |  |  | 2038451.835 | 371107.3005
5397 | 3190220.839 | 3481848.3749 | 0 |  |  | 291627.5359 | 0 | 225 | 3124452.768 | 4292572.8739 | 499224.4285 |  |  | 2038451.835 | 371107.3005
5398 | 2927145.505 | 5178883.7172 | 0 |  |  | 2251738.2122 | 0 | 225 | 3124452.768 | 4292572.8739 | 499224.4285 |  |  | 2038451.835 | 371107.3005
5399 | 2764155.204 | 7987769.8012 | 0 |  |  | 5223614.5972 | 0 | 225 | 3124452.768 | 4292572.8739 | 499224.4285 |  |  | 2038451.835 | 371107.3005
5400 | 2664076.782 | 10562582.0448 | 0 |  |  | 7898505.2628 | 0 | 225 | 3124452.768 | 4292572.8739 | 499224.4285 |  |  | 2038451.835 | 371107.3005
5401 | 2614328.043 | 12464431.9974 | 0 |  |  | 9850103.9544 | 0 | 226 | 3717492.0725 | 4759501.42 | 613824.2701 |  |  | 2415020.9043 | 759187.2868
5402 | 2608395.458 | 13488505.0489 | 0 |  |  | 10880109.5909 | 0 | 226 | 3717492.0725 | 4759501.42 | 613824.2701 |  |  | 2415020.9043 | 759187.2868
5403 | 2672997.824 | 13254431.2085 | 0 |  |  | 10581433.3845 | 0 | 226 | 3717492.0725 | 4759501.42 | 613824.2701 |  |  | 2415020.9043 | 759187.2868
5404 | 2869026.72 | 11703692.0164 | 0 |  |  | 8834665.2964 | 0 | 226 | 3717492.0725 | 4759501.42 | 613824.2701 |  |  | 2415020.9043 | 759187.2868
5405 | 3392033.637 | 9948138.2139 | 2172.5088 |  |  | 6558277.0857 | 0 | 226 | 3717492.0725 | 4759501.42 | 613824.2701 |  |  | 2415020.9043 | 759187.2868
5406 | 3995414.278 | 8602213.632 | 260701.0615 |  |  | 4867500.4155 | 0 | 226 | 3717492.0725 | 4759501.42 | 613824.2701 |  |  | 2415020.9043 | 759187.2868
5407 | 4265176.016 | 6729622.9094 | 688685.304 |  |  | 3153132.1974 | 0 | 226 | 3717492.0725 | 4759501.42 | 613824.2701 |  |  | 2415020.9043 | 759187.2868
5408 | 4333549.059 | 5442216.7876 | 1084081.9139 |  |  | 2192749.6425 | 0 | 226 | 3717492.0725 | 4759501.42 | 613824.2701 |  |  | 2415020.9043 | 759187.2868
5409 | 4426941.513 | 3715922.2152 | 1407785.7319 |  |  | 696766.4341 | 0 | 226 | 3717492.0725 | 4759501.42 | 613824.2701 |  |  | 2415020.9043 | 759187.2868
5410 | 4437351.084 | 2223701.4831 | 1648934.2137 |  |  | 0 | 564715.3872 | 226 | 3717492.0725 | 4759501.42 | 613824.2701 |  |  | 2415020.9043 | 759187.2868
5411 | 4366973.49 | 1170369.2016 | 1787974.7798 |  |  | 0 | 1408629.5085 | 226 | 3717492.0725 | 4759501.42 | 613824.2701 |  |  | 2415020.9043 | 759187.2868
5412 | 4382730.412 | 643703.0609 | 1809699.8683 |  |  | 0 | 1929327.4828 | 226 | 3717492.0725 | 4759501.42 | 613824.2701 |  |  | 2415020.9043 | 759187.2868
5413 | 4290637.498 | 438888.4506 | 1714109.4791 |  |  | 0 | 2137639.5683 | 226 | 3717492.0725 | 4759501.42 | 613824.2701 |  |  | 2415020.9043 | 759187.2868
5414 | 4142776.008 | 438888.4506 | 1533791.2449 |  |  | 0 | 2170096.3125 | 226 | 3717492.0725 | 4759501.42 | 613824.2701 |  |  | 2415020.9043 | 759187.2868
5415 | 4098273.721 | 614443.8309 | 1255710.1127 |  |  | 0 | 2228119.7774 | 226 | 3717492.0725 | 4759501.42 | 613824.2701 |  |  | 2415020.9043 | 759187.2868
5416 | 4273064.233 | 1024073.0514 | 901591.1709 |  |  | 0 | 2347400.0107 | 226 | 3717492.0725 | 4759501.42 | 613824.2701 |  |  | 2415020.9043 | 759187.2868
5417 | 4186268.285 | 1550739.1922 | 488814.4902 |  |  | 0 | 2146714.6026 | 226 | 3717492.0725 | 4759501.42 | 613824.2701 |  |  | 2415020.9043 | 759187.2868
5418 | 3990724.334 | 2223701.4831 | 145558.0926 |  |  | 0 | 1621464.7582 | 226 | 3717492.0725 | 4759501.42 | 613824.2701 |  |  | 2415020.9043 | 759187.2868
5419 | 3804269.976 | 2808886.0839 | 2172.5088 |  |  | 0 | 993211.3832 | 226 | 3717492.0725 | 4759501.42 | 613824.2701 |  |  | 2415020.9043 | 759187.2868
5420 | 3741429.611 | 3277033.7646 | 0 |  |  | 0 | 464395.8464 | 226 | 3717492.0725 | 4759501.42 | 613824.2701 |  |  | 2415020.9043 | 759187.2868
5421 | 3456554.779 | 3247774.5345 | 0 |  |  | 0 | 208780.2445 | 226 | 3717492.0725 | 4759501.42 | 613824.2701 |  |  | 2415020.9043 | 759187.2868
5422 | 3139478.91 | 3306292.9946 | 0 |  |  | 166814.0846 | 0 | 226 | 3717492.0725 | 4759501.42 | 613824.2701 |  |  | 2415020.9043 | 759187.2868
5423 | 2935291.155 | 3101478.3843 | 0 |  |  | 166187.2293 | 0 | 226 | 3717492.0725 | 4759501.42 | 613824.2701 |  |  | 2415020.9043 | 759187.2868
5424 | 2796123.697 | 2808886.0839 | 0 |  |  | 12762.3869 | 0 | 226 | 3717492.0725 | 4759501.42 | 613824.2701 |  |  | 2415020.9043 | 759187.2868
5425 | 2731525.658 | 2311479.1732 | 0 |  |  | 0 | 420046.4848 | 227 | 3837328.5885 | 668085.7526 | 558515.8157 |  |  | 0 | 2610727.0202
5426 | 2727283.158 | 1814072.2625 | 0 |  |  | 0 | 913210.8955 | 227 | 3837328.5885 | 668085.7526 | 558515.8157 |  |  | 0 | 2610727.0202
5427 | 2811693.912 | 1316665.3518 | 0 |  |  | 0 | 1495028.5602 | 227 | 3837328.5885 | 668085.7526 | 558515.8157 |  |  | 0 | 2610727.0202
5428 | 3032445.335 | 760739.9811 | 0 |  |  | 0 | 2271705.3539 | 227 | 3837328.5885 | 668085.7526 | 558515.8157 |  |  | 0 | 2610727.0202
5429 | 3535888.622 | 321851.5304 | 17380.0708 |  |  | 0 | 3196657.0208 | 227 | 3837328.5885 | 668085.7526 | 558515.8157 |  |  | 0 | 2610727.0202
5430 | 4120652.663 | 117036.9202 | 247666.0084 |  |  | 0 | 3755949.7345 | 227 | 3837328.5885 | 668085.7526 | 558515.8157 |  |  | 0 | 2610727.0202
5431 | 4385285.848 | 87777.6901 | 632200.074 |  |  | 0 | 3665308.0838 | 227 | 3837328.5885 | 668085.7526 | 558515.8157 |  |  | 0 | 2610727.0202
5432 | 4463748.899 | 58518.4601 | 1021079.1574 |  |  | 0 | 3384151.2815 | 227 | 3837328.5885 | 668085.7526 | 558515.8157 |  |  | 0 | 2610727.0202
5433 | 4545527.933 | 146296.1502 | 1325230.3957 |  |  | 0 | 3074001.387 | 227 | 3837328.5885 | 668085.7526 | 558515.8157 |  |  | 0 | 2610727.0202
5434 | 4540294.528 | 351110.7605 | 1514238.6653 |  |  | 0 | 2674945.1022 | 227 | 3837328.5885 | 668085.7526 | 558515.8157 |  |  | 0 | 2610727.0202
5435 | 4470325.085 | 468147.6807 | 1598966.5103 |  |  | 0 | 2403210.8941 | 227 | 3837328.5885 | 668085.7526 | 558515.8157 |  |  | 0 | 2610727.0202
5436 | 4481338.295 | 468147.6807 | 1598966.5103 |  |  | 0 | 2414224.1041 | 227 | 3837328.5885 | 668085.7526 | 558515.8157 |  |  | 0 | 2610727.0202
5437 | 4420885.887 | 526666.1407 | 1512066.1565 |  |  | 0 | 2382153.5898 | 227 | 3837328.5885 | 668085.7526 | 558515.8157 |  |  | 0 | 2610727.0202
5438 | 4270828.995 | 643703.0609 | 1364335.555 |  |  | 0 | 2262790.3791 | 227 | 3837328.5885 | 668085.7526 | 558515.8157 |  |  | 0 | 2610727.0202
5439 | 4227895.522 | 789999.2111 | 1131877.1085 |  |  | 0 | 2306019.2024 | 227 | 3837328.5885 | 668085.7526 | 558515.8157 |  |  | 0 | 2610727.0202
5440 | 4462726.724 | 819258.4411 | 819035.8348 |  |  | 0 | 2824432.4481 | 227 | 3837328.5885 | 668085.7526 | 558515.8157 |  |  | 0 | 2610727.0202
5441 | 4367766.003 | 819258.4411 | 473606.9283 |  |  | 0 | 3074900.6335 | 227 | 3837328.5885 | 668085.7526 | 558515.8157 |  |  | 0 | 2610727.0202
5442 | 4156169.1 | 819258.4411 | 145558.0926 |  |  | 0 | 3191352.5662 | 227 | 3837328.5885 | 668085.7526 | 558515.8157 |  |  | 0 | 2610727.0202
5443 | 3978562.632 | 438888.4506 | 2172.5088 |  |  | 0 | 3537501.6725 | 227 | 3837328.5885 | 668085.7526 | 558515.8157 |  |  | 0 | 2610727.0202
5444 | 3865041.599 | 29259.23 | 0 |  |  | 0 | 3835782.369 | 227 | 3837328.5885 | 668085.7526 | 558515.8157 |  |  | 0 | 2610727.0202
5445 | 3537267.64 | 0 | 0 |  |  | 0 | 3537267.64 | 227 | 3837328.5885 | 668085.7526 | 558515.8157 |  |  | 0 | 2610727.0202
5446 | 3198298.311 | 87777.6901 | 0 |  |  | 0 | 3110520.6209 | 227 | 3837328.5885 | 668085.7526 | 558515.8157 |  |  | 0 | 2610727.0202
5447 | 2950879.055 | 848517.6712 | 0 |  |  | 0 | 2102361.3838 | 227 | 3837328.5885 | 668085.7526 | 558515.8157 |  |  | 0 | 2610727.0202
5448 | 2813554.72 | 1989627.6428 | 0 |  |  | 0 | 823927.0772 | 227 | 3837328.5885 | 668085.7526 | 558515.8157 |  |  | 0 | 2610727.0202
5449 | 2755772.053 | 3013700.6942 | 0 |  |  | 257928.6412 | 0 | 228 | 3798804.8181 | 4258437.1055 | 484016.8665 |  |  | 2121143.9034 | 1177494.7494
5450 | 2750833.015 | 4067032.9757 | 0 |  |  | 1316199.9607 | 0 | 228 | 3798804.8181 | 4258437.1055 | 484016.8665 |  |  | 2121143.9034 | 1177494.7494
5451 | 2804790.222 | 4944809.8769 | 0 |  |  | 2140019.6549 | 0 | 228 | 3798804.8181 | 4258437.1055 | 484016.8665 |  |  | 2121143.9034 | 1177494.7494
5452 | 3021788.553 | 4593699.1164 | 0 |  |  | 1571910.5634 | 0 | 228 | 3798804.8181 | 4258437.1055 | 484016.8665 |  |  | 2121143.9034 | 1177494.7494
5453 | 3502663.354 | 4037773.7456 | 0 |  |  | 535110.3916 | 0 | 228 | 3798804.8181 | 4258437.1055 | 484016.8665 |  |  | 2121143.9034 | 1177494.7494
5454 | 4083205.065 | 3832959.1354 | 260701.0615 |  |  | 10455.1318 | 0 | 228 | 3798804.8181 | 4258437.1055 | 484016.8665 |  |  | 2121143.9034 | 1177494.7494
5455 | 4353883.81 | 3364811.4547 | 712582.9013 |  |  | 0 | 276489.454 | 228 | 3798804.8181 | 4258437.1055 | 484016.8665 |  |  | 2121143.9034 | 1177494.7494
5456 | 4403091.391 | 2984441.4642 | 1164464.7412 |  |  | 0 | 254185.1856 | 228 | 3798804.8181 | 4258437.1055 | 484016.8665 |  |  | 2121143.9034 | 1177494.7494
5457 | 4529011.539 | 2340738.4033 | 1512066.1565 |  |  | 0 | 676206.9793 | 228 | 3798804.8181 | 4258437.1055 | 484016.8665 |  |  | 2121143.9034 | 1177494.7494
5458 | 4515640.842 | 1550739.1922 | 1620691.5987 |  |  | 0 | 1344210.0511 | 228 | 3798804.8181 | 4258437.1055 | 484016.8665 |  |  | 2121143.9034 | 1177494.7494
5459 | 4448712.924 | 789999.2111 | 1429510.8203 |  |  | 0 | 2229202.8926 | 228 | 3798804.8181 | 4258437.1055 | 484016.8665 |  |  | 2121143.9034 | 1177494.7494
5460 | 4465297.742 | 292592.3004 | 1375198.0992 |  |  | 0 | 2797507.3424 | 228 | 3798804.8181 | 4258437.1055 | 484016.8665 |  |  | 2121143.9034 | 1177494.7494
5461 | 4405328.822 | 87777.6901 | 1075391.8785 |  |  | 0 | 3242159.2534 | 228 | 3798804.8181 | 4258437.1055 | 484016.8665 |  |  | 2121143.9034 | 1177494.7494
5462 | 4206809.289 | 29259.23 | 784275.6932 |  |  | 0 | 3393274.3657 | 228 | 3798804.8181 | 4258437.1055 | 484016.8665 |  |  | 2121143.9034 | 1177494.7494
5463 | 4131957.75 | 29259.23 | 632200.074 |  |  | 0 | 3470498.4459 | 228 | 3798804.8181 | 4258437.1055 | 484016.8665 |  |  | 2121143.9034 | 1177494.7494
5464 | 4330607.228 | 117036.9202 | 532264.6671 |  |  | 0 | 3681305.6407 | 228 | 3798804.8181 | 4258437.1055 | 484016.8665 |  |  | 2121143.9034 | 1177494.7494
5465 | 4258133.547 | 292592.3004 | 373671.5214 |  |  | 0 | 3591869.7252 | 228 | 3798804.8181 | 4258437.1055 | 484016.8665 |  |  | 2121143.9034 | 1177494.7494
5466 | 4052133.257 | 994813.8214 | 141213.075 |  |  | 0 | 2916106.3607 | 228 | 3798804.8181 | 4258437.1055 | 484016.8665 |  |  | 2121143.9034 | 1177494.7494
5467 | 3870879.174 | 3481848.3749 | 2172.5088 |  |  | 0 | 386858.2903 | 228 | 3798804.8181 | 4258437.1055 | 484016.8665 |  |  | 2121143.9034 | 1177494.7494
5468 | 3826462.25 | 8865546.7024 | 0 |  |  | 5039084.4524 | 0 | 228 | 3798804.8181 | 4258437.1055 | 484016.8665 |  |  | 2121143.9034 | 1177494.7494
5469 | 3518494.476 | 12786283.5279 | 0 |  |  | 9267789.0519 | 0 | 228 | 3798804.8181 | 4258437.1055 | 484016.8665 |  |  | 2121143.9034 | 1177494.7494
5470 | 3177520.035 | 13839615.8093 | 0 |  |  | 10662095.7743 | 0 | 228 | 3798804.8181 | 4258437.1055 | 484016.8665 |  |  | 2121143.9034 | 1177494.7494
5471 | 2949427.355 | 13547023.5089 | 0 |  |  | 10597596.1539 | 0 | 228 | 3798804.8181 | 4258437.1055 | 484016.8665 |  |  | 2121143.9034 | 1177494.7494
5472 | 2808871.941 | 12318135.8472 | 0 |  |  | 9509263.9062 | 0 | 228 | 3798804.8181 | 4258437.1055 | 484016.8665 |  |  | 2121143.9034 | 1177494.7494
5473 | 2745333.295 | 11030729.7254 | 0 |  |  | 8285396.4304 | 0 | 229 | 3837569.0435 | 4008514.5156 | 182038.137 |  |  | 1913745.8405 | 1560762.2315
5474 | 2751244.131 | 9860360.5238 | 0 |  |  | 7109116.3928 | 0 | 229 | 3837569.0435 | 4008514.5156 | 182038.137 |  |  | 1913745.8405 | 1560762.2315
5475 | 2811775.155 | 8631472.8621 | 0 |  |  | 5819697.7071 | 0 | 229 | 3837569.0435 | 4008514.5156 | 182038.137 |  |  | 1913745.8405 | 1560762.2315
5476 | 3010535.133 | 7285548.2802 | 0 |  |  | 4275013.1472 | 0 | 229 | 3837569.0435 | 4008514.5156 | 182038.137 |  |  | 1913745.8405 | 1560762.2315
5477 | 3490863.488 | 6407771.379 | 6517.5265 |  |  | 2923425.4175 | 0 | 229 | 3837569.0435 | 4008514.5156 | 182038.137 |  |  | 1913745.8405 | 1560762.2315
5478 | 4084686.9 | 5793327.5481 | 84727.845 |  |  | 1793368.4931 | 0 | 229 | 3837569.0435 | 4008514.5156 | 182038.137 |  |  | 1913745.8405 | 1560762.2315
5479 | 4346375.343 | 5061846.7971 | 221595.9022 |  |  | 937067.3563 | 0 | 229 | 3837569.0435 | 4008514.5156 | 182038.137 |  |  | 1913745.8405 | 1560762.2315
5480 | 4406219.344 | 4535180.6563 | 325876.3268 |  |  | 454837.6392 | 0 | 229 | 3837569.0435 | 4008514.5156 | 182038.137 |  |  | 1913745.8405 | 1560762.2315
5481 | 4517043.474 | 3277033.7646 | 391051.5922 |  |  | 0 | 848958.1172 | 229 | 3837569.0435 | 4008514.5156 | 182038.137 |  |  | 1913745.8405 | 1560762.2315
5482 | 4514146.076 | 2135923.793 | 454054.3487 |  |  | 0 | 1924167.9343 | 229 | 3837569.0435 | 4008514.5156 | 182038.137 |  |  | 1913745.8405 | 1560762.2315
5483 | 4472189.734 | 1228887.6617 | 540954.7025 |  |  | 0 | 2702347.3698 | 229 | 3837569.0435 | 4008514.5156 | 182038.137 |  |  | 1913745.8405 | 1560762.2315
5484 | 4488308.868 | 614443.8309 | 608302.4767 |  |  | 0 | 3265562.5604 | 229 | 3837569.0435 | 4008514.5156 | 182038.137 |  |  | 1913745.8405 | 1560762.2315
5485 | 4416684.82 | 292592.3004 | 486641.9814 |  |  | 0 | 3637450.5382 | 229 | 3837569.0435 | 4008514.5156 | 182038.137 |  |  | 1913745.8405 | 1560762.2315
5486 | 4319023.523 | 175555.3802 | 419294.2072 |  |  | 0 | 3724173.9356 | 229 | 3837569.0435 | 4008514.5156 | 182038.137 |  |  | 1913745.8405 | 1560762.2315
5487 | 4336857.677 | 146296.1502 | 341083.8887 |  |  | 0 | 3849477.6381 | 229 | 3837569.0435 | 4008514.5156 | 182038.137 |  |  | 1913745.8405 | 1560762.2315
5488 | 4526376.239 | 87777.6901 | 219423.3934 |  |  | 0 | 4219175.1555 | 229 | 3837569.0435 | 4008514.5156 | 182038.137 |  |  | 1913745.8405 | 1560762.2315
5489 | 4425797.126 | 87777.6901 | 182490.743 |  |  | 0 | 4155528.6929 | 229 | 3837569.0435 | 4008514.5156 | 182038.137 |  |  | 1913745.8405 | 1560762.2315
5490 | 4198300.585 | 146296.1502 | 84727.845 |  |  | 0 | 3967276.5898 | 229 | 3837569.0435 | 4008514.5156 | 182038.137 |  |  | 1913745.8405 | 1560762.2315
5491 | 3970917.028 | 468147.6807 | 2172.5088 |  |  | 0 | 3500596.8385 | 229 | 3837569.0435 | 4008514.5156 | 182038.137 |  |  | 1913745.8405 | 1560762.2315
5492 | 3828761.208 | 2165183.023 | 0 |  |  | 0 | 1663578.185 | 229 | 3837569.0435 | 4008514.5156 | 182038.137 |  |  | 1913745.8405 | 1560762.2315
5493 | 3507083.218 | 4798513.7267 | 0 |  |  | 1291430.5087 | 0 | 229 | 3837569.0435 | 4008514.5156 | 182038.137 |  |  | 1913745.8405 | 1560762.2315
5494 | 3166777.066 | 6817400.5995 | 0 |  |  | 3650623.5335 | 0 | 229 | 3837569.0435 | 4008514.5156 | 182038.137 |  |  | 1913745.8405 | 1560762.2315
5495 | 2938617.878 | 7724436.7308 | 0 |  |  | 4785818.8528 | 0 | 229 | 3837569.0435 | 4008514.5156 | 182038.137 |  |  | 1913745.8405 | 1560762.2315
5496 | 2827739.736 | 7431844.4304 | 0 |  |  | 4604104.6944 | 0 | 229 | 3837569.0435 | 4008514.5156 | 182038.137 |  |  | 1913745.8405 | 1560762.2315
5497 | 2786036.545 | 6583326.7592 | 0 |  |  | 3797290.2142 | 0 | 230 | 3712996.324 | 3290444.245 | 248209.1356 |  |  | 1207970.8841 | 1382313.8275
5498 | 2773853.981 | 5588512.9378 | 0 |  |  | 2814658.9568 | 0 | 230 | 3712996.324 | 3290444.245 | 248209.1356 |  |  | 1207970.8841 | 1382313.8275
5499 | 2843960.459 | 4798513.7267 | 0 |  |  | 1954553.2677 | 0 | 230 | 3712996.324 | 3290444.245 | 248209.1356 |  |  | 1207970.8841 | 1382313.8275
5500 | 3047305.835 | 3511107.6049 | 0 |  |  | 463801.7699 | 0 | 230 | 3712996.324 | 3290444.245 | 248209.1356 |  |  | 1207970.8841 | 1382313.8275
5501 | 3532224.076 | 2165183.023 | 21725.0885 |  |  | 0 | 1345315.9645 | 230 | 3712996.324 | 3290444.245 | 248209.1356 |  |  | 1207970.8841 | 1382313.8275
5502 | 4100273.345 | 1082591.5115 | 197698.3049 |  |  | 0 | 2819983.5285 | 230 | 3712996.324 | 3290444.245 | 248209.1356 |  |  | 1207970.8841 | 1382313.8275
5503 | 4375485.499 | 351110.7605 | 425811.7337 |  |  | 0 | 3598563.0048 | 230 | 3712996.324 | 3290444.245 | 248209.1356 |  |  | 1207970.8841 | 1382313.8275
5504 | 4473274.903 | 146296.1502 | 593094.9148 |  |  | 0 | 3733883.838 | 230 | 3712996.324 | 3290444.245 | 248209.1356 |  |  | 1207970.8841 | 1382313.8275
5505 | 4553714.22 | 204814.6103 | 649580.1448 |  |  | 0 | 3699319.4649 | 230 | 3712996.324 | 3290444.245 | 248209.1356 |  |  | 1207970.8841 | 1382313.8275
5506 | 4530173.339 | 468147.6807 | 484469.4725 |  |  | 0 | 3577556.1858 | 230 | 3712996.324 | 3290444.245 | 248209.1356 |  |  | 1207970.8841 | 1382313.8275
5507 | 4389393.553 | 585184.6008 | 349773.9241 |  |  | 0 | 3454435.0281 | 230 | 3712996.324 | 3290444.245 | 248209.1356 |  |  | 1207970.8841 | 1382313.8275
5508 | 4288512.371 | 497406.9107 | 425811.7337 |  |  | 0 | 3365293.7266 | 230 | 3712996.324 | 3290444.245 | 248209.1356 |  |  | 1207970.8841 | 1382313.8275
5509 | 4134332.874 | 497406.9107 | 482296.9637 |  |  | 0 | 3154628.9996 | 230 | 3712996.324 | 3290444.245 | 248209.1356 |  |  | 1207970.8841 | 1382313.8275
5510 | 4009255.786 | 848517.6712 | 521402.1229 |  |  | 0 | 2639335.9919 | 230 | 3712996.324 | 3290444.245 | 248209.1356 |  |  | 1207970.8841 | 1382313.8275
5511 | 3990721.591 | 1755553.8025 | 664787.7067 |  |  | 0 | 1570380.0818 | 230 | 3712996.324 | 3290444.245 | 248209.1356 |  |  | 1207970.8841 | 1382313.8275
5512 | 4191105.87 | 3335552.2247 | 638717.6006 |  |  | 0 | 216836.0448 | 230 | 3712996.324 | 3290444.245 | 248209.1356 |  |  | 1207970.8841 | 1382313.8275
5513 | 4118001.44 | 5471476.0176 | 380189.048 |  |  | 1733663.6256 | 0 | 230 | 3712996.324 | 3290444.245 | 248209.1356 |  |  | 1207970.8841 | 1382313.8275
5514 | 3831311.65 | 7724436.7308 | 121660.4953 |  |  | 4014785.5761 | 0 | 230 | 3712996.324 | 3290444.245 | 248209.1356 |  |  | 1207970.8841 | 1382313.8275
5515 | 3650444.005 | 7490362.8905 | 0 |  |  | 3839918.8855 | 0 | 230 | 3712996.324 | 3290444.245 | 248209.1356 |  |  | 1207970.8841 | 1382313.8275
5516 | 3575956.236 | 6846659.8296 | 0 |  |  | 3270703.5936 | 0 | 230 | 3712996.324 | 3290444.245 | 248209.1356 |  |  | 1207970.8841 | 1382313.8275
5517 | 3304399.469 | 6232215.9987 | 0 |  |  | 2927816.5297 | 0 | 230 | 3712996.324 | 3290444.245 | 248209.1356 |  |  | 1207970.8841 | 1382313.8275
5518 | 3046880.202 | 5149624.4872 | 0 |  |  | 2102744.2852 | 0 | 230 | 3712996.324 | 3290444.245 | 248209.1356 |  |  | 1207970.8841 | 1382313.8275
5519 | 2858598.046 | 4125551.4358 | 0 |  |  | 1266953.3898 | 0 | 230 | 3712996.324 | 3290444.245 | 248209.1356 |  |  | 1207970.8841 | 1382313.8275
5520 | 2706696.481 | 3511107.6049 | 0 |  |  | 804411.1239 | 0 | 230 | 3712996.324 | 3290444.245 | 248209.1356 |  |  | 1207970.8841 | 1382313.8275
5521 | 2614855.825 | 3335552.2247 | 0 |  |  | 720696.3997 | 0 | 231 | 3227880.0415 | 3317265.2059 | 497957.1316 |  |  | 1324452.9947 | 737110.6987
5522 | 2578961.251 | 3394070.6847 | 0 |  |  | 815109.4337 | 0 | 231 | 3227880.0415 | 3317265.2059 | 497957.1316 |  |  | 1324452.9947 | 737110.6987
5523 | 2609819.13 | 3598885.295 | 0 |  |  | 989066.165 | 0 | 231 | 3227880.0415 | 3317265.2059 | 497957.1316 |  |  | 1324452.9947 | 737110.6987
5524 | 2657632.383 | 2838145.314 | 0 |  |  | 180512.931 | 0 | 231 | 3227880.0415 | 3317265.2059 | 497957.1316 |  |  | 1324452.9947 | 737110.6987
5525 | 2735416.296 | 1784813.0325 | 0 |  |  | 0 | 950603.2635 | 231 | 3227880.0415 | 3317265.2059 | 497957.1316 |  |  | 1324452.9947 | 737110.6987
5526 | 3027883.793 | 965554.5913 | 245493.4995 |  |  | 0 | 1816835.7021 | 231 | 3227880.0415 | 3317265.2059 | 497957.1316 |  |  | 1324452.9947 | 737110.6987
5527 | 3333170.073 | 351110.7605 | 677822.7598 |  |  | 0 | 2304236.5527 | 231 | 3227880.0415 | 3317265.2059 | 497957.1316 |  |  | 1324452.9947 | 737110.6987
5528 | 3576705.295 | 87777.6901 | 1127532.0908 |  |  | 0 | 2361395.5141 | 231 | 3227880.0415 | 3317265.2059 | 497957.1316 |  |  | 1324452.9947 | 737110.6987
5529 | 3648408.067 | 175555.3802 | 1466443.4707 |  |  | 0 | 2006409.216 | 231 | 3227880.0415 | 3317265.2059 | 497957.1316 |  |  | 1324452.9947 | 737110.6987
5530 | 3642880.996 | 351110.7605 | 1572896.4041 |  |  | 0 | 1718873.8314 | 231 | 3227880.0415 | 3317265.2059 | 497957.1316 |  |  | 1324452.9947 | 737110.6987
5531 | 3711956.748 | 555925.3708 | 1483823.5415 |  |  | 0 | 1672207.8358 | 231 | 3227880.0415 | 3317265.2059 | 497957.1316 |  |  | 1324452.9947 | 737110.6987
5532 | 3674529.894 | 819258.4411 | 1409958.2407 |  |  | 0 | 1445313.2121 | 231 | 3227880.0415 | 3317265.2059 | 497957.1316 |  |  | 1324452.9947 | 737110.6987
5533 | 3590715.993 | 1082591.5115 | 1236157.5331 |  |  | 0 | 1271966.9484 | 231 | 3227880.0415 | 3317265.2059 | 497957.1316 |  |  | 1324452.9947 | 737110.6987
5534 | 3592066.07 | 1462961.502 | 1066701.8431 |  |  | 0 | 1062402.7248 | 231 | 3227880.0415 | 3317265.2059 | 497957.1316 |  |  | 1324452.9947 | 737110.6987
5535 | 3633313.442 | 1901849.9527 | 821208.3436 |  |  | 0 | 910255.1457 | 231 | 3227880.0415 | 3317265.2059 | 497957.1316 |  |  | 1324452.9947 | 737110.6987
5536 | 3714966.29 | 3042959.9243 | 501849.5433 |  |  | 0 | 170156.8224 | 231 | 3227880.0415 | 3317265.2059 | 497957.1316 |  |  | 1324452.9947 | 737110.6987
5537 | 3695073.526 | 4681476.8065 | 236803.4642 |  |  | 1223206.7447 | 0 | 231 | 3227880.0415 | 3317265.2059 | 497957.1316 |  |  | 1324452.9947 | 737110.6987
5538 | 3458018.133 | 6407771.379 | 104280.4246 |  |  | 3054033.6705 | 0 | 231 | 3227880.0415 | 3317265.2059 | 497957.1316 |  |  | 1324452.9947 | 737110.6987
5539 | 3377477.104 | 6846659.8296 | 0 |  |  | 3469182.7256 | 0 | 231 | 3227880.0415 | 3317265.2059 | 497957.1316 |  |  | 1324452.9947 | 737110.6987
5540 | 3296349.327 | 7519622.1205 | 0 |  |  | 4223272.7935 | 0 | 231 | 3227880.0415 | 3317265.2059 | 497957.1316 |  |  | 1324452.9947 | 737110.6987
5541 | 3100988.373 | 7929251.3411 | 0 |  |  | 4828262.9681 | 0 | 231 | 3227880.0415 | 3317265.2059 | 497957.1316 |  |  | 1324452.9947 | 737110.6987
5542 | 2898477.401 | 7987769.8012 | 0 |  |  | 5089292.4002 | 0 | 231 | 3227880.0415 | 3317265.2059 | 497957.1316 |  |  | 1324452.9947 | 737110.6987
5543 | 2703662.167 | 6992955.9798 | 0 |  |  | 4289293.8128 | 0 | 231 | 3227880.0415 | 3317265.2059 | 497957.1316 |  |  | 1324452.9947 | 737110.6987
5544 | 2595793.419 | 5500735.2477 | 0 |  |  | 2904941.8287 | 0 | 231 | 3227880.0415 | 3317265.2059 | 497957.1316 |  |  | 1324452.9947 | 737110.6987
5545 | 2541919.608 | 4330366.0461 | 0 |  |  | 1788446.4381 | 0 | 232 | 3214671.9345 | 4407171.5249 | 595357.9449 |  |  | 1865261.1416 | 77403.6064
5546 | 2508937.052 | 3598885.295 | 0 |  |  | 1089948.243 | 0 | 232 | 3214671.9345 | 4407171.5249 | 595357.9449 |  |  | 1865261.1416 | 77403.6064
5547 | 2552879.469 | 3218515.3045 | 0 |  |  | 665635.8355 | 0 | 232 | 3214671.9345 | 4407171.5249 | 595357.9449 |  |  | 1865261.1416 | 77403.6064
5548 | 2580644.903 | 2516293.7835 | 0 |  |  | 0 | 64351.1195 | 232 | 3214671.9345 | 4407171.5249 | 595357.9449 |  |  | 1865261.1416 | 77403.6064
5549 | 2683131.703 | 2252960.7131 | 8690.0354 |  |  | 0 | 421480.9545 | 232 | 3214671.9345 | 4407171.5249 | 595357.9449 |  |  | 1865261.1416 | 77403.6064
5550 | 2891599.96 | 2340738.4033 | 178145.7253 |  |  | 0 | 372715.8314 | 232 | 3214671.9345 | 4407171.5249 | 595357.9449 |  |  | 1865261.1416 | 77403.6064
5551 | 3145497.779 | 2223701.4831 | 545299.7202 |  |  | 0 | 376496.5757 | 232 | 3214671.9345 | 4407171.5249 | 595357.9449 |  |  | 1865261.1416 | 77403.6064
5552 | 3330033.306 | 1638516.8823 | 1068874.352 |  |  | 0 | 622642.0717 | 232 | 3214671.9345 | 4407171.5249 | 595357.9449 |  |  | 1865261.1416 | 77403.6064
5553 | 3523879.518 | 3335552.2247 | 1475133.5061 |  |  | 1286806.2128 | 0 | 232 | 3214671.9345 | 4407171.5249 | 595357.9449 |  |  | 1865261.1416 | 77403.6064
5554 | 3562283.708 | 3686662.9852 | 1731489.5499 |  |  | 1855868.827 | 0 | 232 | 3214671.9345 | 4407171.5249 | 595357.9449 |  |  | 1865261.1416 | 77403.6064
5555 | 3566002.227 | 4096292.2057 | 1866185.0983 |  |  | 2396475.077 | 0 | 232 | 3214671.9345 | 4407171.5249 | 595357.9449 |  |  | 1865261.1416 | 77403.6064
5556 | 3589686.648 | 4710736.0366 | 1831424.9567 |  |  | 2952474.3453 | 0 | 232 | 3214671.9345 | 4407171.5249 | 595357.9449 |  |  | 1865261.1416 | 77403.6064
5557 | 3633124.491 | 5354439.0975 | 1694556.8995 |  |  | 3415871.506 | 0 | 232 | 3214671.9345 | 4407171.5249 | 595357.9449 |  |  | 1865261.1416 | 77403.6064
5558 | 3518526.341 | 5910364.4683 | 1438200.8557 |  |  | 3830038.983 | 0 | 232 | 3214671.9345 | 4407171.5249 | 595357.9449 |  |  | 1865261.1416 | 77403.6064
5559 | 3598751.541 | 6202956.7687 | 1079736.8962 |  |  | 3683942.1239 | 0 | 232 | 3214671.9345 | 4407171.5249 | 595357.9449 |  |  | 1865261.1416 | 77403.6064
5560 | 3902029.748 | 6671104.4493 | 792965.7286 |  |  | 3562040.4299 | 0 | 232 | 3214671.9345 | 4407171.5249 | 595357.9449 |  |  | 1865261.1416 | 77403.6064
5561 | 3853826.854 | 6963696.7497 | 456226.8576 |  |  | 3566096.7533 | 0 | 232 | 3214671.9345 | 4407171.5249 | 595357.9449 |  |  | 1865261.1416 | 77403.6064
5562 | 3647213.468 | 7139252.13 | 121660.4953 |  |  | 3613699.1573 | 0 | 232 | 3214671.9345 | 4407171.5249 | 595357.9449 |  |  | 1865261.1416 | 77403.6064
5563 | 3504646.118 | 6056660.6185 | 0 |  |  | 2552014.5005 | 0 | 232 | 3214671.9345 | 4407171.5249 | 595357.9449 |  |  | 1865261.1416 | 77403.6064
5564 | 3452525.398 | 5851846.0082 | 0 |  |  | 2399320.6102 | 0 | 232 | 3214671.9345 | 4407171.5249 | 595357.9449 |  |  | 1865261.1416 | 77403.6064
5565 | 3184462.491 | 5822586.7781 | 0 |  |  | 2638124.2871 | 0 | 232 | 3214671.9345 | 4407171.5249 | 595357.9449 |  |  | 1865261.1416 | 77403.6064
5566 | 2926755.439 | 5091106.0271 | 0 |  |  | 2164350.5881 | 0 | 232 | 3214671.9345 | 4407171.5249 | 595357.9449 |  |  | 1865261.1416 | 77403.6064
5567 | 2766552.303 | 4008514.5156 | 0 |  |  | 1241962.2126 | 0 | 232 | 3214671.9345 | 4407171.5249 | 595357.9449 |  |  | 1865261.1416 | 77403.6064
5568 | 2687216.356 | 2750367.6238 | 0 |  |  | 63151.2678 | 0 | 232 | 3214671.9345 | 4407171.5249 | 595357.9449 |  |  | 1865261.1416 | 77403.6064
5569 | 2654411.093 | 1755553.8025 | 0 |  |  | 0 | 898857.2905 | 233 | 3805304.259 | 3551339.0462 | 463015.9477 |  |  | 1283651.4971 | 1074600.7622
5570 | 2667266.072 | 1082591.5115 | 0 |  |  | 0 | 1584674.5605 | 233 | 3805304.259 | 3551339.0462 | 463015.9477 |  |  | 1283651.4971 | 1074600.7622
5571 | 2735990.436 | 526666.1407 | 0 |  |  | 0 | 2209324.2953 | 233 | 3805304.259 | 3551339.0462 | 463015.9477 |  |  | 1283651.4971 | 1074600.7622
5572 | 2986485.372 | 175555.3802 | 0 |  |  | 0 | 2810929.9918 | 233 | 3805304.259 | 3551339.0462 | 463015.9477 |  |  | 1283651.4971 | 1074600.7622
5573 | 3504040.24 | 29259.23 | 10862.5442 |  |  | 0 | 3463918.4657 | 233 | 3805304.259 | 3551339.0462 | 463015.9477 |  |  | 1283651.4971 | 1074600.7622
5574 | 4105132.743 | 0 | 210733.358 |  |  | 0 | 3894399.385 | 233 | 3805304.259 | 3551339.0462 | 463015.9477 |  |  | 1283651.4971 | 1074600.7622
5575 | 4361901.227 | 29259.23 | 553989.7556 |  |  | 0 | 3778652.2414 | 233 | 3805304.259 | 3551339.0462 | 463015.9477 |  |  | 1283651.4971 | 1074600.7622
5576 | 4466490.572 | 175555.3802 | 968938.9451 |  |  | 0 | 3321996.2467 | 233 | 3805304.259 | 3551339.0462 | 463015.9477 |  |  | 1283651.4971 | 1074600.7622
5577 | 4574618.822 | 1579998.4222 | 1292642.7631 |  |  | 0 | 1701977.6367 | 233 | 3805304.259 | 3551339.0462 | 463015.9477 |  |  | 1283651.4971 | 1074600.7622
5578 | 4565524.861 | 3042959.9243 | 1475133.5061 |  |  | 0 | 47431.4307 | 233 | 3805304.259 | 3551339.0462 | 463015.9477 |  |  | 1283651.4971 | 1074600.7622
5579 | 4474839.723 | 4154810.6658 | 1564206.3688 |  |  | 1244177.3116 | 0 | 233 | 3805304.259 | 3551339.0462 | 463015.9477 |  |  | 1283651.4971 | 1074600.7622
5580 | 4473180.162 | 5178883.7172 | 1525101.2095 |  |  | 2230804.7648 | 0 | 233 | 3805304.259 | 3551339.0462 | 463015.9477 |  |  | 1283651.4971 | 1074600.7622
5581 | 4401962.804 | 6056660.6185 | 1266572.6569 |  |  | 2921270.4714 | 0 | 233 | 3805304.259 | 3551339.0462 | 463015.9477 |  |  | 1283651.4971 | 1074600.7622
5582 | 4233364.129 | 6729622.9094 | 934178.8036 |  |  | 3430437.584 | 0 | 233 | 3805304.259 | 3551339.0462 | 463015.9477 |  |  | 1283651.4971 | 1074600.7622
5583 | 4184975.679 | 7139252.13 | 675650.2509 |  |  | 3629926.7019 | 0 | 233 | 3805304.259 | 3551339.0462 | 463015.9477 |  |  | 1283651.4971 | 1074600.7622
5584 | 4432794.046 | 8192584.4115 | 441019.2956 |  |  | 4200809.6611 | 0 | 233 | 3805304.259 | 3551339.0462 | 463015.9477 |  |  | 1283651.4971 | 1074600.7622
5585 | 4332555.262 | 8924065.1625 | 162938.1634 |  |  | 4754448.0639 | 0 | 233 | 3805304.259 | 3551339.0462 | 463015.9477 |  |  | 1283651.4971 | 1074600.7622
5586 | 4113137.984 | 8631472.8621 | 30415.1238 |  |  | 4548750.0019 | 0 | 233 | 3805304.259 | 3551339.0462 | 463015.9477 |  |  | 1283651.4971 | 1074600.7622
5587 | 3919757.108 | 6407771.379 | 0 |  |  | 2488014.271 | 0 | 233 | 3805304.259 | 3551339.0462 | 463015.9477 |  |  | 1283651.4971 | 1074600.7622
5588 | 3798696.564 | 4827772.9567 | 0 |  |  | 1029076.3927 | 0 | 233 | 3805304.259 | 3551339.0462 | 463015.9477 |  |  | 1283651.4971 | 1074600.7622
5589 | 3473779.2 | 3803699.9053 | 0 |  |  | 329920.7053 | 0 | 233 | 3805304.259 | 3551339.0462 | 463015.9477 |  |  | 1283651.4971 | 1074600.7622
5590 | 3127145.886 | 2955182.2341 | 0 |  |  | 0 | 171963.6519 | 233 | 3805304.259 | 3551339.0462 | 463015.9477 |  |  | 1283651.4971 | 1074600.7622
5591 | 2927694.632 | 2223701.4831 | 0 |  |  | 0 | 703993.1489 | 233 | 3805304.259 | 3551339.0462 | 463015.9477 |  |  | 1283651.4971 | 1074600.7622
5592 | 2811557.599 | 1609257.6522 | 0 |  |  | 0 | 1202299.9468 | 233 | 3805304.259 | 3551339.0462 | 463015.9477 |  |  | 1283651.4971 | 1074600.7622
5593 | 2777084.692 | 1287406.1218 | 0 |  |  | 0 | 1489678.5702 | 234 | 3810334.5474 | 3992665.766 | 188917.7484 |  |  | 1461692.4224 | 1090443.4554
5594 | 2791851.922 | 1258146.8918 | 0 |  |  | 0 | 1533705.0302 | 234 | 3810334.5474 | 3992665.766 | 188917.7484 |  |  | 1461692.4224 | 1090443.4554
5595 | 2845326.571 | 1404443.042 | 0 |  |  | 0 | 1440883.529 | 234 | 3810334.5474 | 3992665.766 | 188917.7484 |  |  | 1461692.4224 | 1090443.4554
5596 | 3054008.73 | 1433702.272 | 0 |  |  | 0 | 1620306.458 | 234 | 3810334.5474 | 3992665.766 | 188917.7484 |  |  | 1461692.4224 | 1090443.4554
5597 | 3551979.892 | 1404443.042 | 2172.5088 |  |  | 0 | 2145364.3412 | 234 | 3810334.5474 | 3992665.766 | 188917.7484 |  |  | 1461692.4224 | 1090443.4554
5598 | 4114224.259 | 1228887.6617 | 65175.2654 |  |  | 0 | 2820161.3319 | 234 | 3810334.5474 | 3992665.766 | 188917.7484 |  |  | 1461692.4224 | 1090443.4554
5599 | 4362382.79 | 907036.1313 | 145558.0926 |  |  | 0 | 3309788.5661 | 234 | 3810334.5474 | 3992665.766 | 188917.7484 |  |  | 1461692.4224 | 1090443.4554
5600 | 4426682.236 | 877776.9012 | 254183.5349 |  |  | 0 | 3294721.7999 | 234 | 3810334.5474 | 3992665.766 | 188917.7484 |  |  | 1461692.4224 | 1090443.4554
5601 | 4508602.739 | 2252960.7131 | 371499.0126 |  |  | 0 | 1884143.0133 | 234 | 3810334.5474 | 3992665.766 | 188917.7484 |  |  | 1461692.4224 | 1090443.4554
5602 | 4490531.837 | 3920736.8255 | 484469.4725 |  |  | 0 | 85325.539 | 234 | 3810334.5474 | 3992665.766 | 188917.7484 |  |  | 1461692.4224 | 1090443.4554
5603 | 4442289.983 | 5734809.088 | 543127.2114 |  |  | 1835646.3164 | 0 | 234 | 3810334.5474 | 3992665.766 | 188917.7484 |  |  | 1461692.4224 | 1090443.4554
5604 | 4445809.415 | 7490362.8905 | 660442.689 |  |  | 3704996.1645 | 0 | 234 | 3810334.5474 | 3992665.766 | 188917.7484 |  |  | 1461692.4224 | 1090443.4554
5605 | 4380313.43 | 8924065.1625 | 638717.6006 |  |  | 5182469.333 | 0 | 234 | 3810334.5474 | 3992665.766 | 188917.7484 |  |  | 1461692.4224 | 1090443.4554
5606 | 4226182.988 | 9860360.5238 | 532264.6671 |  |  | 6166442.2029 | 0 | 234 | 3810334.5474 | 3992665.766 | 188917.7484 |  |  | 1461692.4224 | 1090443.4554
5607 | 4186949.201 | 10416285.8946 | 458399.3664 |  |  | 6687736.06 | 0 | 234 | 3810334.5474 | 3992665.766 | 188917.7484 |  |  | 1461692.4224 | 1090443.4554
5608 | 4377254.182 | 9479990.5332 | 256356.0438 |  |  | 5359092.395 | 0 | 234 | 3810334.5474 | 3992665.766 | 188917.7484 |  |  | 1461692.4224 | 1090443.4554
5609 | 4268056.205 | 7870732.881 | 102107.9157 |  |  | 3704784.5917 | 0 | 234 | 3810334.5474 | 3992665.766 | 188917.7484 |  |  | 1461692.4224 | 1090443.4554
5610 | 4059251.482 | 6202956.7687 | 19552.5796 |  |  | 2163257.8663 | 0 | 234 | 3810334.5474 | 3992665.766 | 188917.7484 |  |  | 1461692.4224 | 1090443.4554
5611 | 3907876.689 | 4184069.8958 | 0 |  |  | 276193.2068 | 0 | 234 | 3810334.5474 | 3992665.766 | 188917.7484 |  |  | 1461692.4224 | 1090443.4554
5612 | 3828167.124 | 3042959.9243 | 0 |  |  | 0 | 785207.1997 | 234 | 3810334.5474 | 3992665.766 | 188917.7484 |  |  | 1461692.4224 | 1090443.4554
5613 | 3495277.718 | 2165183.023 | 0 |  |  | 0 | 1330094.695 | 234 | 3810334.5474 | 3992665.766 | 188917.7484 |  |  | 1461692.4224 | 1090443.4554
5614 | 3138670.789 | 1814072.2625 | 0 |  |  | 0 | 1324598.5265 | 234 | 3810334.5474 | 3992665.766 | 188917.7484 |  |  | 1461692.4224 | 1090443.4554
5615 | 2940330.485 | 1492220.7321 | 0 |  |  | 0 | 1448109.7529 | 234 | 3810334.5474 | 3992665.766 | 188917.7484 |  |  | 1461692.4224 | 1090443.4554
5616 | 2828923.779 | 1170369.2016 | 0 |  |  | 0 | 1658554.5774 | 234 | 3810334.5474 | 3992665.766 | 188917.7484 |  |  | 1461692.4224 | 1090443.4554
5617 | 2785799.19 | 877776.9012 | 0 |  |  | 0 | 1908022.2888 | 235 | 3796991.9657 | 237731.2441 | 527467.0434 |  |  | 0 | 3031793.6782
5618 | 2794908.523 | 672962.2909 | 0 |  |  | 0 | 2121946.2321 | 235 | 3796991.9657 | 237731.2441 | 527467.0434 |  |  | 0 | 3031793.6782
5619 | 2860112.79 | 497406.9107 | 0 |  |  | 0 | 2362705.8793 | 235 | 3796991.9657 | 237731.2441 | 527467.0434 |  |  | 0 | 3031793.6782
5620 | 3067618.602 | 292592.3004 | 0 |  |  | 0 | 2775026.3016 | 235 | 3796991.9657 | 237731.2441 | 527467.0434 |  |  | 0 | 3031793.6782
5621 | 3558633.701 | 175555.3802 | 8690.0354 |  |  | 0 | 3374388.2854 | 235 | 3796991.9657 | 237731.2441 | 527467.0434 |  |  | 0 | 3031793.6782
5622 | 4089181.326 | 204814.6103 | 158593.1457 |  |  | 0 | 3725773.57 | 235 | 3796991.9657 | 237731.2441 | 527467.0434 |  |  | 0 | 3031793.6782
5623 | 4358726.528 | 292592.3004 | 484469.4725 |  |  | 0 | 3581664.755 | 235 | 3796991.9657 | 237731.2441 | 527467.0434 |  |  | 0 | 3031793.6782
5624 | 4414275.502 | 204814.6103 | 1008044.1043 |  |  | 0 | 3201416.7874 | 235 | 3796991.9657 | 237731.2441 | 527467.0434 |  |  | 0 | 3031793.6782
5625 | 4495538.29 | 29259.23 | 1375198.0992 |  |  | 0 | 3091080.9608 | 235 | 3796991.9657 | 237731.2441 | 527467.0434 |  |  | 0 | 3031793.6782
5626 | 4467352.085 | 58518.4601 | 1583758.9484 |  |  | 0 | 2825074.6766 | 235 | 3796991.9657 | 237731.2441 | 527467.0434 |  |  | 0 | 3031793.6782
5627 | 4412722.373 | 117036.9202 | 1679349.3376 |  |  | 0 | 2616336.1153 | 235 | 3796991.9657 | 237731.2441 | 527467.0434 |  |  | 0 | 3031793.6782
5628 | 4438657.504 | 146296.1502 | 1642416.6872 |  |  | 0 | 2649944.6666 | 235 | 3796991.9657 | 237731.2441 | 527467.0434 |  |  | 0 | 3031793.6782
5629 | 4344700.28 | 175555.3802 | 1488168.5592 |  |  | 0 | 2680976.3406 | 235 | 3796991.9657 | 237731.2441 | 527467.0434 |  |  | 0 | 3031793.6782
5630 | 4172372.408 | 175555.3802 | 1247020.0773 |  |  | 0 | 2749796.9504 | 235 | 3796991.9657 | 237731.2441 | 527467.0434 |  |  | 0 | 3031793.6782
5631 | 4118607.748 | 175555.3802 | 955903.892 |  |  | 0 | 2987148.4757 | 235 | 3796991.9657 | 237731.2441 | 527467.0434 |  |  | 0 | 3031793.6782
5632 | 4301402.735 | 146296.1502 | 630027.5652 |  |  | 0 | 3525079.0196 | 235 | 3796991.9657 | 237731.2441 | 527467.0434 |  |  | 0 | 3031793.6782
5633 | 4214710.869 | 58518.4601 | 315013.7826 |  |  | 0 | 3841178.6263 | 235 | 3796991.9657 | 237731.2441 | 527467.0434 |  |  | 0 | 3031793.6782
5634 | 4030159.419 | 0 | 82555.3361 |  |  | 0 | 3947604.0829 | 235 | 3796991.9657 | 237731.2441 | 527467.0434 |  |  | 0 | 3031793.6782
5635 | 3919061.33 | 0 | 0 |  |  | 0 | 3919061.33 | 235 | 3796991.9657 | 237731.2441 | 527467.0434 |  |  | 0 | 3031793.6782
5636 | 3852158.408 | 0 | 0 |  |  | 0 | 3852158.408 | 235 | 3796991.9657 | 237731.2441 | 527467.0434 |  |  | 0 | 3031793.6782
5637 | 3505072.237 | 87777.6901 | 0 |  |  | 0 | 3417294.5469 | 235 | 3796991.9657 | 237731.2441 | 527467.0434 |  |  | 0 | 3031793.6782
5638 | 3159024.325 | 263333.0704 | 0 |  |  | 0 | 2895691.2546 | 235 | 3796991.9657 | 237731.2441 | 527467.0434 |  |  | 0 | 3031793.6782
5639 | 2944601.107 | 438888.4506 | 0 |  |  | 0 | 2505712.6564 | 235 | 3796991.9657 | 237731.2441 | 527467.0434 |  |  | 0 | 3031793.6782
5640 | 2822409.897 | 614443.8309 | 0 |  |  | 0 | 2207966.0661 | 235 | 3796991.9657 | 237731.2441 | 527467.0434 |  |  | 0 | 3031793.6782
5641 | 2773235.346 | 731480.751 | 0 |  |  | 0 | 2041754.595 | 236 | 3856213.2827 | 509598.2565 | 565938.5543 |  |  | 0 | 2780676.4719
5642 | 2765454.141 | 789999.2111 | 0 |  |  | 0 | 1975454.9299 | 236 | 3856213.2827 | 509598.2565 | 565938.5543 |  |  | 0 | 2780676.4719
5643 | 2843783.79 | 789999.2111 | 0 |  |  | 0 | 2053784.5789 | 236 | 3856213.2827 | 509598.2565 | 565938.5543 |  |  | 0 | 2780676.4719
5644 | 3064448.989 | 731480.751 | 0 |  |  | 0 | 2332968.238 | 236 | 3856213.2827 | 509598.2565 | 565938.5543 |  |  | 0 | 2780676.4719
5645 | 3568652.938 | 672962.2909 | 0 |  |  | 0 | 2895690.6471 | 236 | 3856213.2827 | 509598.2565 | 565938.5543 |  |  | 0 | 2780676.4719
5646 | 4118613.746 | 526666.1407 | 210733.358 |  |  | 0 | 3381214.2473 | 236 | 3856213.2827 | 509598.2565 | 565938.5543 |  |  | 0 | 2780676.4719
5647 | 4382932.096 | 438888.4506 | 656097.6713 |  |  | 0 | 3287945.974 | 236 | 3856213.2827 | 509598.2565 | 565938.5543 |  |  | 0 | 2780676.4719
5648 | 4464341.505 | 263333.0704 | 1116669.5466 |  |  | 0 | 3084338.888 | 236 | 3856213.2827 | 509598.2565 | 565938.5543 |  |  | 0 | 2780676.4719
5649 | 4557812.544 | 234073.8403 | 1477306.0149 |  |  | 0 | 2846432.6887 | 236 | 3856213.2827 | 509598.2565 | 565938.5543 |  |  | 0 | 2780676.4719
5650 | 4556116.555 | 292592.3004 | 1688039.3729 |  |  | 0 | 2575484.8816 | 236 | 3856213.2827 | 509598.2565 | 565938.5543 |  |  | 0 | 2780676.4719
5651 | 4510744.791 | 351110.7605 | 1714109.4791 |  |  | 0 | 2445524.5514 | 236 | 3856213.2827 | 509598.2565 | 565938.5543 |  |  | 0 | 2780676.4719
5652 | 4504749.414 | 438888.4506 | 1590276.4749 |  |  | 0 | 2475584.4885 | 236 | 3856213.2827 | 509598.2565 | 565938.5543 |  |  | 0 | 2780676.4719
5653 | 4431951.766 | 497406.9107 | 1479478.5238 |  |  | 0 | 2455066.3315 | 236 | 3856213.2827 | 509598.2565 | 565938.5543 |  |  | 0 | 2780676.4719
5654 | 4315971.634 | 468147.6807 | 1327402.9046 |  |  | 0 | 2520421.0488 | 236 | 3856213.2827 | 509598.2565 | 565938.5543 |  |  | 0 | 2780676.4719
5655 | 4254933.486 | 438888.4506 | 1047149.2635 |  |  | 0 | 2768895.7719 | 236 | 3856213.2827 | 509598.2565 | 565938.5543 |  |  | 0 | 2780676.4719
5656 | 4454560.598 | 497406.9107 | 762550.6048 |  |  | 0 | 3194603.0825 | 236 | 3856213.2827 | 509598.2565 | 565938.5543 |  |  | 0 | 2780676.4719
5657 | 4355284.808 | 585184.6008 | 408431.663 |  |  | 0 | 3361668.5442 | 236 | 3856213.2827 | 509598.2565 | 565938.5543 |  |  | 0 | 2780676.4719
5658 | 4126202.571 | 643703.0609 | 104280.4246 |  |  | 0 | 3378219.0855 | 236 | 3856213.2827 | 509598.2565 | 565938.5543 |  |  | 0 | 2780676.4719
5659 | 3987106.121 | 643703.0609 | 0 |  |  | 0 | 3343403.0601 | 236 | 3856213.2827 | 509598.2565 | 565938.5543 |  |  | 0 | 2780676.4719
5660 | 3904808.563 | 526666.1407 | 0 |  |  | 0 | 3378142.4223 | 236 | 3856213.2827 | 509598.2565 | 565938.5543 |  |  | 0 | 2780676.4719
5661 | 3559260.28 | 380369.9905 | 0 |  |  | 0 | 3178890.2895 | 236 | 3856213.2827 | 509598.2565 | 565938.5543 |  |  | 0 | 2780676.4719
5662 | 3204436.717 | 351110.7605 | 0 |  |  | 0 | 2853325.9565 | 236 | 3856213.2827 | 509598.2565 | 565938.5543 |  |  | 0 | 2780676.4719
5663 | 2986326.772 | 438888.4506 | 0 |  |  | 0 | 2547438.3214 | 236 | 3856213.2827 | 509598.2565 | 565938.5543 |  |  | 0 | 2780676.4719
5664 | 2857389.613 | 497406.9107 | 0 |  |  | 0 | 2359982.7023 | 236 | 3856213.2827 | 509598.2565 | 565938.5543 |  |  | 0 | 2780676.4719
5665 | 2802505.185 | 585184.6008 | 0 |  |  | 0 | 2217320.5842 | 237 | 3698254.9557 | 1984751.1044 | 535432.9092 |  |  | 269614.8994 | 1447685.8414
5666 | 2790083.589 | 643703.0609 | 0 |  |  | 0 | 2146380.5281 | 237 | 3698254.9557 | 1984751.1044 | 535432.9092 |  |  | 269614.8994 | 1447685.8414
5667 | 2861800.343 | 585184.6008 | 0 |  |  | 0 | 2276615.7422 | 237 | 3698254.9557 | 1984751.1044 | 535432.9092 |  |  | 269614.8994 | 1447685.8414
5668 | 3079675.015 | 351110.7605 | 0 |  |  | 0 | 2728564.2545 | 237 | 3698254.9557 | 1984751.1044 | 535432.9092 |  |  | 269614.8994 | 1447685.8414
5669 | 3579221.507 | 175555.3802 | 2172.5088 |  |  | 0 | 3401493.6179 | 237 | 3698254.9557 | 1984751.1044 | 535432.9092 |  |  | 269614.8994 | 1447685.8414
5670 | 4134517.429 | 175555.3802 | 199870.8138 |  |  | 0 | 3759091.235 | 237 | 3698254.9557 | 1984751.1044 | 535432.9092 |  |  | 269614.8994 | 1447685.8414
5671 | 4370131.756 | 351110.7605 | 534437.176 |  |  | 0 | 3484583.8195 | 237 | 3698254.9557 | 1984751.1044 | 535432.9092 |  |  | 269614.8994 | 1447685.8414
5672 | 4431717.103 | 321851.5304 | 869003.5382 |  |  | 0 | 3240862.0344 | 237 | 3698254.9557 | 1984751.1044 | 535432.9092 |  |  | 269614.8994 | 1447685.8414
5673 | 4521487.904 | 702221.521 | 1114497.0377 |  |  | 0 | 2704769.3453 | 237 | 3698254.9557 | 1984751.1044 | 535432.9092 |  |  | 269614.8994 | 1447685.8414
5674 | 4475083.287 | 1814072.2625 | 1412130.7496 |  |  | 0 | 1248880.2749 | 237 | 3698254.9557 | 1984751.1044 | 535432.9092 |  |  | 269614.8994 | 1447685.8414
5675 | 4362264.98 | 2077405.3329 | 1696729.4083 |  |  | 0 | 588130.2388 | 237 | 3698254.9557 | 1984751.1044 | 535432.9092 |  |  | 269614.8994 | 1447685.8414
5676 | 4265782.262 | 1989627.6428 | 1668486.7933 |  |  | 0 | 607667.8259 | 237 | 3698254.9557 | 1984751.1044 | 535432.9092 |  |  | 269614.8994 | 1447685.8414
5677 | 4121567.423 | 1726294.5724 | 1570723.8953 |  |  | 0 | 824548.9553 | 237 | 3698254.9557 | 1984751.1044 | 535432.9092 |  |  | 269614.8994 | 1447685.8414
5678 | 4002961.557 | 1609257.6522 | 1362163.0461 |  |  | 0 | 1031540.8586 | 237 | 3698254.9557 | 1984751.1044 | 535432.9092 |  |  | 269614.8994 | 1447685.8414
5679 | 3952965.658 | 1638516.8823 | 1079736.8962 |  |  | 0 | 1234711.8795 | 237 | 3698254.9557 | 1984751.1044 | 535432.9092 |  |  | 269614.8994 | 1447685.8414
5680 | 4116808.796 | 2018886.8728 | 812518.3082 |  |  | 0 | 1285403.615 | 237 | 3698254.9557 | 1984751.1044 | 535432.9092 |  |  | 269614.8994 | 1447685.8414
5681 | 4035383.666 | 2545553.0136 | 432329.2603 |  |  | 0 | 1057501.3922 | 237 | 3698254.9557 | 1984751.1044 | 535432.9092 |  |  | 269614.8994 | 1447685.8414
5682 | 3801762.26 | 3277033.7646 | 95590.3892 |  |  | 0 | 429138.1062 | 237 | 3698254.9557 | 1984751.1044 | 535432.9092 |  |  | 269614.8994 | 1447685.8414
5683 | 3637252.731 | 3159996.8444 | 0 |  |  | 0 | 477255.8866 | 237 | 3698254.9557 | 1984751.1044 | 535432.9092 |  |  | 269614.8994 | 1447685.8414
5684 | 3566849.514 | 3774440.6753 | 0 |  |  | 207591.1613 | 0 | 237 | 3698254.9557 | 1984751.1044 | 535432.9092 |  |  | 269614.8994 | 1447685.8414
5685 | 3294637.623 | 4184069.8958 | 0 |  |  | 889432.2728 | 0 | 237 | 3698254.9557 | 1984751.1044 | 535432.9092 |  |  | 269614.8994 | 1447685.8414
5686 | 3025401.609 | 4622958.3465 | 0 |  |  | 1597556.7375 | 0 | 237 | 3698254.9557 | 1984751.1044 | 535432.9092 |  |  | 269614.8994 | 1447685.8414
5687 | 2832338.417 | 4798513.7267 | 0 |  |  | 1966175.3097 | 0 | 237 | 3698254.9557 | 1984751.1044 | 535432.9092 |  |  | 269614.8994 | 1447685.8414
5688 | 2695919.322 | 4505921.4263 | 0 |  |  | 1810002.1043 | 0 | 237 | 3698254.9557 | 1984751.1044 | 535432.9092 |  |  | 269614.8994 | 1447685.8414
5689 | 2598326.748 | 3949996.0555 | 0 |  |  | 1351669.3075 | 0 | 238 | 3208962.0163 | 5516583.9973 | 646049.8179 |  |  | 3174309.8478 | 220638.0488
5690 | 2570567.916 | 3394070.6847 | 0 |  |  | 823502.7687 | 0 | 238 | 3208962.0163 | 5516583.9973 | 646049.8179 |  |  | 3174309.8478 | 220638.0488
5691 | 2569238.183 | 2896663.774 | 0 |  |  | 327425.591 | 0 | 238 | 3208962.0163 | 5516583.9973 | 646049.8179 |  |  | 3174309.8478 | 220638.0488
5692 | 2623743.497 | 1989627.6428 | 0 |  |  | 0 | 634115.8542 | 238 | 3208962.0163 | 5516583.9973 | 646049.8179 |  |  | 3174309.8478 | 220638.0488
5693 | 2722344.503 | 1404443.042 | 0 |  |  | 0 | 1317901.461 | 238 | 3208962.0163 | 5516583.9973 | 646049.8179 |  |  | 3174309.8478 | 220638.0488
5694 | 3019241.202 | 1375183.8119 | 202043.3226 |  |  | 0 | 1442014.0674 | 238 | 3208962.0163 | 5516583.9973 | 646049.8179 |  |  | 3174309.8478 | 220638.0488
5695 | 3364280.027 | 1726294.5724 | 656097.6713 |  |  | 0 | 981887.7832 | 238 | 3208962.0163 | 5516583.9973 | 646049.8179 |  |  | 3174309.8478 | 220638.0488
5696 | 3557543.514 | 1521479.9621 | 1116669.5466 |  |  | 0 | 919394.0053 | 238 | 3208962.0163 | 5516583.9973 | 646049.8179 |  |  | 3174309.8478 | 220638.0488
5697 | 3665055.962 | 2633330.7037 | 1494686.0857 |  |  | 462960.8274 | 0 | 238 | 3208962.0163 | 5516583.9973 | 646049.8179 |  |  | 3174309.8478 | 220638.0488
5698 | 3637947.46 | 5266661.4074 | 1761904.6737 |  |  | 3390618.6211 | 0 | 238 | 3208962.0163 | 5516583.9973 | 646049.8179 |  |  | 3174309.8478 | 220638.0488
5699 | 3579093.809 | 6466289.839 | 1918325.3106 |  |  | 4805521.3406 | 0 | 238 | 3208962.0163 | 5516583.9973 | 646049.8179 |  |  | 3174309.8478 | 220638.0488
5700 | 3541636.67 | 6934437.5197 | 1970465.5229 |  |  | 5363266.3726 | 0 | 238 | 3208962.0163 | 5516583.9973 | 646049.8179 |  |  | 3174309.8478 | 220638.0488
5701 | 3470697.182 | 7080733.6699 | 1879220.1513 |  |  | 5489256.6392 | 0 | 238 | 3208962.0163 | 5516583.9973 | 646049.8179 |  |  | 3174309.8478 | 220638.0488
5702 | 3438314.339 | 7314807.5102 | 1657624.2491 |  |  | 5534117.4203 | 0 | 238 | 3208962.0163 | 5516583.9973 | 646049.8179 |  |  | 3174309.8478 | 220638.0488
5703 | 3504814.96 | 7812214.4209 | 1344782.9754 |  |  | 5652182.4363 | 0 | 238 | 3208962.0163 | 5516583.9973 | 646049.8179 |  |  | 3174309.8478 | 220638.0488
5704 | 3715262.16 | 8192584.4115 | 942868.8389 |  |  | 5420191.0904 | 0 | 238 | 3208962.0163 | 5516583.9973 | 646049.8179 |  |  | 3174309.8478 | 220638.0488
5705 | 3710351.266 | 8397399.0217 | 473606.9283 |  |  | 5160654.6841 | 0 | 238 | 3208962.0163 | 5516583.9973 | 646049.8179 |  |  | 3174309.8478 | 220638.0488
5706 | 3536261.504 | 8660732.0921 | 86900.3538 |  |  | 5211370.9419 | 0 | 238 | 3208962.0163 | 5516583.9973 | 646049.8179 |  |  | 3174309.8478 | 220638.0488
5707 | 3426795.879 | 7665918.2707 | 0 |  |  | 4239122.3917 | 0 | 238 | 3208962.0163 | 5516583.9973 | 646049.8179 |  |  | 3174309.8478 | 220638.0488
5708 | 3348038.58 | 8368139.7917 | 0 |  |  | 5020101.2117 | 0 | 238 | 3208962.0163 | 5516583.9973 | 646049.8179 |  |  | 3174309.8478 | 220638.0488
5709 | 3141209.237 | 8748509.7822 | 0 |  |  | 5607300.5452 | 0 | 238 | 3208962.0163 | 5516583.9973 | 646049.8179 |  |  | 3174309.8478 | 220638.0488
5710 | 2914337.894 | 8221843.6415 | 0 |  |  | 5307505.7475 | 0 | 238 | 3208962.0163 | 5516583.9973 | 646049.8179 |  |  | 3174309.8478 | 220638.0488
5711 | 2733781.767 | 6905178.2897 | 0 |  |  | 4171396.5227 | 0 | 238 | 3208962.0163 | 5516583.9973 | 646049.8179 |  |  | 3174309.8478 | 220638.0488
5712 | 2626204.131 | 5471476.0176 | 0 |  |  | 2845271.8866 | 0 | 238 | 3208962.0163 | 5516583.9973 | 646049.8179 |  |  | 3174309.8478 | 220638.0488
5713 | 2557413.662 | 4271847.586 | 0 |  |  | 1714433.924 | 0 | 239 | 3182027.2034 | 1093563.7228 | 645778.2543 |  |  | 102571.6974 | 1545256.9237
5714 | 2529746.951 | 3277033.7646 | 0 |  |  | 747286.8136 | 0 | 239 | 3182027.2034 | 1093563.7228 | 645778.2543 |  |  | 102571.6974 | 1545256.9237
5715 | 2530160.08 | 2282219.9432 | 0 |  |  | 0 | 247940.1368 | 239 | 3182027.2034 | 1093563.7228 | 645778.2543 |  |  | 102571.6974 | 1545256.9237
5716 | 2566844.685 | 1609257.6522 | 0 |  |  | 0 | 957587.0328 | 239 | 3182027.2034 | 1093563.7228 | 645778.2543 |  |  | 102571.6974 | 1545256.9237
5717 | 2610842.499 | 1170369.2016 | 2172.5088 |  |  | 0 | 1438300.7885 | 239 | 3182027.2034 | 1093563.7228 | 645778.2543 |  |  | 102571.6974 | 1545256.9237
5718 | 2819399.695 | 731480.751 | 189008.2696 |  |  | 0 | 1898910.6744 | 239 | 3182027.2034 | 1093563.7228 | 645778.2543 |  |  | 102571.6974 | 1545256.9237
5719 | 3144284.166 | 321851.5304 | 656097.6713 |  |  | 0 | 2166334.9642 | 239 | 3182027.2034 | 1093563.7228 | 645778.2543 |  |  | 102571.6974 | 1545256.9237
5720 | 3347087.541 | 0 | 1168809.7589 |  |  | 0 | 2178277.7821 | 239 | 3182027.2034 | 1093563.7228 | 645778.2543 |  |  | 102571.6974 | 1545256.9237
5721 | 3464450.758 | 0 | 1564206.3688 |  |  | 0 | 1900244.3892 | 239 | 3182027.2034 | 1093563.7228 | 645778.2543 |  |  | 102571.6974 | 1545256.9237
5722 | 3507879.882 | 0 | 1835769.9744 |  |  | 0 | 1672109.9076 | 239 | 3182027.2034 | 1093563.7228 | 645778.2543 |  |  | 102571.6974 | 1545256.9237
5723 | 3477886.861 | 175555.3802 | 1974810.5406 |  |  | 0 | 1327520.9402 | 239 | 3182027.2034 | 1093563.7228 | 645778.2543 |  |  | 102571.6974 | 1545256.9237
5724 | 3496361.268 | 526666.1407 | 1981328.0671 |  |  | 0 | 988367.0602 | 239 | 3182027.2034 | 1093563.7228 | 645778.2543 |  |  | 102571.6974 | 1545256.9237
5725 | 3458409.851 | 1053332.2815 | 1870530.116 |  |  | 0 | 534547.4536 | 239 | 3182027.2034 | 1093563.7228 | 645778.2543 |  |  | 102571.6974 | 1545256.9237
5726 | 3427181.737 | 1638516.8823 | 1659796.758 |  |  | 0 | 128868.0968 | 239 | 3182027.2034 | 1093563.7228 | 645778.2543 |  |  | 102571.6974 | 1545256.9237
5727 | 3518923.314 | 2106664.5629 | 1296987.7808 |  |  | 0 | 115270.9703 | 239 | 3182027.2034 | 1093563.7228 | 645778.2543 |  |  | 102571.6974 | 1545256.9237
5728 | 3810553.565 | 2077405.3329 | 808173.2905 |  |  | 0 | 924974.9416 | 239 | 3182027.2034 | 1093563.7228 | 645778.2543 |  |  | 102571.6974 | 1545256.9237
5729 | 3826342.617 | 1667776.1123 | 408431.663 |  |  | 0 | 1750134.8417 | 239 | 3182027.2034 | 1093563.7228 | 645778.2543 |  |  | 102571.6974 | 1545256.9237
5730 | 3658954.02 | 1316665.3518 | 82555.3361 |  |  | 0 | 2259733.332 | 239 | 3182027.2034 | 1093563.7228 | 645778.2543 |  |  | 102571.6974 | 1545256.9237
5731 | 3585863.001 | 965554.5913 | 0 |  |  | 0 | 2620308.4097 | 239 | 3182027.2034 | 1093563.7228 | 645778.2543 |  |  | 102571.6974 | 1545256.9237
5732 | 3481868.578 | 643703.0609 | 0 |  |  | 0 | 2838165.5171 | 239 | 3182027.2034 | 1093563.7228 | 645778.2543 |  |  | 102571.6974 | 1545256.9237
5733 | 3194574.789 | 292592.3004 | 0 |  |  | 0 | 2901982.4886 | 239 | 3182027.2034 | 1093563.7228 | 645778.2543 |  |  | 102571.6974 | 1545256.9237
5734 | 2935407.744 | 58518.4601 | 0 |  |  | 0 | 2876889.2839 | 239 | 3182027.2034 | 1093563.7228 | 645778.2543 |  |  | 102571.6974 | 1545256.9237
5735 | 2754446.785 | 29259.23 | 0 |  |  | 0 | 2725187.555 | 239 | 3182027.2034 | 1093563.7228 | 645778.2543 |  |  | 102571.6974 | 1545256.9237
5736 | 2663768.832 | 29259.23 | 0 |  |  | 0 | 2634509.602 | 239 | 3182027.2034 | 1093563.7228 | 645778.2543 |  |  | 102571.6974 | 1545256.9237
5737 | 2624309.491 | 29259.23 | 0 |  |  | 0 | 2595050.261 | 240 | 3788621.4693 | 3720798.7535 | 674926.0813 |  |  | 1993769.1177 | 1386665.7522
5738 | 2628309.948 | 29259.23 | 0 |  |  | 0 | 2599050.718 | 240 | 3788621.4693 | 3720798.7535 | 674926.0813 |  |  | 1993769.1177 | 1386665.7522
5739 | 2707897.679 | 29259.23 | 0 |  |  | 0 | 2678638.449 | 240 | 3788621.4693 | 3720798.7535 | 674926.0813 |  |  | 1993769.1177 | 1386665.7522
5740 | 2965010.945 | 0 | 0 |  |  | 0 | 2965010.945 | 240 | 3788621.4693 | 3720798.7535 | 674926.0813 |  |  | 1993769.1177 | 1386665.7522
5741 | 3492704.967 | 0 | 0 |  |  | 0 | 3492704.967 | 240 | 3788621.4693 | 3720798.7535 | 674926.0813 |  |  | 1993769.1177 | 1386665.7522
5742 | 4058223.987 | 29259.23 | 197698.3049 |  |  | 0 | 3831266.452 | 240 | 3788621.4693 | 3720798.7535 | 674926.0813 |  |  | 1993769.1177 | 1386665.7522
5743 | 4330452.344 | 29259.23 | 688685.304 |  |  | 0 | 3612507.8099 | 240 | 3788621.4693 | 3720798.7535 | 674926.0813 |  |  | 1993769.1177 | 1386665.7522
5744 | 4409101.122 | 29259.23 | 1181844.8119 |  |  | 0 | 3197997.08 | 240 | 3788621.4693 | 3720798.7535 | 674926.0813 |  |  | 1993769.1177 | 1386665.7522
5745 | 4510098.426 | 0 | 1588103.9661 |  |  | 0 | 2921994.4599 | 240 | 3788621.4693 | 3720798.7535 | 674926.0813 |  |  | 1993769.1177 | 1386665.7522
5746 | 4507095.665 | 175555.3802 | 1859667.5717 |  |  | 0 | 2471872.713 | 240 | 3788621.4693 | 3720798.7535 | 674926.0813 |  |  | 1993769.1177 | 1386665.7522
5747 | 4441792.428 | 702221.521 | 2011743.1909 |  |  | 0 | 1727827.7161 | 240 | 3788621.4693 | 3720798.7535 | 674926.0813 |  |  | 1993769.1177 | 1386665.7522
5748 | 4458060.276 | 1404443.042 | 2039985.8059 |  |  | 0 | 1013631.4281 | 240 | 3788621.4693 | 3720798.7535 | 674926.0813 |  |  | 1993769.1177 | 1386665.7522
5749 | 4378471.218 | 2252960.7131 | 1953085.4521 |  |  | 0 | 172425.0528 | 240 | 3788621.4693 | 3720798.7535 | 674926.0813 |  |  | 1993769.1177 | 1386665.7522
5750 | 4226591.747 | 3540366.8349 | 1742352.0941 |  |  | 1056127.182 | 0 | 240 | 3788621.4693 | 3720798.7535 | 674926.0813 |  |  | 1993769.1177 | 1386665.7522
5751 | 4188245.575 | 5149624.4872 | 1412130.7496 |  |  | 2373509.6618 | 0 | 240 | 3788621.4693 | 3720798.7535 | 674926.0813 |  |  | 1993769.1177 | 1386665.7522
5752 | 4405419.059 | 7227029.8201 | 973283.9628 |  |  | 3794894.7239 | 0 | 240 | 3788621.4693 | 3720798.7535 | 674926.0813 |  |  | 1993769.1177 | 1386665.7522
5753 | 4326327.292 | 9187398.2328 | 475779.4372 |  |  | 5336850.378 | 0 | 240 | 3788621.4693 | 3720798.7535 | 674926.0813 |  |  | 1993769.1177 | 1386665.7522
5754 | 4116997.404 | 10855174.3452 | 73865.3007 |  |  | 6812042.2419 | 0 | 240 | 3788621.4693 | 3720798.7535 | 674926.0813 |  |  | 1993769.1177 | 1386665.7522
5755 | 3972535.755 | 9860360.5238 | 0 |  |  | 5887824.7688 | 0 | 240 | 3788621.4693 | 3720798.7535 | 674926.0813 |  |  | 1993769.1177 | 1386665.7522
5756 | 3831789.159 | 10416285.8946 | 0 |  |  | 6584496.7356 | 0 | 240 | 3788621.4693 | 3720798.7535 | 674926.0813 |  |  | 1993769.1177 | 1386665.7522
5757 | 3481502.481 | 9714064.3736 | 0 |  |  | 6232561.8926 | 0 | 240 | 3788621.4693 | 3720798.7535 | 674926.0813 |  |  | 1993769.1177 | 1386665.7522
5758 | 3139742.141 | 7870732.881 | 0 |  |  | 4730990.74 | 0 | 240 | 3788621.4693 | 3720798.7535 | 674926.0813 |  |  | 1993769.1177 | 1386665.7522
5759 | 2924180.906 | 6085919.8485 | 0 |  |  | 3161738.9425 | 0 | 240 | 3788621.4693 | 3720798.7535 | 674926.0813 |  |  | 1993769.1177 | 1386665.7522
5760 | 2802055.249 | 4681476.8065 | 0 |  |  | 1879421.5575 | 0 | 240 | 3788621.4693 | 3720798.7535 | 674926.0813 |  |  | 1993769.1177 | 1386665.7522
5761 | 2741342.031 | 3335552.2247 | 0 |  |  | 594210.1937 | 0 | 241 | 3841621.5937 | 1430044.8682 | 201500.1954 |  |  | 24758.7581 | 2234835.2882
5762 | 2752004.762 | 2165183.023 | 0 |  |  | 0 | 586821.739 | 241 | 3841621.5937 | 1430044.8682 | 201500.1954 |  |  | 24758.7581 | 2234835.2882
5763 | 2821949.464 | 1404443.042 | 0 |  |  | 0 | 1417506.422 | 241 | 3841621.5937 | 1430044.8682 | 201500.1954 |  |  | 24758.7581 | 2234835.2882
5764 | 3056784.849 | 1111850.7416 | 0 |  |  | 0 | 1944934.1074 | 241 | 3841621.5937 | 1430044.8682 | 201500.1954 |  |  | 24758.7581 | 2234835.2882
5765 | 3581293.858 | 1199628.4317 | 0 |  |  | 0 | 2381665.4263 | 241 | 3841621.5937 | 1430044.8682 | 201500.1954 |  |  | 24758.7581 | 2234835.2882
5766 | 4157385.799 | 1053332.2815 | 67347.7742 |  |  | 0 | 3036705.7433 | 241 | 3841621.5937 | 1430044.8682 | 201500.1954 |  |  | 24758.7581 | 2234835.2882
5767 | 4412955.2 | 555925.3708 | 130350.5307 |  |  | 0 | 3726679.2985 | 241 | 3841621.5937 | 1430044.8682 | 201500.1954 |  |  | 24758.7581 | 2234835.2882
5768 | 4473993.61 | 175555.3802 | 208560.8492 |  |  | 0 | 4089877.3806 | 241 | 3841621.5937 | 1430044.8682 | 201500.1954 |  |  | 24758.7581 | 2234835.2882
5769 | 4558144.831 | 292592.3004 | 230285.9376 |  |  | 0 | 4035266.593 | 241 | 3841621.5937 | 1430044.8682 | 201500.1954 |  |  | 24758.7581 | 2234835.2882
5770 | 4538707.987 | 526666.1407 | 269391.0968 |  |  | 0 | 3742650.7494 | 241 | 3841621.5937 | 1430044.8682 | 201500.1954 |  |  | 24758.7581 | 2234835.2882
5771 | 4452557.71 | 1141109.9716 | 343256.3976 |  |  | 0 | 2968191.3408 | 241 | 3841621.5937 | 1430044.8682 | 201500.1954 |  |  | 24758.7581 | 2234835.2882
5772 | 4477168.794 | 1901849.9527 | 530092.1583 |  |  | 0 | 2045226.683 | 241 | 3841621.5937 | 1430044.8682 | 201500.1954 |  |  | 24758.7581 | 2234835.2882
5773 | 4407288.069 | 2457775.3234 | 677822.7598 |  |  | 0 | 1271689.9858 | 241 | 3841621.5937 | 1430044.8682 | 201500.1954 |  |  | 24758.7581 | 2234835.2882
5774 | 4258912.543 | 2545553.0136 | 771240.6401 |  |  | 0 | 942118.8893 | 241 | 3841621.5937 | 1430044.8682 | 201500.1954 |  |  | 24758.7581 | 2234835.2882
5775 | 4223408.654 | 2369997.6333 | 727790.4632 |  |  | 0 | 1125620.5574 | 241 | 3841621.5937 | 1430044.8682 | 201500.1954 |  |  | 24758.7581 | 2234835.2882
5776 | 4391830.426 | 2194442.2531 | 540954.7025 |  |  | 0 | 1656433.4704 | 241 | 3841621.5937 | 1430044.8682 | 201500.1954 |  |  | 24758.7581 | 2234835.2882
5777 | 4301029.899 | 2106664.5629 | 278081.1322 |  |  | 0 | 1916284.2038 | 241 | 3841621.5937 | 1430044.8682 | 201500.1954 |  |  | 24758.7581 | 2234835.2882
5778 | 4116979.521 | 2018886.8728 | 60830.2477 |  |  | 0 | 2037262.4005 | 241 | 3841621.5937 | 1430044.8682 | 201500.1954 |  |  | 24758.7581 | 2234835.2882
5779 | 4129862.573 | 1492220.7321 | 0 |  |  | 0 | 2637641.8409 | 241 | 3841621.5937 | 1430044.8682 | 201500.1954 |  |  | 24758.7581 | 2234835.2882
5780 | 3878650.52 | 1053332.2815 | 0 |  |  | 0 | 2825318.2385 | 241 | 3841621.5937 | 1430044.8682 | 201500.1954 |  |  | 24758.7581 | 2234835.2882
5781 | 3528578.656 | 760739.9811 | 0 |  |  | 0 | 2767838.6749 | 241 | 3841621.5937 | 1430044.8682 | 201500.1954 |  |  | 24758.7581 | 2234835.2882
5782 | 3164829.56 | 614443.8309 | 0 |  |  | 0 | 2550385.7291 | 241 | 3841621.5937 | 1430044.8682 | 201500.1954 |  |  | 24758.7581 | 2234835.2882
5783 | 2952322.449 | 614443.8309 | 0 |  |  | 0 | 2337878.6181 | 241 | 3841621.5937 | 1430044.8682 | 201500.1954 |  |  | 24758.7581 | 2234835.2882
5784 | 2820936.485 | 1228887.6617 | 0 |  |  | 0 | 1592048.8233 | 241 | 3841621.5937 | 1430044.8682 | 201500.1954 |  |  | 24758.7581 | 2234835.2882
5785 | 2781262.642 | 2428516.0934 | 0 |  |  | 0 | 352746.5486 | 242 | 3899441.2803 | 1904288.2218 | 284417.6164 |  |  | 183694.4332 | 1894429.8753
5786 | 2780275.957 | 3364811.4547 | 0 |  |  | 584535.4977 | 0 | 242 | 3899441.2803 | 1904288.2218 | 284417.6164 |  |  | 183694.4332 | 1894429.8753
5787 | 2843735.898 | 3803699.9053 | 0 |  |  | 959964.0073 | 0 | 242 | 3899441.2803 | 1904288.2218 | 284417.6164 |  |  | 183694.4332 | 1894429.8753
5788 | 3088003.095 | 3745181.4452 | 0 |  |  | 657178.3502 | 0 | 242 | 3899441.2803 | 1904288.2218 | 284417.6164 |  |  | 183694.4332 | 1894429.8753
5789 | 3638145.461 | 3481848.3749 | 0 |  |  | 0 | 156297.0861 | 242 | 3899441.2803 | 1904288.2218 | 284417.6164 |  |  | 183694.4332 | 1894429.8753
5790 | 4188683.639 | 3364811.4547 | 106452.9334 |  |  | 0 | 717419.2509 | 242 | 3899441.2803 | 1904288.2218 | 284417.6164 |  |  | 183694.4332 | 1894429.8753
5791 | 4471216.875 | 3159996.8444 | 332393.8534 |  |  | 0 | 978826.1772 | 242 | 3899441.2803 | 1904288.2218 | 284417.6164 |  |  | 183694.4332 | 1894429.8753
5792 | 4527431.571 | 2369997.6333 | 514884.5964 |  |  | 0 | 1642549.3413 | 242 | 3899441.2803 | 1904288.2218 | 284417.6164 |  |  | 183694.4332 | 1894429.8753
5793 | 4637883.177 | 1931109.1827 | 716927.919 |  |  | 0 | 1989846.0753 | 242 | 3899441.2803 | 1904288.2218 | 284417.6164 |  |  | 183694.4332 | 1894429.8753
5794 | 4663161.233 | 1697035.3424 | 875521.0647 |  |  | 0 | 2090604.8259 | 242 | 3899441.2803 | 1904288.2218 | 284417.6164 |  |  | 183694.4332 | 1894429.8753
5795 | 4591429.83 | 1404443.042 | 903763.6797 |  |  | 0 | 2283223.1083 | 242 | 3899441.2803 | 1904288.2218 | 284417.6164 |  |  | 183694.4332 | 1894429.8753
5796 | 4613395.187 | 994813.8214 | 810345.7994 |  |  | 0 | 2808235.5662 | 242 | 3899441.2803 | 1904288.2218 | 284417.6164 |  |  | 183694.4332 | 1894429.8753
5797 | 4516795.017 | 555925.3708 | 749515.5517 |  |  | 0 | 3211354.0945 | 242 | 3899441.2803 | 1904288.2218 | 284417.6164 |  |  | 183694.4332 | 1894429.8753
5798 | 4362201.73 | 292592.3004 | 590922.406 |  |  | 0 | 3478687.0236 | 242 | 3899441.2803 | 1904288.2218 | 284417.6164 |  |  | 183694.4332 | 1894429.8753
5799 | 4340321.418 | 146296.1502 | 534437.176 |  |  | 0 | 3659588.0918 | 242 | 3899441.2803 | 1904288.2218 | 284417.6164 |  |  | 183694.4332 | 1894429.8753
5800 | 4558169.786 | 87777.6901 | 397569.1187 |  |  | 0 | 4072822.9772 | 242 | 3899441.2803 | 1904288.2218 | 284417.6164 |  |  | 183694.4332 | 1894429.8753
5801 | 4428632.512 | 29259.23 | 234630.9553 |  |  | 0 | 4164742.3266 | 242 | 3899441.2803 | 1904288.2218 | 284417.6164 |  |  | 183694.4332 | 1894429.8753
5802 | 4191000.037 | 58518.4601 | 58657.7388 |  |  | 0 | 4073823.8381 | 242 | 3899441.2803 | 1904288.2218 | 284417.6164 |  |  | 183694.4332 | 1894429.8753
5803 | 4039134.747 | 146296.1502 | 0 |  |  | 0 | 3892838.5968 | 242 | 3899441.2803 | 1904288.2218 | 284417.6164 |  |  | 183694.4332 | 1894429.8753
5804 | 3820418.977 | 555925.3708 | 0 |  |  | 0 | 3264493.6062 | 242 | 3899441.2803 | 1904288.2218 | 284417.6164 |  |  | 183694.4332 | 1894429.8753
5805 | 3468331.991 | 1462961.502 | 0 |  |  | 0 | 2005370.489 | 242 | 3899441.2803 | 1904288.2218 | 284417.6164 |  |  | 183694.4332 | 1894429.8753
5806 | 3197660.227 | 2574812.2436 | 0 |  |  | 0 | 622847.9834 | 242 | 3899441.2803 | 1904288.2218 | 284417.6164 |  |  | 183694.4332 | 1894429.8753
5807 | 3016305.276 | 3715922.2152 | 0 |  |  | 699616.9392 | 0 | 242 | 3899441.2803 | 1904288.2218 | 284417.6164 |  |  | 183694.4332 | 1894429.8753
5808 | 2822994.444 | 4330366.0461 | 0 |  |  | 1507371.6021 | 0 | 242 | 3899441.2803 | 1904288.2218 | 284417.6164 |  |  | 183694.4332 | 1894429.8753
5809 | 2782389.302 | 4359625.2761 | 0 |  |  | 1577235.9741 | 0 | 243 | 3843132.4273 | 1342267.1781 | 280706.2471 |  |  | 164134.0349 | 2384293.0371
5810 | 2798625.17 | 4154810.6658 | 0 |  |  | 1356185.4958 | 0 | 243 | 3843132.4273 | 1342267.1781 | 280706.2471 |  |  | 164134.0349 | 2384293.0371
5811 | 2850787.995 | 3803699.9053 | 0 |  |  | 952911.9103 | 0 | 243 | 3843132.4273 | 1342267.1781 | 280706.2471 |  |  | 164134.0349 | 2384293.0371
5812 | 3077854.156 | 3130737.6144 | 0 |  |  | 52883.4584 | 0 | 243 | 3843132.4273 | 1342267.1781 | 280706.2471 |  |  | 164134.0349 | 2384293.0371
5813 | 3664157.573 | 2574812.2436 | 0 |  |  | 0 | 1089345.3294 | 243 | 3843132.4273 | 1342267.1781 | 280706.2471 |  |  | 164134.0349 | 2384293.0371
5814 | 4212992.075 | 2194442.2531 | 82555.3361 |  |  | 0 | 1935994.4858 | 243 | 3843132.4273 | 1342267.1781 | 280706.2471 |  |  | 164134.0349 | 2384293.0371
5815 | 4487420.774 | 1697035.3424 | 238975.973 |  |  | 0 | 2551409.4586 | 243 | 3843132.4273 | 1342267.1781 | 280706.2471 |  |  | 164134.0349 | 2384293.0371
5816 | 4543738.883 | 1141109.9716 | 438846.7868 |  |  | 0 | 2963782.1246 | 243 | 3843132.4273 | 1342267.1781 | 280706.2471 |  |  | 164134.0349 | 2384293.0371
5817 | 4615991.721 | 965554.5913 | 697375.3394 |  |  | 0 | 2953061.7902 | 243 | 3843132.4273 | 1342267.1781 | 280706.2471 |  |  | 164134.0349 | 2384293.0371
5818 | 4590092.356 | 614443.8309 | 866831.0294 |  |  | 0 | 3108817.4958 | 243 | 3843132.4273 | 1342267.1781 | 280706.2471 |  |  | 164134.0349 | 2384293.0371
5819 | 4503784.064 | 321851.5304 | 945041.3478 |  |  | 0 | 3236891.1858 | 243 | 3843132.4273 | 1342267.1781 | 280706.2471 |  |  | 164134.0349 | 2384293.0371
5820 | 4489955.193 | 146296.1502 | 960248.9097 |  |  | 0 | 3383410.1331 | 243 | 3843132.4273 | 1342267.1781 | 280706.2471 |  |  | 164134.0349 | 2384293.0371
5821 | 4398640.803 | 58518.4601 | 869003.5382 |  |  | 0 | 3471118.8047 | 243 | 3843132.4273 | 1342267.1781 | 280706.2471 |  |  | 164134.0349 | 2384293.0371
5822 | 4224222.847 | 29259.23 | 721272.9367 |  |  | 0 | 3473690.6803 | 243 | 3843132.4273 | 1342267.1781 | 280706.2471 |  |  | 164134.0349 | 2384293.0371
5823 | 4176560.267 | 29259.23 | 473606.9283 |  |  | 0 | 3673694.1086 | 243 | 3843132.4273 | 1342267.1781 | 280706.2471 |  |  | 164134.0349 | 2384293.0371
5824 | 4341898.011 | 29259.23 | 278081.1322 |  |  | 0 | 4034557.6487 | 243 | 3843132.4273 | 1342267.1781 | 280706.2471 |  |  | 164134.0349 | 2384293.0371
5825 | 4236083.906 | 29259.23 | 130350.5307 |  |  | 0 | 4076474.1452 | 243 | 3843132.4273 | 1342267.1781 | 280706.2471 |  |  | 164134.0349 | 2384293.0371
5826 | 4071557.71 | 117036.9202 | 34760.1415 |  |  | 0 | 3919760.6483 | 243 | 3843132.4273 | 1342267.1781 | 280706.2471 |  |  | 164134.0349 | 2384293.0371
5827 | 3976012.509 | 468147.6807 | 0 |  |  | 0 | 3507864.8283 | 243 | 3843132.4273 | 1342267.1781 | 280706.2471 |  |  | 164134.0349 | 2384293.0371
5828 | 3830198.297 | 819258.4411 | 0 |  |  | 0 | 3010939.8559 | 243 | 3843132.4273 | 1342267.1781 | 280706.2471 |  |  | 164134.0349 | 2384293.0371
5829 | 3489364.986 | 1024073.0514 | 0 |  |  | 0 | 2465291.9346 | 243 | 3843132.4273 | 1342267.1781 | 280706.2471 |  |  | 164134.0349 | 2384293.0371
5830 | 3138439.295 | 1316665.3518 | 0 |  |  | 0 | 1821773.9432 | 243 | 3843132.4273 | 1342267.1781 | 280706.2471 |  |  | 164134.0349 | 2384293.0371
5831 | 2940783.348 | 1550739.1922 | 0 |  |  | 0 | 1390044.1558 | 243 | 3843132.4273 | 1342267.1781 | 280706.2471 |  |  | 164134.0349 | 2384293.0371
5832 | 2793627.015 | 1638516.8823 | 0 |  |  | 0 | 1155110.1327 | 243 | 3843132.4273 | 1342267.1781 | 280706.2471 |  |  | 164134.0349 | 2384293.0371
5833 | 2731919.387 | 1521479.9621 | 0 |  |  | 0 | 1210439.4249 | 244 | 3639070.5249 | 220663.3599 | 449075.6826 |  |  | 0 | 2969331.4824
5834 | 2747961.605 | 1287406.1218 | 0 |  |  | 0 | 1460555.4832 | 244 | 3639070.5249 | 220663.3599 | 449075.6826 |  |  | 0 | 2969331.4824
5835 | 2803948.031 | 965554.5913 | 0 |  |  | 0 | 1838393.4397 | 244 | 3639070.5249 | 220663.3599 | 449075.6826 |  |  | 0 | 2969331.4824
5836 | 3046226.97 | 614443.8309 | 0 |  |  | 0 | 2431783.1391 | 244 | 3639070.5249 | 220663.3599 | 449075.6826 |  |  | 0 | 2969331.4824
5837 | 3592393.396 | 351110.7605 | 0 |  |  | 0 | 3241282.6355 | 244 | 3639070.5249 | 220663.3599 | 449075.6826 |  |  | 0 | 2969331.4824
5838 | 4128197.754 | 204814.6103 | 117315.4777 |  |  | 0 | 3806067.6661 | 244 | 3639070.5249 | 220663.3599 | 449075.6826 |  |  | 0 | 2969331.4824
5839 | 4347792.036 | 117036.9202 | 408431.663 |  |  | 0 | 3822323.4529 | 244 | 3639070.5249 | 220663.3599 | 449075.6826 |  |  | 0 | 2969331.4824
5840 | 4376233.759 | 29259.23 | 771240.6401 |  |  | 0 | 3575733.8888 | 244 | 3639070.5249 | 220663.3599 | 449075.6826 |  |  | 0 | 2969331.4824
5841 | 4449221.987 | 29259.23 | 1073219.3697 |  |  | 0 | 3346743.3873 | 244 | 3639070.5249 | 220663.3599 | 449075.6826 |  |  | 0 | 2969331.4824
5842 | 4415148.904 | 0 | 1355645.5196 |  |  | 0 | 3059503.3844 | 244 | 3639070.5249 | 220663.3599 | 449075.6826 |  |  | 0 | 2969331.4824
5843 | 4282081.59 | 0 | 1503376.1211 |  |  | 0 | 2778705.4689 | 244 | 3639070.5249 | 220663.3599 | 449075.6826 |  |  | 0 | 2969331.4824
5844 | 4212999.167 | 0 | 1496858.5945 |  |  | 0 | 2716140.5725 | 244 | 3639070.5249 | 220663.3599 | 449075.6826 |  |  | 0 | 2969331.4824
5845 | 3996954.112 | 0 | 1333920.4311 |  |  | 0 | 2663033.6809 | 244 | 3639070.5249 | 220663.3599 | 449075.6826 |  |  | 0 | 2969331.4824
5846 | 3888153.634 | 0 | 1112324.5289 |  |  | 0 | 2775829.1051 | 244 | 3639070.5249 | 220663.3599 | 449075.6826 |  |  | 0 | 2969331.4824
5847 | 3849371.023 | 0 | 829898.379 |  |  | 0 | 3019472.644 | 244 | 3639070.5249 | 220663.3599 | 449075.6826 |  |  | 0 | 2969331.4824
5848 | 3982040.649 | 29259.23 | 454054.3487 |  |  | 0 | 3498727.0703 | 244 | 3639070.5249 | 220663.3599 | 449075.6826 |  |  | 0 | 2969331.4824
5849 | 3950475.859 | 29259.23 | 267218.588 |  |  | 0 | 3653998.041 | 244 | 3639070.5249 | 220663.3599 | 449075.6826 |  |  | 0 | 2969331.4824
5850 | 3738377.155 | 29259.23 | 54312.7211 |  |  | 0 | 3654805.2038 | 244 | 3639070.5249 | 220663.3599 | 449075.6826 |  |  | 0 | 2969331.4824
5851 | 3637449.925 | 29259.23 | 0 |  |  | 0 | 3608190.695 | 244 | 3639070.5249 | 220663.3599 | 449075.6826 |  |  | 0 | 2969331.4824
5852 | 3522930.964 | 0 | 0 |  |  | 0 | 3522930.964 | 244 | 3639070.5249 | 220663.3599 | 449075.6826 |  |  | 0 | 2969331.4824
5853 | 3250986.506 | 0 | 0 |  |  | 0 | 3250986.506 | 244 | 3639070.5249 | 220663.3599 | 449075.6826 |  |  | 0 | 2969331.4824
5854 | 2991780.37 | 0 | 0 |  |  | 0 | 2991780.37 | 244 | 3639070.5249 | 220663.3599 | 449075.6826 |  |  | 0 | 2969331.4824
5855 | 2771551.451 | 29259.23 | 0 |  |  | 0 | 2742292.221 | 244 | 3639070.5249 | 220663.3599 | 449075.6826 |  |  | 0 | 2969331.4824
5856 | 2623496.363 | 29259.23 | 0 |  |  | 0 | 2594237.133 | 244 | 3639070.5249 | 220663.3599 | 449075.6826 |  |  | 0 | 2969331.4824
5857 | 2551259.752 | 58518.4601 | 0 |  |  | 0 | 2492741.2919 | 245 | 3146758.6503 | 908255.2659 | 619255.5422 |  |  | 37115.7187 | 1656363.561
5858 | 2518892.899 | 87777.6901 | 0 |  |  | 0 | 2431115.2089 | 245 | 3146758.6503 | 908255.2659 | 619255.5422 |  |  | 37115.7187 | 1656363.561
5859 | 2527705.158 | 87777.6901 | 0 |  |  | 0 | 2439927.4679 | 245 | 3146758.6503 | 908255.2659 | 619255.5422 |  |  | 37115.7187 | 1656363.561
5860 | 2589638.858 | 58518.4601 | 0 |  |  | 0 | 2531120.3979 | 245 | 3146758.6503 | 908255.2659 | 619255.5422 |  |  | 37115.7187 | 1656363.561
5861 | 2704301.57 | 58518.4601 | 0 |  |  | 0 | 2645783.1099 | 245 | 3146758.6503 | 908255.2659 | 619255.5422 |  |  | 37115.7187 | 1656363.561
5862 | 2986238.612 | 117036.9202 | 158593.1457 |  |  | 0 | 2710608.5461 | 245 | 3146758.6503 | 908255.2659 | 619255.5422 |  |  | 37115.7187 | 1656363.561
5863 | 3292416.642 | 175555.3802 | 553989.7556 |  |  | 0 | 2562871.5062 | 245 | 3146758.6503 | 908255.2659 | 619255.5422 |  |  | 37115.7187 | 1656363.561
5864 | 3492634.209 | 117036.9202 | 916798.7328 |  |  | 0 | 2458798.556 | 245 | 3146758.6503 | 908255.2659 | 619255.5422 |  |  | 37115.7187 | 1656363.561
5865 | 3607434.495 | 146296.1502 | 1292642.7631 |  |  | 0 | 2168495.5817 | 245 | 3146758.6503 | 908255.2659 | 619255.5422 |  |  | 37115.7187 | 1656363.561
5866 | 3591038.456 | 321851.5304 | 1642416.6872 |  |  | 0 | 1626770.2384 | 245 | 3146758.6503 | 908255.2659 | 619255.5422 |  |  | 37115.7187 | 1656363.561
5867 | 3517726.041 | 380369.9905 | 1924842.8371 |  |  | 0 | 1212513.2134 | 245 | 3146758.6503 | 908255.2659 | 619255.5422 |  |  | 37115.7187 | 1656363.561
5868 | 3464683.219 | 497406.9107 | 1992190.6113 |  |  | 0 | 975085.697 | 245 | 3146758.6503 | 908255.2659 | 619255.5422 |  |  | 37115.7187 | 1656363.561
5869 | 3413203.827 | 614443.8309 | 1907462.7663 |  |  | 0 | 891297.2298 | 245 | 3146758.6503 | 908255.2659 | 619255.5422 |  |  | 37115.7187 | 1656363.561
5870 | 3343822.917 | 643703.0609 | 1698901.9172 |  |  | 0 | 1001217.9389 | 245 | 3146758.6503 | 908255.2659 | 619255.5422 |  |  | 37115.7187 | 1656363.561
5871 | 3385345.434 | 614443.8309 | 1370853.0815 |  |  | 0 | 1400048.5216 | 245 | 3146758.6503 | 908255.2659 | 619255.5422 |  |  | 37115.7187 | 1656363.561
5872 | 3589113.55 | 848517.6712 | 927661.277 |  |  | 0 | 1812934.6018 | 245 | 3146758.6503 | 908255.2659 | 619255.5422 |  |  | 37115.7187 | 1656363.561
5873 | 3601282.038 | 1375183.8119 | 427984.2426 |  |  | 0 | 1798113.9835 | 245 | 3146758.6503 | 908255.2659 | 619255.5422 |  |  | 37115.7187 | 1656363.561
5874 | 3453322.878 | 2106664.5629 | 47795.1946 |  |  | 0 | 1298863.1205 | 245 | 3146758.6503 | 908255.2659 | 619255.5422 |  |  | 37115.7187 | 1656363.561
5875 | 3398422.681 | 2516293.7835 | 0 |  |  | 0 | 882128.8975 | 245 | 3146758.6503 | 908255.2659 | 619255.5422 |  |  | 37115.7187 | 1656363.561
5876 | 3319513.07 | 3277033.7646 | 0 |  |  | 0 | 42479.3054 | 245 | 3146758.6503 | 908255.2659 | 619255.5422 |  |  | 37115.7187 | 1656363.561
5877 | 3088478.036 | 3979255.2856 | 0 |  |  | 890777.2496 | 0 | 245 | 3146758.6503 | 908255.2659 | 619255.5422 |  |  | 37115.7187 | 1656363.561
5878 | 2867049.529 | 2516293.7835 | 0 |  |  | 0 | 350755.7455 | 245 | 3146758.6503 | 908255.2659 | 619255.5422 |  |  | 37115.7187 | 1656363.561
5879 | 2669784.887 | 907036.1313 | 0 |  |  | 0 | 1762748.7557 | 245 | 3146758.6503 | 908255.2659 | 619255.5422 |  |  | 37115.7187 | 1656363.561
5880 | 2548898.849 | 292592.3004 | 0 |  |  | 0 | 2256306.5486 | 245 | 3146758.6503 | 908255.2659 | 619255.5422 |  |  | 37115.7187 | 1656363.561
5881 | 2486031.486 | 87777.6901 | 0 |  |  | 0 | 2398253.7959 | 246 | 3144011.2609 | 3149024.6332 | 653472.5565 |  |  | 1535121.9261 | 876635.9973
5882 | 2467813.559 | 29259.23 | 0 |  |  | 0 | 2438554.329 | 246 | 3144011.2609 | 3149024.6332 | 653472.5565 |  |  | 1535121.9261 | 876635.9973
5883 | 2477607.164 | 0 | 0 |  |  | 0 | 2477607.164 | 246 | 3144011.2609 | 3149024.6332 | 653472.5565 |  |  | 1535121.9261 | 876635.9973
5884 | 2534420.856 | 29259.23 | 0 |  |  | 0 | 2505161.626 | 246 | 3144011.2609 | 3149024.6332 | 653472.5565 |  |  | 1535121.9261 | 876635.9973
5885 | 2602298.738 | 146296.1502 | 0 |  |  | 0 | 2456002.5878 | 246 | 3144011.2609 | 3149024.6332 | 653472.5565 |  |  | 1535121.9261 | 876635.9973
5886 | 2831179.917 | 321851.5304 | 132523.0396 |  |  | 0 | 2376805.347 | 246 | 3144011.2609 | 3149024.6332 | 653472.5565 |  |  | 1535121.9261 | 876635.9973
5887 | 3153297.151 | 409629.2206 | 580059.8617 |  |  | 0 | 2163608.0687 | 246 | 3144011.2609 | 3149024.6332 | 653472.5565 |  |  | 1535121.9261 | 876635.9973
5888 | 3363304.908 | 351110.7605 | 1140567.1439 |  |  | 0 | 1871627.0036 | 246 | 3144011.2609 | 3149024.6332 | 653472.5565 |  |  | 1535121.9261 | 876635.9973
5889 | 3481023.311 | 760739.9811 | 1546826.298 |  |  | 0 | 1173457.0319 | 246 | 3144011.2609 | 3149024.6332 | 653472.5565 |  |  | 1535121.9261 | 876635.9973
5890 | 3493585.418 | 877776.9012 | 1827079.9391 |  |  | 0 | 788728.5777 | 246 | 3144011.2609 | 3149024.6332 | 653472.5565 |  |  | 1535121.9261 | 876635.9973
5891 | 3455550.491 | 1082591.5115 | 1983500.5759 |  |  | 0 | 389458.4036 | 246 | 3144011.2609 | 3149024.6332 | 653472.5565 |  |  | 1535121.9261 | 876635.9973
5892 | 3397314.822 | 1462961.502 | 2018260.7175 |  |  | 83907.3975 | 0 | 246 | 3144011.2609 | 3149024.6332 | 653472.5565 |  |  | 1535121.9261 | 876635.9973
5893 | 3369527.563 | 1872590.7226 | 1927015.346 |  |  | 430078.5056 | 0 | 246 | 3144011.2609 | 3149024.6332 | 653472.5565 |  |  | 1535121.9261 | 876635.9973
5894 | 3372416.424 | 2252960.7131 | 1718454.4968 |  |  | 598998.7859 | 0 | 246 | 3144011.2609 | 3149024.6332 | 653472.5565 |  |  | 1535121.9261 | 876635.9973
5895 | 3443031.088 | 2574812.2436 | 1388233.1523 |  |  | 520014.3079 | 0 | 246 | 3144011.2609 | 3149024.6332 | 653472.5565 |  |  | 1535121.9261 | 876635.9973
5896 | 3754973.297 | 3364811.4547 | 942868.8389 |  |  | 552706.9966 | 0 | 246 | 3144011.2609 | 3149024.6332 | 653472.5565 |  |  | 1535121.9261 | 876635.9973
5897 | 3769988.311 | 4798513.7267 | 436674.2779 |  |  | 1465199.6937 | 0 | 246 | 3144011.2609 | 3149024.6332 | 653472.5565 |  |  | 1535121.9261 | 876635.9973
5898 | 3607232.44 | 6554067.5292 | 41277.6681 |  |  | 2988112.7572 | 0 | 246 | 3144011.2609 | 3149024.6332 | 653472.5565 |  |  | 1535121.9261 | 876635.9973
5899 | 3587738.659 | 6846659.8296 | 0 |  |  | 3258921.1706 | 0 | 246 | 3144011.2609 | 3149024.6332 | 653472.5565 |  |  | 1535121.9261 | 876635.9973
5900 | 3443313.857 | 8631472.8621 | 0 |  |  | 5188159.0051 | 0 | 246 | 3144011.2609 | 3149024.6332 | 653472.5565 |  |  | 1535121.9261 | 876635.9973
5901 | 3152165.586 | 9597027.4534 | 0 |  |  | 6444861.8674 | 0 | 246 | 3144011.2609 | 3149024.6332 | 653472.5565 |  |  | 1535121.9261 | 876635.9973
5902 | 2877962.724 | 9304435.153 | 0 |  |  | 6426472.429 | 0 | 246 | 3144011.2609 | 3149024.6332 | 653472.5565 |  |  | 1535121.9261 | 876635.9973
5903 | 2710966.631 | 7929251.3411 | 0 |  |  | 5218284.7101 | 0 | 246 | 3144011.2609 | 3149024.6332 | 653472.5565 |  |  | 1535121.9261 | 876635.9973
5904 | 2623525.86 | 6290734.4588 | 0 |  |  | 3667208.5988 | 0 | 246 | 3144011.2609 | 3149024.6332 | 653472.5565 |  |  | 1535121.9261 | 876635.9973
5905 | 2576579.32 | 4974069.107 | 0 |  |  | 2397489.787 | 0 | 247 | 3765300.3244 | 3475752.7019 | 648946.4964 |  |  | 873244.5604 | 513845.6865
5906 | 2603626.04 | 4154810.6658 | 0 |  |  | 1551184.6258 | 0 | 247 | 3765300.3244 | 3475752.7019 | 648946.4964 |  |  | 873244.5604 | 513845.6865
5907 | 2667501.094 | 3598885.295 | 0 |  |  | 931384.201 | 0 | 247 | 3765300.3244 | 3475752.7019 | 648946.4964 |  |  | 873244.5604 | 513845.6865
5908 | 2922344.258 | 2955182.2341 | 0 |  |  | 32837.9761 | 0 | 247 | 3765300.3244 | 3475752.7019 | 648946.4964 |  |  | 873244.5604 | 513845.6865
5909 | 3504471.501 | 2252960.7131 | 0 |  |  | 0 | 1251510.7879 | 247 | 3765300.3244 | 3475752.7019 | 648946.4964 |  |  | 873244.5604 | 513845.6865
5910 | 4060551.897 | 1579998.4222 | 154248.128 |  |  | 0 | 2326305.3468 | 247 | 3765300.3244 | 3475752.7019 | 648946.4964 |  |  | 873244.5604 | 513845.6865
5911 | 4330413.113 | 907036.1313 | 636545.0917 |  |  | 0 | 2786831.89 | 247 | 3765300.3244 | 3475752.7019 | 648946.4964 |  |  | 873244.5604 | 513845.6865
5912 | 4404108.082 | 731480.751 | 1140567.1439 |  |  | 0 | 2532060.1871 | 247 | 3765300.3244 | 3475752.7019 | 648946.4964 |  |  | 873244.5604 | 513845.6865
5913 | 4501261.648 | 1228887.6617 | 1544653.7891 |  |  | 0 | 1727720.1971 | 247 | 3765300.3244 | 3475752.7019 | 648946.4964 |  |  | 873244.5604 | 513845.6865
5914 | 4491352.145 | 1638516.8823 | 1822734.9214 |  |  | 0 | 1030100.3413 | 247 | 3765300.3244 | 3475752.7019 | 648946.4964 |  |  | 873244.5604 | 513845.6865
5915 | 4416091.015 | 2311479.1732 | 1972638.0317 |  |  | 0 | 131973.8101 | 247 | 3765300.3244 | 3475752.7019 | 648946.4964 |  |  | 873244.5604 | 513845.6865
5916 | 4432572.586 | 3335552.2247 | 2000880.6467 |  |  | 903860.2854 | 0 | 247 | 3765300.3244 | 3475752.7019 | 648946.4964 |  |  | 873244.5604 | 513845.6865
5917 | 4340077.56 | 4388884.5061 | 1905290.2575 |  |  | 1954097.2036 | 0 | 247 | 3765300.3244 | 3475752.7019 | 648946.4964 |  |  | 873244.5604 | 513845.6865
5918 | 4177274.273 | 5500735.2477 | 1690211.8818 |  |  | 3013672.8565 | 0 | 247 | 3765300.3244 | 3475752.7019 | 648946.4964 |  |  | 873244.5604 | 513845.6865
5919 | 4184970.804 | 6437030.609 | 1353473.0107 |  |  | 3605532.8157 | 0 | 247 | 3765300.3244 | 3475752.7019 | 648946.4964 |  |  | 873244.5604 | 513845.6865
5920 | 4432491.506 | 6554067.5292 | 908108.6974 |  |  | 3029684.7206 | 0 | 247 | 3765300.3244 | 3475752.7019 | 648946.4964 |  |  | 873244.5604 | 513845.6865
5921 | 4304196.023 | 6056660.6185 | 408431.663 |  |  | 2160896.2584 | 0 | 247 | 3765300.3244 | 3475752.7019 | 648946.4964 |  |  | 873244.5604 | 513845.6865
5922 | 4086475.44 | 5266661.4074 | 36932.6504 |  |  | 1217118.6177 | 0 | 247 | 3765300.3244 | 3475752.7019 | 648946.4964 |  |  | 873244.5604 | 513845.6865
5923 | 3986801.721 | 4067032.9757 | 0 |  |  | 80231.2547 | 0 | 247 | 3765300.3244 | 3475752.7019 | 648946.4964 |  |  | 873244.5604 | 513845.6865
5924 | 3770634.15 | 3774440.6753 | 0 |  |  | 3806.5253 | 0 | 247 | 3765300.3244 | 3475752.7019 | 648946.4964 |  |  | 873244.5604 | 513845.6865
5925 | 3431101.15 | 3306292.9946 | 0 |  |  | 0 | 124808.1554 | 247 | 3765300.3244 | 3475752.7019 | 648946.4964 |  |  | 873244.5604 | 513845.6865
5926 | 3093869.45 | 3159996.8444 | 0 |  |  | 66127.3944 | 0 | 247 | 3765300.3244 | 3475752.7019 | 648946.4964 |  |  | 873244.5604 | 513845.6865
5927 | 2886718.846 | 2896663.774 | 0 |  |  | 9944.928 | 0 | 247 | 3765300.3244 | 3475752.7019 | 648946.4964 |  |  | 873244.5604 | 513845.6865
5928 | 2761724.164 | 2340738.4033 | 0 |  |  | 0 | 420985.7607 | 247 | 3765300.3244 | 3475752.7019 | 648946.4964 |  |  | 873244.5604 | 513845.6865
5929 | 2708161.029 | 1609257.6522 | 0 |  |  | 0 | 1098903.3768 | 248 | 3819231.6132 | 1417853.5224 | 230557.5012 |  |  | 0 | 2170820.5896
5930 | 2711928.779 | 965554.5913 | 0 |  |  | 0 | 1746374.1877 | 248 | 3819231.6132 | 1417853.5224 | 230557.5012 |  |  | 0 | 2170820.5896
5931 | 2784412.864 | 555925.3708 | 0 |  |  | 0 | 2228487.4932 | 248 | 3819231.6132 | 1417853.5224 | 230557.5012 |  |  | 0 | 2170820.5896
5932 | 3050888.813 | 204814.6103 | 0 |  |  | 0 | 2846074.2027 | 248 | 3819231.6132 | 1417853.5224 | 230557.5012 |  |  | 0 | 2170820.5896
5933 | 3625748.11 | 29259.23 | 0 |  |  | 0 | 3596488.88 | 248 | 3819231.6132 | 1417853.5224 | 230557.5012 |  |  | 0 | 2170820.5896
5934 | 4184277.573 | 0 | 69520.2831 |  |  | 0 | 4114757.2899 | 248 | 3819231.6132 | 1417853.5224 | 230557.5012 |  |  | 0 | 2170820.5896
5935 | 4403134.586 | 0 | 225940.9199 |  |  | 0 | 4177193.6661 | 248 | 3819231.6132 | 1417853.5224 | 230557.5012 |  |  | 0 | 2170820.5896
5936 | 4439468.231 | 0 | 412776.6806 |  |  | 0 | 4026691.5504 | 248 | 3819231.6132 | 1417853.5224 | 230557.5012 |  |  | 0 | 2170820.5896
5937 | 4529905.72 | 117036.9202 | 603957.459 |  |  | 0 | 3808911.3408 | 248 | 3819231.6132 | 1417853.5224 | 230557.5012 |  |  | 0 | 2170820.5896
5938 | 4502906.206 | 789999.2111 | 756033.0782 |  |  | 0 | 2956873.9167 | 248 | 3819231.6132 | 1417853.5224 | 230557.5012 |  |  | 0 | 2170820.5896
5939 | 4416695.719 | 1287406.1218 | 832070.8878 |  |  | 0 | 2297218.7094 | 248 | 3819231.6132 | 1417853.5224 | 230557.5012 |  |  | 0 | 2170820.5896
5940 | 4437843.384 | 1609257.6522 | 799483.2551 |  |  | 0 | 2029102.4766 | 248 | 3819231.6132 | 1417853.5224 | 230557.5012 |  |  | 0 | 2170820.5896
5941 | 4357167.114 | 1784813.0325 | 684340.2863 |  |  | 0 | 1888013.7952 | 248 | 3819231.6132 | 1417853.5224 | 230557.5012 |  |  | 0 | 2170820.5896
5942 | 4221990.013 | 1931109.1827 | 501849.5433 |  |  | 0 | 1789031.287 | 248 | 3819231.6132 | 1417853.5224 | 230557.5012 |  |  | 0 | 2170820.5896
5943 | 4201431.459 | 2048146.1029 | 341083.8887 |  |  | 0 | 1812201.4674 | 248 | 3819231.6132 | 1417853.5224 | 230557.5012 |  |  | 0 | 2170820.5896
5944 | 4409121.897 | 2106664.5629 | 206388.3403 |  |  | 0 | 2096068.9937 | 248 | 3819231.6132 | 1417853.5224 | 230557.5012 |  |  | 0 | 2170820.5896
5945 | 4333287.007 | 2165183.023 | 89072.8627 |  |  | 0 | 2079031.1213 | 248 | 3819231.6132 | 1417853.5224 | 230557.5012 |  |  | 0 | 2170820.5896
5946 | 4142285.518 | 2282219.9432 | 10862.5442 |  |  | 0 | 1849203.0306 | 248 | 3819231.6132 | 1417853.5224 | 230557.5012 |  |  | 0 | 2170820.5896
5947 | 4065388.111 | 2252960.7131 | 0 |  |  | 0 | 1812427.3979 | 248 | 3819231.6132 | 1417853.5224 | 230557.5012 |  |  | 0 | 2170820.5896
5948 | 3804622.175 | 2516293.7835 | 0 |  |  | 0 | 1288328.3915 | 248 | 3819231.6132 | 1417853.5224 | 230557.5012 |  |  | 0 | 2170820.5896
5949 | 3459740.551 | 2545553.0136 | 0 |  |  | 0 | 914187.5374 | 248 | 3819231.6132 | 1417853.5224 | 230557.5012 |  |  | 0 | 2170820.5896
5950 | 3146494.1 | 2604071.4736 | 0 |  |  | 0 | 542422.6264 | 248 | 3819231.6132 | 1417853.5224 | 230557.5012 |  |  | 0 | 2170820.5896
5951 | 2919279.429 | 2516293.7835 | 0 |  |  | 0 | 402985.6455 | 248 | 3819231.6132 | 1417853.5224 | 230557.5012 |  |  | 0 | 2170820.5896
5952 | 2805380.329 | 2106664.5629 | 0 |  |  | 0 | 698715.7661 | 248 | 3819231.6132 | 1417853.5224 | 230557.5012 |  |  | 0 | 2170820.5896
5953 | 2763243.652 | 1697035.3424 | 0 |  |  | 0 | 1066208.3096 | 249 | 3948508.9363 | 850955.9404 | 544394.5082 |  |  | 0 | 2553158.4878
5954 | 2773023.327 | 1521479.9621 | 0 |  |  | 0 | 1251543.3649 | 249 | 3948508.9363 | 850955.9404 | 544394.5082 |  |  | 0 | 2553158.4878
5955 | 2836565.953 | 1492220.7321 | 0 |  |  | 0 | 1344345.2209 | 249 | 3948508.9363 | 850955.9404 | 544394.5082 |  |  | 0 | 2553158.4878
5956 | 3076337.64 | 1258146.8918 | 0 |  |  | 0 | 1818190.7482 | 249 | 3948508.9363 | 850955.9404 | 544394.5082 |  |  | 0 | 2553158.4878
5957 | 3688014.117 | 877776.9012 | 0 |  |  | 0 | 2810237.2158 | 249 | 3948508.9363 | 850955.9404 | 544394.5082 |  |  | 0 | 2553158.4878
5958 | 4267065.624 | 497406.9107 | 117315.4777 |  |  | 0 | 3652343.2356 | 249 | 3948508.9363 | 850955.9404 | 544394.5082 |  |  | 0 | 2553158.4878
5959 | 4501922.036 | 234073.8403 | 493159.5079 |  |  | 0 | 3774688.6877 | 249 | 3948508.9363 | 850955.9404 | 544394.5082 |  |  | 0 | 2553158.4878
5960 | 4568613.176 | 58518.4601 | 925488.7682 |  |  | 0 | 3584605.9477 | 249 | 3948508.9363 | 850955.9404 | 544394.5082 |  |  | 0 | 2553158.4878
5961 | 4649935.217 | 234073.8403 | 1277435.2011 |  |  | 0 | 3138426.1755 | 249 | 3948508.9363 | 850955.9404 | 544394.5082 |  |  | 0 | 2553158.4878
5962 | 4653598.143 | 438888.4506 | 1522928.7007 |  |  | 0 | 2691780.9917 | 249 | 3948508.9363 | 850955.9404 | 544394.5082 |  |  | 0 | 2553158.4878
5963 | 4582269.754 | 438888.4506 | 1690211.8818 |  |  | 0 | 2453169.4216 | 249 | 3948508.9363 | 850955.9404 | 544394.5082 |  |  | 0 | 2553158.4878
5964 | 4644468.888 | 438888.4506 | 1755387.1472 |  |  | 0 | 2450193.2902 | 249 | 3948508.9363 | 850955.9404 | 544394.5082 |  |  | 0 | 2553158.4878
5965 | 4574061.933 | 497406.9107 | 1679349.3376 |  |  | 0 | 2397305.6847 | 249 | 3948508.9363 | 850955.9404 | 544394.5082 |  |  | 0 | 2553158.4878
5966 | 4396847.518 | 585184.6008 | 1485996.0503 |  |  | 0 | 2325666.8669 | 249 | 3948508.9363 | 850955.9404 | 544394.5082 |  |  | 0 | 2553158.4878
5967 | 4368764.017 | 614443.8309 | 1140567.1439 |  |  | 0 | 2613753.0423 | 249 | 3948508.9363 | 850955.9404 | 544394.5082 |  |  | 0 | 2553158.4878
5968 | 4595867.658 | 585184.6008 | 688685.304 |  |  | 0 | 3321997.7532 | 249 | 3948508.9363 | 850955.9404 | 544394.5082 |  |  | 0 | 2553158.4878
5969 | 4485818.636 | 497406.9107 | 267218.588 |  |  | 0 | 3721193.1373 | 249 | 3948508.9363 | 850955.9404 | 544394.5082 |  |  | 0 | 2553158.4878
5970 | 4371520.037 | 614443.8309 | 21725.0885 |  |  | 0 | 3735351.1177 | 249 | 3948508.9363 | 850955.9404 | 544394.5082 |  |  | 0 | 2553158.4878
5971 | 4200547.364 | 1287406.1218 | 0 |  |  | 0 | 2913141.2422 | 249 | 3948508.9363 | 850955.9404 | 544394.5082 |  |  | 0 | 2553158.4878
5972 | 3905275.715 | 2077405.3329 | 0 |  |  | 0 | 1827870.3821 | 249 | 3948508.9363 | 850955.9404 | 544394.5082 |  |  | 0 | 2553158.4878
5973 | 3550712.976 | 2018886.8728 | 0 |  |  | 0 | 1531826.1032 | 249 | 3948508.9363 | 850955.9404 | 544394.5082 |  |  | 0 | 2553158.4878
5974 | 3256034.755 | 1404443.042 | 0 |  |  | 0 | 1851591.713 | 249 | 3948508.9363 | 850955.9404 | 544394.5082 |  |  | 0 | 2553158.4878
5975 | 3066032.113 | 731480.751 | 0 |  |  | 0 | 2334551.362 | 249 | 3948508.9363 | 850955.9404 | 544394.5082 |  |  | 0 | 2553158.4878
5976 | 2987674.223 | 321851.5304 | 0 |  |  | 0 | 2665822.6926 | 249 | 3948508.9363 | 850955.9404 | 544394.5082 |  |  | 0 | 2553158.4878
5977 | 2898092.536 | 117036.9202 | 0 |  |  | 0 | 2781055.6158 | 250 | 3910666.58 | 2922265.6003 | 299082.0511 |  |  | 913551.972 | 1602870.9007
5978 | 2894127.823 | 29259.23 | 0 |  |  | 0 | 2864868.593 | 250 | 3910666.58 | 2922265.6003 | 299082.0511 |  |  | 913551.972 | 1602870.9007
5979 | 2935792.785 | 0 | 0 |  |  | 0 | 2935792.785 | 250 | 3910666.58 | 2922265.6003 | 299082.0511 |  |  | 913551.972 | 1602870.9007
5980 | 3141057.09 | 0 | 0 |  |  | 0 | 3141057.09 | 250 | 3910666.58 | 2922265.6003 | 299082.0511 |  |  | 913551.972 | 1602870.9007
5981 | 3709754.64 | 0 | 0 |  |  | 0 | 3709754.64 | 250 | 3910666.58 | 2922265.6003 | 299082.0511 |  |  | 913551.972 | 1602870.9007
5982 | 4263277.696 | 0 | 49967.7034 |  |  | 0 | 4213309.9926 | 250 | 3910666.58 | 2922265.6003 | 299082.0511 |  |  | 913551.972 | 1602870.9007
5983 | 4495398.12 | 0 | 234630.9553 |  |  | 0 | 4260767.1647 | 250 | 3910666.58 | 2922265.6003 | 299082.0511 |  |  | 913551.972 | 1602870.9007
5984 | 4561430.324 | 0 | 530092.1583 |  |  | 0 | 4031338.1657 | 250 | 3910666.58 | 2922265.6003 | 299082.0511 |  |  | 913551.972 | 1602870.9007
5985 | 4661034.906 | 146296.1502 | 845105.9409 |  |  | 0 | 3669632.8149 | 250 | 3910666.58 | 2922265.6003 | 299082.0511 |  |  | 913551.972 | 1602870.9007
5986 | 4628101.96 | 760739.9811 | 1092771.9493 |  |  | 0 | 2774590.0297 | 250 | 3910666.58 | 2922265.6003 | 299082.0511 |  |  | 913551.972 | 1602870.9007
5987 | 4554362.706 | 1697035.3424 | 1170982.2677 |  |  | 0 | 1686345.0959 | 250 | 3910666.58 | 2922265.6003 | 299082.0511 |  |  | 913551.972 | 1602870.9007
5988 | 4551887.669 | 3013700.6942 | 1031941.7016 |  |  | 0 | 506245.2732 | 250 | 3910666.58 | 2922265.6003 | 299082.0511 |  |  | 913551.972 | 1602870.9007
5989 | 4466660.283 | 4447402.9662 | 866831.0294 |  |  | 847573.7126 | 0 | 250 | 3910666.58 | 2922265.6003 | 299082.0511 |  |  | 913551.972 | 1602870.9007
5990 | 4316448.364 | 5851846.0082 | 593094.9148 |  |  | 2128492.559 | 0 | 250 | 3910666.58 | 2922265.6003 | 299082.0511 |  |  | 913551.972 | 1602870.9007
5991 | 4307484.979 | 6846659.8296 | 369326.5037 |  |  | 2908501.3543 | 0 | 250 | 3910666.58 | 2922265.6003 | 299082.0511 |  |  | 913551.972 | 1602870.9007
5992 | 4507525.662 | 7548881.3506 | 245493.4995 |  |  | 3286849.1881 | 0 | 250 | 3910666.58 | 2922265.6003 | 299082.0511 |  |  | 913551.972 | 1602870.9007
5993 | 4420181.183 | 8309621.3316 | 130350.5307 |  |  | 4019790.6793 | 0 | 250 | 3910666.58 | 2922265.6003 | 299082.0511 |  |  | 913551.972 | 1602870.9007
5994 | 4248445.441 | 8485176.7119 | 17380.0708 |  |  | 4254111.3416 | 0 | 250 | 3910666.58 | 2922265.6003 | 299082.0511 |  |  | 913551.972 | 1602870.9007
5995 | 4124022.408 | 6583326.7592 | 0 |  |  | 2459304.3512 | 0 | 250 | 3910666.58 | 2922265.6003 | 299082.0511 |  |  | 913551.972 | 1602870.9007
5996 | 3834343.428 | 5295920.6374 | 0 |  |  | 1461577.2094 | 0 | 250 | 3910666.58 | 2922265.6003 | 299082.0511 |  |  | 913551.972 | 1602870.9007
5997 | 3478726.813 | 4037773.7456 | 0 |  |  | 559046.9326 | 0 | 250 | 3910666.58 | 2922265.6003 | 299082.0511 |  |  | 913551.972 | 1602870.9007
5998 | 3145859.917 | 2955182.2341 | 0 |  |  | 0 | 190677.6829 | 250 | 3910666.58 | 2922265.6003 | 299082.0511 |  |  | 913551.972 | 1602870.9007
5999 | 2904685.418 | 2282219.9432 | 0 |  |  | 0 | 622465.4748 | 250 | 3910666.58 | 2922265.6003 | 299082.0511 |  |  | 913551.972 | 1602870.9007
6000 | 2807295.77 | 1726294.5724 | 0 |  |  | 0 | 1081001.1976 | 250 | 3910666.58 | 2922265.6003 | 299082.0511 |  |  | 913551.972 | 1602870.9007
6001 | 2748125.839 | 1316665.3518 | 0 |  |  | 0 | 1431460.4872 | 251 | 3769737.6925 | 402314.4131 | 505470.3914 |  |  | 0 | 2861952.8881
6002 | 2746046.26 | 936295.3613 | 0 |  |  | 0 | 1809750.8987 | 251 | 3769737.6925 | 402314.4131 | 505470.3914 |  |  | 0 | 2861952.8881
6003 | 2821798.515 | 672962.2909 | 0 |  |  | 0 | 2148836.2241 | 251 | 3769737.6925 | 402314.4131 | 505470.3914 |  |  | 0 | 2861952.8881
6004 | 3072587.931 | 438888.4506 | 0 |  |  | 0 | 2633699.4804 | 251 | 3769737.6925 | 402314.4131 | 505470.3914 |  |  | 0 | 2861952.8881
6005 | 3677007.478 | 204814.6103 | 0 |  |  | 0 | 3472192.8677 | 251 | 3769737.6925 | 402314.4131 | 505470.3914 |  |  | 0 | 2861952.8881
6006 | 4273673.695 | 87777.6901 | 123833.0042 |  |  | 0 | 4062063.0007 | 251 | 3769737.6925 | 402314.4131 | 505470.3914 |  |  | 0 | 2861952.8881
6007 | 4478751.143 | 58518.4601 | 553989.7556 |  |  | 0 | 3866242.9273 | 251 | 3769737.6925 | 402314.4131 | 505470.3914 |  |  | 0 | 2861952.8881
6008 | 4544747.08 | 0 | 1010216.6132 |  |  | 0 | 3534530.4668 | 251 | 3769737.6925 | 402314.4131 | 505470.3914 |  |  | 0 | 2861952.8881
6009 | 4644871.356 | 29259.23 | 1355645.5196 |  |  | 0 | 3259966.6064 | 251 | 3769737.6925 | 402314.4131 | 505470.3914 |  |  | 0 | 2861952.8881
6010 | 4643160.72 | 175555.3802 | 1305677.8161 |  |  | 0 | 3161927.5236 | 251 | 3769737.6925 | 402314.4131 | 505470.3914 |  |  | 0 | 2861952.8881
6011 | 4499461.96 | 468147.6807 | 1260055.1304 |  |  | 0 | 2771259.149 | 251 | 3769737.6925 | 402314.4131 | 505470.3914 |  |  | 0 | 2861952.8881
6012 | 4383817.477 | 789999.2111 | 1383888.1346 |  |  | 0 | 2209930.1313 | 251 | 3769737.6925 | 402314.4131 | 505470.3914 |  |  | 0 | 2861952.8881
6013 | 4200751.301 | 877776.9012 | 1294815.2719 |  |  | 0 | 2028159.1279 | 251 | 3769737.6925 | 402314.4131 | 505470.3914 |  |  | 0 | 2861952.8881
6014 | 4095697.11 | 819258.4411 | 1446890.8911 |  |  | 0 | 1829547.7778 | 251 | 3769737.6925 | 402314.4131 | 505470.3914 |  |  | 0 | 2861952.8881
6015 | 4066703.963 | 702221.521 | 1212259.9358 |  |  | 0 | 2152222.5062 | 251 | 3769737.6925 | 402314.4131 | 505470.3914 |  |  | 0 | 2861952.8881
6016 | 4257015.722 | 585184.6008 | 812518.3082 |  |  | 0 | 2859312.813 | 251 | 3769737.6925 | 402314.4131 | 505470.3914 |  |  | 0 | 2861952.8881
6017 | 4167365.143 | 468147.6807 | 349773.9241 |  |  | 0 | 3349443.5382 | 251 | 3769737.6925 | 402314.4131 | 505470.3914 |  |  | 0 | 2861952.8881
6018 | 3944098.418 | 321851.5304 | 21725.0885 |  |  | 0 | 3600521.7991 | 251 | 3769737.6925 | 402314.4131 | 505470.3914 |  |  | 0 | 2861952.8881
6019 | 3814031.917 | 234073.8403 | 0 |  |  | 0 | 3579958.0767 | 251 | 3769737.6925 | 402314.4131 | 505470.3914 |  |  | 0 | 2861952.8881
6020 | 3549749.416 | 146296.1502 | 0 |  |  | 0 | 3403453.2658 | 251 | 3769737.6925 | 402314.4131 | 505470.3914 |  |  | 0 | 2861952.8881
6021 | 3288440.501 | 87777.6901 | 0 |  |  | 0 | 3200662.8109 | 251 | 3769737.6925 | 402314.4131 | 505470.3914 |  |  | 0 | 2861952.8881
6022 | 3020858.742 | 58518.4601 | 0 |  |  | 0 | 2962340.2819 | 251 | 3769737.6925 | 402314.4131 | 505470.3914 |  |  | 0 | 2861952.8881
6023 | 2821191.035 | 58518.4601 | 0 |  |  | 0 | 2762672.5749 | 251 | 3769737.6925 | 402314.4131 | 505470.3914 |  |  | 0 | 2861952.8881
6024 | 2713751.898 | 117036.9202 | 0 |  |  | 0 | 2596714.9778 | 251 | 3769737.6925 | 402314.4131 | 505470.3914 |  |  | 0 | 2861952.8881
6025 | 2650535.982 | 175555.3802 | 0 |  |  | 0 | 2474980.6018 | 252 | 3269054.8825 | 308441.05 | 571460.3476 |  |  | 0 | 2389153.4849
6026 | 2631467.26 | 204814.6103 | 0 |  |  | 0 | 2426652.6497 | 252 | 3269054.8825 | 308441.05 | 571460.3476 |  |  | 0 | 2389153.4849
6027 | 2652300.717 | 175555.3802 | 0 |  |  | 0 | 2476745.3368 | 252 | 3269054.8825 | 308441.05 | 571460.3476 |  |  | 0 | 2389153.4849
6028 | 2705571.008 | 146296.1502 | 0 |  |  | 0 | 2559274.8578 | 252 | 3269054.8825 | 308441.05 | 571460.3476 |  |  | 0 | 2389153.4849
6029 | 2817561.089 | 146296.1502 | 0 |  |  | 0 | 2671264.9388 | 252 | 3269054.8825 | 308441.05 | 571460.3476 |  |  | 0 | 2389153.4849
6030 | 3047061.789 | 117036.9202 | 84727.845 |  |  | 0 | 2845297.0239 | 252 | 3269054.8825 | 308441.05 | 571460.3476 |  |  | 0 | 2389153.4849
6031 | 3351116.803 | 146296.1502 | 473606.9283 |  |  | 0 | 2731213.7245 | 252 | 3269054.8825 | 308441.05 | 571460.3476 |  |  | 0 | 2389153.4849
6032 | 3558315.702 | 117036.9202 | 1021079.1574 |  |  | 0 | 2420199.6245 | 252 | 3269054.8825 | 308441.05 | 571460.3476 |  |  | 0 | 2389153.4849
6033 | 3656991.504 | 87777.6901 | 1444718.3823 |  |  | 0 | 2124495.4316 | 252 | 3269054.8825 | 308441.05 | 571460.3476 |  |  | 0 | 2389153.4849
6034 | 3683580.364 | 175555.3802 | 1731489.5499 |  |  | 0 | 1776535.4339 | 252 | 3269054.8825 | 308441.05 | 571460.3476 |  |  | 0 | 2389153.4849
6035 | 3660663.389 | 263333.0704 | 1890082.6956 |  |  | 0 | 1507247.6231 | 252 | 3269054.8825 | 308441.05 | 571460.3476 |  |  | 0 | 2389153.4849
6036 | 3630215.435 | 380369.9905 | 1890082.6956 |  |  | 0 | 1359762.7489 | 252 | 3269054.8825 | 308441.05 | 571460.3476 |  |  | 0 | 2389153.4849
6037 | 3592438.57 | 409629.2206 | 1807527.3594 |  |  | 0 | 1375281.99 | 252 | 3269054.8825 | 308441.05 | 571460.3476 |  |  | 0 | 2389153.4849
6038 | 3589065.97 | 380369.9905 | 1555516.3334 |  |  | 0 | 1653179.6461 | 252 | 3269054.8825 | 308441.05 | 571460.3476 |  |  | 0 | 2389153.4849
6039 | 3648585.056 | 321851.5304 | 1099289.4758 |  |  | 0 | 2227444.0497 | 252 | 3269054.8825 | 308441.05 | 571460.3476 |  |  | 0 | 2389153.4849
6040 | 3877742.671 | 234073.8403 | 562679.791 |  |  | 0 | 3080989.0397 | 252 | 3269054.8825 | 308441.05 | 571460.3476 |  |  | 0 | 2389153.4849
6041 | 3831794.705 | 117036.9202 | 141213.075 |  |  | 0 | 3573544.7099 | 252 | 3269054.8825 | 308441.05 | 571460.3476 |  |  | 0 | 2389153.4849
6042 | 3628056.663 | 29259.23 | 13035.0531 |  |  | 0 | 3585762.3799 | 252 | 3269054.8825 | 308441.05 | 571460.3476 |  |  | 0 | 2389153.4849
6043 | 3544640.89 | 58518.4601 | 0 |  |  | 0 | 3486122.4299 | 252 | 3269054.8825 | 308441.05 | 571460.3476 |  |  | 0 | 2389153.4849
6044 | 3357426.921 | 263333.0704 | 0 |  |  | 0 | 3094093.8506 | 252 | 3269054.8825 | 308441.05 | 571460.3476 |  |  | 0 | 2389153.4849
6045 | 3125102.78 | 555925.3708 | 0 |  |  | 0 | 2569177.4092 | 252 | 3269054.8825 | 308441.05 | 571460.3476 |  |  | 0 | 2389153.4849
6046 | 2911631.489 | 848517.6712 | 0 |  |  | 0 | 2063113.8178 | 252 | 3269054.8825 | 308441.05 | 571460.3476 |  |  | 0 | 2389153.4849
6047 | 2716535.121 | 1053332.2815 | 0 |  |  | 0 | 1663202.8395 | 252 | 3269054.8825 | 308441.05 | 571460.3476 |  |  | 0 | 2389153.4849
6048 | 2588915.301 | 994813.8214 | 0 |  |  | 0 | 1594101.4796 | 252 | 3269054.8825 | 308441.05 | 571460.3476 |  |  | 0 | 2389153.4849
6049 | 2515306.523 | 877776.9012 | 0 |  |  | 0 | 1637529.6218 | 253 | 3268009.4649 | 3014919.8288 | 597983.0597 |  |  | 1072138.2144 | 727244.7907
6050 | 2494921.118 | 819258.4411 | 0 |  |  | 0 | 1675662.6769 | 253 | 3268009.4649 | 3014919.8288 | 597983.0597 |  |  | 1072138.2144 | 727244.7907
6051 | 2504391.966 | 877776.9012 | 0 |  |  | 0 | 1626615.0648 | 253 | 3268009.4649 | 3014919.8288 | 597983.0597 |  |  | 1072138.2144 | 727244.7907
6052 | 2556406.419 | 789999.2111 | 0 |  |  | 0 | 1766407.2079 | 253 | 3268009.4649 | 3014919.8288 | 597983.0597 |  |  | 1072138.2144 | 727244.7907
6053 | 2643558.571 | 731480.751 | 0 |  |  | 0 | 1912077.82 | 253 | 3268009.4649 | 3014919.8288 | 597983.0597 |  |  | 1072138.2144 | 727244.7907
6054 | 2850980.536 | 877776.9012 | 104280.4246 |  |  | 0 | 1868923.2102 | 253 | 3268009.4649 | 3014919.8288 | 597983.0597 |  |  | 1072138.2144 | 727244.7907
6055 | 3170517.027 | 1053332.2815 | 540954.7025 |  |  | 0 | 1576230.043 | 253 | 3268009.4649 | 3014919.8288 | 597983.0597 |  |  | 1072138.2144 | 727244.7907
6056 | 3382701.147 | 760739.9811 | 1040631.737 |  |  | 0 | 1581329.4289 | 253 | 3268009.4649 | 3014919.8288 | 597983.0597 |  |  | 1072138.2144 | 727244.7907
6057 | 3485833.071 | 877776.9012 | 1449063.3999 |  |  | 0 | 1158992.7698 | 253 | 3268009.4649 | 3014919.8288 | 597983.0597 |  |  | 1072138.2144 | 727244.7907
6058 | 3523569.371 | 760739.9811 | 1740179.5852 |  |  | 0 | 1022649.8047 | 253 | 3268009.4649 | 3014919.8288 | 597983.0597 |  |  | 1072138.2144 | 727244.7907
6059 | 3662749.09 | 819258.4411 | 1883565.169 |  |  | 0 | 959925.4798 | 253 | 3268009.4649 | 3014919.8288 | 597983.0597 |  |  | 1072138.2144 | 727244.7907
6060 | 3668496.542 | 1228887.6617 | 1905290.2575 |  |  | 0 | 534318.6228 | 253 | 3268009.4649 | 3014919.8288 | 597983.0597 |  |  | 1072138.2144 | 727244.7907
6061 | 3631258.402 | 1697035.3424 | 1801009.8329 |  |  | 0 | 133213.2267 | 253 | 3268009.4649 | 3014919.8288 | 597983.0597 |  |  | 1072138.2144 | 727244.7907
6062 | 3589841.643 | 2165183.023 | 1588103.9661 |  |  | 163445.3461 | 0 | 253 | 3268009.4649 | 3014919.8288 | 597983.0597 |  |  | 1072138.2144 | 727244.7907
6063 | 3710356.693 | 2604071.4736 | 1223122.48 |  |  | 116837.2607 | 0 | 253 | 3268009.4649 | 3014919.8288 | 597983.0597 |  |  | 1072138.2144 | 727244.7907
6064 | 3880818.738 | 3628144.5251 | 732135.4809 |  |  | 479461.268 | 0 | 253 | 3268009.4649 | 3014919.8288 | 597983.0597 |  |  | 1072138.2144 | 727244.7907
6065 | 3884245.199 | 4915550.6469 | 325876.3268 |  |  | 1357181.7747 | 0 | 253 | 3268009.4649 | 3014919.8288 | 597983.0597 |  |  | 1072138.2144 | 727244.7907
6066 | 3840105.568 | 6056660.6185 | 17380.0708 |  |  | 2233935.1212 | 0 | 253 | 3268009.4649 | 3014919.8288 | 597983.0597 |  |  | 1072138.2144 | 727244.7907
6067 | 3723314.654 | 5998142.1584 | 0 |  |  | 2274827.5044 | 0 | 253 | 3268009.4649 | 3014919.8288 | 597983.0597 |  |  | 1072138.2144 | 727244.7907
6068 | 3558072.184 | 6992955.9798 | 0 |  |  | 3434883.7958 | 0 | 253 | 3268009.4649 | 3014919.8288 | 597983.0597 |  |  | 1072138.2144 | 727244.7907
6069 | 3314947.353 | 7724436.7308 | 0 |  |  | 4409489.3778 | 0 | 253 | 3268009.4649 | 3014919.8288 | 597983.0597 |  |  | 1072138.2144 | 727244.7907
6070 | 3073548.919 | 7636659.0407 | 0 |  |  | 4563110.1217 | 0 | 253 | 3268009.4649 | 3014919.8288 | 597983.0597 |  |  | 1072138.2144 | 727244.7907
6071 | 2960932.385 | 6758882.1394 | 0 |  |  | 3797949.7544 | 0 | 253 | 3268009.4649 | 3014919.8288 | 597983.0597 |  |  | 1072138.2144 | 727244.7907
6072 | 2805354.038 | 5705549.858 | 0 |  |  | 2900195.82 | 0 | 253 | 3268009.4649 | 3014919.8288 | 597983.0597 |  |  | 1072138.2144 | 727244.7907
6073 | 2780022.294 | 5061846.7971 | 0 |  |  | 2281824.5031 | 0 | 254 | 3925939.8613 | 4220643.9334 | 587029.9943 |  |  | 1062480.3345 | 180746.2681
6074 | 2813344.402 | 4857032.1868 | 0 |  |  | 2043687.7848 | 0 | 254 | 3925939.8613 | 4220643.9334 | 587029.9943 |  |  | 1062480.3345 | 180746.2681
6075 | 2932369.046 | 4857032.1868 | 0 |  |  | 1924663.1408 | 0 | 254 | 3925939.8613 | 4220643.9334 | 587029.9943 |  |  | 1062480.3345 | 180746.2681
6076 | 3173467.408 | 4681476.8065 | 0 |  |  | 1508009.3985 | 0 | 254 | 3925939.8613 | 4220643.9334 | 587029.9943 |  |  | 1062480.3345 | 180746.2681
6077 | 3815280.239 | 4447402.9662 | 0 |  |  | 632122.7272 | 0 | 254 | 3925939.8613 | 4220643.9334 | 587029.9943 |  |  | 1062480.3345 | 180746.2681
6078 | 4341590.427 | 3979255.2856 | 97762.898 |  |  | 0 | 264572.2434 | 254 | 3925939.8613 | 4220643.9334 | 587029.9943 |  |  | 1062480.3345 | 180746.2681
6079 | 4483369.02 | 2984441.4642 | 486641.9814 |  |  | 0 | 1012285.5744 | 254 | 3925939.8613 | 4220643.9334 | 587029.9943 |  |  | 1062480.3345 | 180746.2681
6080 | 4542801.5 | 2487034.5535 | 990664.0335 |  |  | 0 | 1065102.913 | 254 | 3925939.8613 | 4220643.9334 | 587029.9943 |  |  | 1062480.3345 | 180746.2681
6081 | 4697991.614 | 2604071.4736 | 1422993.2938 |  |  | 0 | 670926.8466 | 254 | 3925939.8613 | 4220643.9334 | 587029.9943 |  |  | 1062480.3345 | 180746.2681
6082 | 4647734.688 | 2282219.9432 | 1683694.3553 |  |  | 0 | 681820.3896 | 254 | 3925939.8613 | 4220643.9334 | 587029.9943 |  |  | 1062480.3345 | 180746.2681
6083 | 4497246.848 | 2194442.2531 | 1857495.0629 |  |  | 0 | 445309.532 | 254 | 3925939.8613 | 4220643.9334 | 587029.9943 |  |  | 1062480.3345 | 180746.2681
6084 | 4491577.512 | 2399256.8634 | 1894427.7133 |  |  | 0 | 197892.9354 | 254 | 3925939.8613 | 4220643.9334 | 587029.9943 |  |  | 1062480.3345 | 180746.2681
6085 | 4436145.221 | 2779626.8539 | 1781457.2533 |  |  | 124938.8862 | 0 | 254 | 3925939.8613 | 4220643.9334 | 587029.9943 |  |  | 1062480.3345 | 180746.2681
6086 | 4279740.924 | 3452589.1448 | 1590276.4749 |  |  | 763124.6957 | 0 | 254 | 3925939.8613 | 4220643.9334 | 587029.9943 |  |  | 1062480.3345 | 180746.2681
6087 | 4240938.963 | 4242588.3559 | 1203569.9004 |  |  | 1205219.2933 | 0 | 254 | 3925939.8613 | 4220643.9334 | 587029.9943 |  |  | 1062480.3345 | 180746.2681
6088 | 4493221.472 | 5061846.7971 | 799483.2551 |  |  | 1368108.5802 | 0 | 254 | 3925939.8613 | 4220643.9334 | 587029.9943 |  |  | 1062480.3345 | 180746.2681
6089 | 4513201.375 | 5617772.1679 | 267218.588 |  |  | 1371789.3808 | 0 | 254 | 3925939.8613 | 4220643.9334 | 587029.9943 |  |  | 1062480.3345 | 180746.2681
6090 | 4293898.296 | 5910364.4683 | 13035.0531 |  |  | 1629501.2253 | 0 | 254 | 3925939.8613 | 4220643.9334 | 587029.9943 |  |  | 1062480.3345 | 180746.2681
6091 | 4157130.586 | 5383698.3275 | 0 |  |  | 1226567.7415 | 0 | 254 | 3925939.8613 | 4220643.9334 | 587029.9943 |  |  | 1062480.3345 | 180746.2681
6092 | 3858632.046 | 5822586.7781 | 0 |  |  | 1963954.7321 | 0 | 254 | 3925939.8613 | 4220643.9334 | 587029.9943 |  |  | 1062480.3345 | 180746.2681
6093 | 3529472.308 | 6085919.8485 | 0 |  |  | 2556447.5405 | 0 | 254 | 3925939.8613 | 4220643.9334 | 587029.9943 |  |  | 1062480.3345 | 180746.2681
6094 | 3214228.23 | 5647031.3979 | 0 |  |  | 2432803.1679 | 0 | 254 | 3925939.8613 | 4220643.9334 | 587029.9943 |  |  | 1062480.3345 | 180746.2681
6095 | 3033623.202 | 4652217.5765 | 0 |  |  | 1618594.3745 | 0 | 254 | 3925939.8613 | 4220643.9334 | 587029.9943 |  |  | 1062480.3345 | 180746.2681
6096 | 2955529.049 | 3803699.9053 | 0 |  |  | 848170.8563 | 0 | 254 | 3925939.8613 | 4220643.9334 | 587029.9943 |  |  | 1062480.3345 | 180746.2681
6097 | 2917241.884 | 3218515.3045 | 0 |  |  | 301273.4205 | 0 | 255 | 3904372.3926 | 1165492.6633 | 600789.217 |  |  | 12553.0592 | 2150643.5715
6098 | 2918347.598 | 2896663.774 | 0 |  |  | 0 | 21683.824 | 255 | 3904372.3926 | 1165492.6633 | 600789.217 |  |  | 12553.0592 | 2150643.5715
6099 | 2968104.206 | 2662589.9337 | 0 |  |  | 0 | 305514.2723 | 255 | 3904372.3926 | 1165492.6633 | 600789.217 |  |  | 12553.0592 | 2150643.5715
6100 | 3155616.616 | 2516293.7835 | 0 |  |  | 0 | 639322.8325 | 255 | 3904372.3926 | 1165492.6633 | 600789.217 |  |  | 12553.0592 | 2150643.5715
6101 | 3705958.602 | 2428516.0934 | 0 |  |  | 0 | 1277442.5086 | 255 | 3904372.3926 | 1165492.6633 | 600789.217 |  |  | 12553.0592 | 2150643.5715
6102 | 4238562.614 | 2077405.3329 | 95590.3892 |  |  | 0 | 2065566.8919 | 255 | 3904372.3926 | 1165492.6633 | 600789.217 |  |  | 12553.0592 | 2150643.5715
6103 | 4467352.21 | 1550739.1922 | 532264.6671 |  |  | 0 | 2384348.3507 | 255 | 3904372.3926 | 1165492.6633 | 600789.217 |  |  | 12553.0592 | 2150643.5715
6104 | 4536610.642 | 585184.6008 | 1031941.7016 |  |  | 0 | 2919484.3396 | 255 | 3904372.3926 | 1165492.6633 | 600789.217 |  |  | 12553.0592 | 2150643.5715
6105 | 4607632.131 | 409629.2206 | 1444718.3823 |  |  | 0 | 2753284.5282 | 255 | 3904372.3926 | 1165492.6633 | 600789.217 |  |  | 12553.0592 | 2150643.5715
6106 | 4573548.277 | 146296.1502 | 1722799.5145 |  |  | 0 | 2704452.6123 | 255 | 3904372.3926 | 1165492.6633 | 600789.217 |  |  | 12553.0592 | 2150643.5715
6107 | 4535766.818 | 117036.9202 | 1883565.169 |  |  | 0 | 2535164.7288 | 255 | 3904372.3926 | 1165492.6633 | 600789.217 |  |  | 12553.0592 | 2150643.5715
6108 | 4535368.279 | 175555.3802 | 1916152.8017 |  |  | 0 | 2443660.097 | 255 | 3904372.3926 | 1165492.6633 | 600789.217 |  |  | 12553.0592 | 2150643.5715
6109 | 4461776.766 | 263333.0704 | 1822734.9214 |  |  | 0 | 2375708.7743 | 255 | 3904372.3926 | 1165492.6633 | 600789.217 |  |  | 12553.0592 | 2150643.5715
6110 | 4275537.333 | 351110.7605 | 1603311.528 |  |  | 0 | 2321115.0445 | 255 | 3904372.3926 | 1165492.6633 | 600789.217 |  |  | 12553.0592 | 2150643.5715
6111 | 4287791.142 | 409629.2206 | 1260055.1304 |  |  | 0 | 2618106.791 | 255 | 3904372.3926 | 1165492.6633 | 600789.217 |  |  | 12553.0592 | 2150643.5715
6112 | 4455629.652 | 585184.6008 | 790793.2198 |  |  | 0 | 3079651.8314 | 255 | 3904372.3926 | 1165492.6633 | 600789.217 |  |  | 12553.0592 | 2150643.5715
6113 | 4368841.854 | 731480.751 | 304151.2384 |  |  | 0 | 3333209.8646 | 255 | 3904372.3926 | 1165492.6633 | 600789.217 |  |  | 12553.0592 | 2150643.5715
6114 | 4211757.393 | 731480.751 | 10862.5442 |  |  | 0 | 3469414.0978 | 255 | 3904372.3926 | 1165492.6633 | 600789.217 |  |  | 12553.0592 | 2150643.5715
6115 | 4153871.36 | 877776.9012 | 0 |  |  | 0 | 3276094.4588 | 255 | 3904372.3926 | 1165492.6633 | 600789.217 |  |  | 12553.0592 | 2150643.5715
6116 | 3865344.254 | 1111850.7416 | 0 |  |  | 0 | 2753493.5124 | 255 | 3904372.3926 | 1165492.6633 | 600789.217 |  |  | 12553.0592 | 2150643.5715
6117 | 3495255.935 | 1228887.6617 | 0 |  |  | 0 | 2266368.2733 | 255 | 3904372.3926 | 1165492.6633 | 600789.217 |  |  | 12553.0592 | 2150643.5715
6118 | 3164394.819 | 1111850.7416 | 0 |  |  | 0 | 2052544.0774 | 255 | 3904372.3926 | 1165492.6633 | 600789.217 |  |  | 12553.0592 | 2150643.5715
6119 | 2946895.773 | 965554.5913 | 0 |  |  | 0 | 1981341.1817 | 255 | 3904372.3926 | 1165492.6633 | 600789.217 |  |  | 12553.0592 | 2150643.5715
6120 | 2857731.264 | 819258.4411 | 0 |  |  | 0 | 2038472.8229 | 255 | 3904372.3926 | 1165492.6633 | 600789.217 |  |  | 12553.0592 | 2150643.5715
6121 | 2805707.322 | 643703.0609 | 0 |  |  | 0 | 2162004.2611 | 256 | 3981630.616 | 1679967.4582 | 586215.3035 |  |  | 148803.0229 | 1864250.8773
6122 | 2827437.518 | 468147.6807 | 0 |  |  | 0 | 2359289.8373 | 256 | 3981630.616 | 1679967.4582 | 586215.3035 |  |  | 148803.0229 | 1864250.8773
6123 | 2891666.701 | 321851.5304 | 0 |  |  | 0 | 2569815.1706 | 256 | 3981630.616 | 1679967.4582 | 586215.3035 |  |  | 148803.0229 | 1864250.8773
6124 | 3138470.051 | 263333.0704 | 0 |  |  | 0 | 2875136.9806 | 256 | 3981630.616 | 1679967.4582 | 586215.3035 |  |  | 148803.0229 | 1864250.8773
6125 | 3742283.676 | 321851.5304 | 0 |  |  | 0 | 3420432.1456 | 256 | 3981630.616 | 1679967.4582 | 586215.3035 |  |  | 148803.0229 | 1864250.8773
6126 | 4256734.906 | 409629.2206 | 84727.845 |  |  | 0 | 3762377.8405 | 256 | 3981630.616 | 1679967.4582 | 586215.3035 |  |  | 148803.0229 | 1864250.8773
6127 | 4499641.332 | 438888.4506 | 506194.561 |  |  | 0 | 3554558.3204 | 256 | 3981630.616 | 1679967.4582 | 586215.3035 |  |  | 148803.0229 | 1864250.8773
6128 | 4567175.187 | 204814.6103 | 1001526.5778 |  |  | 0 | 3360833.9989 | 256 | 3981630.616 | 1679967.4582 | 586215.3035 |  |  | 148803.0229 | 1864250.8773
6129 | 4674297.427 | 29259.23 | 1416475.7673 |  |  | 0 | 3228562.4297 | 256 | 3981630.616 | 1679967.4582 | 586215.3035 |  |  | 148803.0229 | 1864250.8773
6130 | 4743024.934 | 468147.6807 | 1694556.8995 |  |  | 0 | 2580320.3539 | 256 | 3981630.616 | 1679967.4582 | 586215.3035 |  |  | 148803.0229 | 1864250.8773
6131 | 4686771.156 | 965554.5913 | 1850977.5364 |  |  | 0 | 1870239.0283 | 256 | 3981630.616 | 1679967.4582 | 586215.3035 |  |  | 148803.0229 | 1864250.8773
6132 | 4694898.565 | 1170369.2016 | 1885737.6779 |  |  | 0 | 1638791.6855 | 256 | 3981630.616 | 1679967.4582 | 586215.3035 |  |  | 148803.0229 | 1864250.8773
6133 | 4590489.06 | 1258146.8918 | 1783629.7621 |  |  | 0 | 1548712.4061 | 256 | 3981630.616 | 1679967.4582 | 586215.3035 |  |  | 148803.0229 | 1864250.8773
6134 | 4453720.305 | 1433702.272 | 1570723.8953 |  |  | 0 | 1449294.1377 | 256 | 3981630.616 | 1679967.4582 | 586215.3035 |  |  | 148803.0229 | 1864250.8773
6135 | 4420153.734 | 1697035.3424 | 1229640.0065 |  |  | 0 | 1493478.3851 | 256 | 3981630.616 | 1679967.4582 | 586215.3035 |  |  | 148803.0229 | 1864250.8773
6136 | 4643072.19 | 1931109.1827 | 760378.0959 |  |  | 0 | 1951584.9114 | 256 | 3981630.616 | 1679967.4582 | 586215.3035 |  |  | 148803.0229 | 1864250.8773
6137 | 4526382.811 | 2252960.7131 | 275908.6234 |  |  | 0 | 1997513.4745 | 256 | 3981630.616 | 1679967.4582 | 586215.3035 |  |  | 148803.0229 | 1864250.8773
6138 | 4348547.078 | 2604071.4736 | 8690.0354 |  |  | 0 | 1735785.569 | 256 | 3981630.616 | 1679967.4582 | 586215.3035 |  |  | 148803.0229 | 1864250.8773
6139 | 4229163.945 | 3364811.4547 | 0 |  |  | 0 | 864352.4903 | 256 | 3981630.616 | 1679967.4582 | 586215.3035 |  |  | 148803.0229 | 1864250.8773
6140 | 3938863.422 | 4330366.0461 | 0 |  |  | 391502.6241 | 0 | 256 | 3981630.616 | 1679967.4582 | 586215.3035 |  |  | 148803.0229 | 1864250.8773
6141 | 3596763.439 | 4739995.2666 | 0 |  |  | 1143231.8276 | 0 | 256 | 3981630.616 | 1679967.4582 | 586215.3035 |  |  | 148803.0229 | 1864250.8773
6142 | 3257155.107 | 4593699.1164 | 0 |  |  | 1336544.0094 | 0 | 256 | 3981630.616 | 1679967.4582 | 586215.3035 |  |  | 148803.0229 | 1864250.8773
6143 | 3074446.586 | 3774440.6753 | 0 |  |  | 699994.0893 | 0 | 256 | 3981630.616 | 1679967.4582 | 586215.3035 |  |  | 148803.0229 | 1864250.8773
6144 | 2952268.333 | 2633330.7037 | 0 |  |  | 0 | 318937.6293 | 256 | 3981630.616 | 1679967.4582 | 586215.3035 |  |  | 148803.0229 | 1864250.8773
6145 | 2874663.897 | 1814072.2625 | 0 |  |  | 0 | 1060591.6345 | 257 | 3958825.2598 | 2501664.1685 | 143657.1474 |  |  | 252256.5022 | 1565760.4461
6146 | 2888300.211 | 1375183.8119 | 0 |  |  | 0 | 1513116.3991 | 257 | 3958825.2598 | 2501664.1685 | 143657.1474 |  |  | 252256.5022 | 1565760.4461
6147 | 2966407.999 | 1316665.3518 | 0 |  |  | 0 | 1649742.6472 | 257 | 3958825.2598 | 2501664.1685 | 143657.1474 |  |  | 252256.5022 | 1565760.4461
6148 | 3199766.424 | 1111850.7416 | 0 |  |  | 0 | 2087915.6824 | 257 | 3958825.2598 | 2501664.1685 | 143657.1474 |  |  | 252256.5022 | 1565760.4461
6149 | 3806173.982 | 760739.9811 | 0 |  |  | 0 | 3045434.0009 | 257 | 3958825.2598 | 2501664.1685 | 143657.1474 |  |  | 252256.5022 | 1565760.4461
6150 | 4336687.059 | 497406.9107 | 8690.0354 |  |  | 0 | 3830590.1129 | 257 | 3958825.2598 | 2501664.1685 | 143657.1474 |  |  | 252256.5022 | 1565760.4461
6151 | 4561781.057 | 321851.5304 | 76037.8096 |  |  | 0 | 4163891.717 | 257 | 3958825.2598 | 2501664.1685 | 143657.1474 |  |  | 252256.5022 | 1565760.4461
6152 | 4605674.628 | 146296.1502 | 145558.0926 |  |  | 0 | 4313820.3851 | 257 | 3958825.2598 | 2501664.1685 | 143657.1474 |  |  | 252256.5022 | 1565760.4461
6153 | 4670171.744 | 497406.9107 | 225940.9199 |  |  | 0 | 3946823.9134 | 257 | 3958825.2598 | 2501664.1685 | 143657.1474 |  |  | 252256.5022 | 1565760.4461
6154 | 4645289.149 | 1404443.042 | 362808.9772 |  |  | 0 | 2878037.1298 | 257 | 3958825.2598 | 2501664.1685 | 143657.1474 |  |  | 252256.5022 | 1565760.4461
6155 | 4563081.331 | 1931109.1827 | 553989.7556 |  |  | 0 | 2077982.3927 | 257 | 3958825.2598 | 2501664.1685 | 143657.1474 |  |  | 252256.5022 | 1565760.4461
6156 | 4556548.456 | 2282219.9432 | 647407.636 |  |  | 0 | 1626920.8769 | 257 | 3958825.2598 | 2501664.1685 | 143657.1474 |  |  | 252256.5022 | 1565760.4461
6157 | 4447787.923 | 2691849.1638 | 549644.7379 |  |  | 0 | 1206294.0213 | 257 | 3958825.2598 | 2501664.1685 | 143657.1474 |  |  | 252256.5022 | 1565760.4461
6158 | 4325310.103 | 3130737.6144 | 401914.1364 |  |  | 0 | 792658.3522 | 257 | 3958825.2598 | 2501664.1685 | 143657.1474 |  |  | 252256.5022 | 1565760.4461
6159 | 4352270.546 | 3423329.9148 | 275908.6234 |  |  | 0 | 653032.0078 | 257 | 3958825.2598 | 2501664.1685 | 143657.1474 |  |  | 252256.5022 | 1565760.4461
6160 | 4537927.107 | 3686662.9852 | 145558.0926 |  |  | 0 | 705706.0292 | 257 | 3958825.2598 | 2501664.1685 | 143657.1474 |  |  | 252256.5022 | 1565760.4461
6161 | 4472878.853 | 3745181.4452 | 54312.7211 |  |  | 0 | 673384.6866 | 257 | 3958825.2598 | 2501664.1685 | 143657.1474 |  |  | 252256.5022 | 1565760.4461
6162 | 4332611.315 | 3657403.7551 | 0 |  |  | 0 | 675207.5599 | 257 | 3958825.2598 | 2501664.1685 | 143657.1474 |  |  | 252256.5022 | 1565760.4461
6163 | 4217467.993 | 3540366.8349 | 0 |  |  | 0 | 677101.1581 | 257 | 3958825.2598 | 2501664.1685 | 143657.1474 |  |  | 252256.5022 | 1565760.4461
6164 | 3894993.893 | 4125551.4358 | 0 |  |  | 230557.5428 | 0 | 257 | 3958825.2598 | 2501664.1685 | 143657.1474 |  |  | 252256.5022 | 1565760.4461
6165 | 3534908.218 | 4388884.5061 | 0 |  |  | 853976.2881 | 0 | 257 | 3958825.2598 | 2501664.1685 | 143657.1474 |  |  | 252256.5022 | 1565760.4461
6166 | 3232349.143 | 4535180.6563 | 0 |  |  | 1302831.5133 | 0 | 257 | 3958825.2598 | 2501664.1685 | 143657.1474 |  |  | 252256.5022 | 1565760.4461
6167 | 3039778.163 | 4739995.2666 | 0 |  |  | 1700217.1036 | 0 | 257 | 3958825.2598 | 2501664.1685 | 143657.1474 |  |  | 252256.5022 | 1565760.4461
6168 | 2948977.042 | 4915550.6469 | 0 |  |  | 1966573.6049 | 0 | 257 | 3958825.2598 | 2501664.1685 | 143657.1474 |  |  | 252256.5022 | 1565760.4461
6169 | 2909341.345 | 5178883.7172 | 0 |  |  | 2269542.3722 | 0 | 258 | 3812113.3509 | 1230106.7963 | 270205.7877 |  |  | 273945.7018 | 2585746.4687
6170 | 2887138.436 | 5120365.2572 | 0 |  |  | 2233226.8212 | 0 | 258 | 3812113.3509 | 1230106.7963 | 270205.7877 |  |  | 273945.7018 | 2585746.4687
6171 | 2925081.543 | 4739995.2666 | 0 |  |  | 1814913.7236 | 0 | 258 | 3812113.3509 | 1230106.7963 | 270205.7877 |  |  | 273945.7018 | 2585746.4687
6172 | 3137056.759 | 3394070.6847 | 0 |  |  | 257013.9257 | 0 | 258 | 3812113.3509 | 1230106.7963 | 270205.7877 |  |  | 273945.7018 | 2585746.4687
6173 | 3742470.824 | 2048146.1029 | 0 |  |  | 0 | 1694324.7211 | 258 | 3812113.3509 | 1230106.7963 | 270205.7877 |  |  | 273945.7018 | 2585746.4687
6174 | 4270821.353 | 1024073.0514 | 17380.0708 |  |  | 0 | 3229368.2308 | 258 | 3812113.3509 | 1230106.7963 | 270205.7877 |  |  | 273945.7018 | 2585746.4687
6175 | 4487015.059 | 292592.3004 | 132523.0396 |  |  | 0 | 4061899.719 | 258 | 3812113.3509 | 1230106.7963 | 270205.7877 |  |  | 273945.7018 | 2585746.4687
6176 | 4561100.373 | 29259.23 | 284598.6588 |  |  | 0 | 4247242.4842 | 258 | 3812113.3509 | 1230106.7963 | 270205.7877 |  |  | 273945.7018 | 2585746.4687
6177 | 4646397.365 | 0 | 436674.2779 |  |  | 0 | 4209723.0871 | 258 | 3812113.3509 | 1230106.7963 | 270205.7877 |  |  | 273945.7018 | 2585746.4687
6178 | 4615516.284 | 29259.23 | 560507.2821 |  |  | 0 | 4025749.7718 | 258 | 3812113.3509 | 1230106.7963 | 270205.7877 |  |  | 273945.7018 | 2585746.4687
6179 | 4468038.067 | 146296.1502 | 688685.304 |  |  | 0 | 3633056.6128 | 258 | 3812113.3509 | 1230106.7963 | 270205.7877 |  |  | 273945.7018 | 2585746.4687
6180 | 4400272.272 | 380369.9905 | 825553.3613 |  |  | 0 | 3194348.9202 | 258 | 3812113.3509 | 1230106.7963 | 270205.7877 |  |  | 273945.7018 | 2585746.4687
6181 | 4243869.884 | 731480.751 | 877693.5736 |  |  | 0 | 2634695.5594 | 258 | 3812113.3509 | 1230106.7963 | 270205.7877 |  |  | 273945.7018 | 2585746.4687
6182 | 4118767.372 | 1053332.2815 | 934178.8036 |  |  | 0 | 2131256.287 | 258 | 3812113.3509 | 1230106.7963 | 270205.7877 |  |  | 273945.7018 | 2585746.4687
6183 | 4088727.161 | 1111850.7416 | 869003.5382 |  |  | 0 | 2107872.8812 | 258 | 3812113.3509 | 1230106.7963 | 270205.7877 |  |  | 273945.7018 | 2585746.4687
6184 | 4253988.452 | 877776.9012 | 625682.5475 |  |  | 0 | 2750529.0033 | 258 | 3812113.3509 | 1230106.7963 | 270205.7877 |  |  | 273945.7018 | 2585746.4687
6185 | 4171030.191 | 760739.9811 | 225940.9199 |  |  | 0 | 3184349.29 | 258 | 3812113.3509 | 1230106.7963 | 270205.7877 |  |  | 273945.7018 | 2585746.4687
6186 | 3972546.527 | 614443.8309 | 6517.5265 |  |  | 0 | 3351585.1696 | 258 | 3812113.3509 | 1230106.7963 | 270205.7877 |  |  | 273945.7018 | 2585746.4687
6187 | 3886346.649 | 175555.3802 | 0 |  |  | 0 | 3710791.2688 | 258 | 3812113.3509 | 1230106.7963 | 270205.7877 |  |  | 273945.7018 | 2585746.4687
6188 | 3617652.845 | 0 | 0 |  |  | 0 | 3617652.845 | 258 | 3812113.3509 | 1230106.7963 | 270205.7877 |  |  | 273945.7018 | 2585746.4687
6189 | 3353060.963 | 0 | 0 |  |  | 0 | 3353060.963 | 258 | 3812113.3509 | 1230106.7963 | 270205.7877 |  |  | 273945.7018 | 2585746.4687
6190 | 3094130.169 | 29259.23 | 0 |  |  | 0 | 3064870.939 | 258 | 3812113.3509 | 1230106.7963 | 270205.7877 |  |  | 273945.7018 | 2585746.4687
6191 | 2883813.425 | 351110.7605 | 0 |  |  | 0 | 2532702.6645 | 258 | 3812113.3509 | 1230106.7963 | 270205.7877 |  |  | 273945.7018 | 2585746.4687
6192 | 2756537.103 | 1433702.272 | 0 |  |  | 0 | 1322834.831 | 258 | 3812113.3509 | 1230106.7963 | 270205.7877 |  |  | 273945.7018 | 2585746.4687
6193 | 2679833.171 | 2955182.2341 | 0 |  |  | 275349.0631 | 0 | 259 | 3330726.016 | 12908196.9864 | 539325.3209 |  |  | 10116796.2913 | 0
6194 | 2654280.893 | 4476662.1963 | 0 |  |  | 1822381.3033 | 0 | 259 | 3330726.016 | 12908196.9864 | 539325.3209 |  |  | 10116796.2913 | 0
6195 | 2653962.893 | 5705549.858 | 0 |  |  | 3051586.965 | 0 | 259 | 3330726.016 | 12908196.9864 | 539325.3209 |  |  | 10116796.2913 | 0
6196 | 2717661.014 | 6319993.6888 | 0 |  |  | 3602332.6748 | 0 | 259 | 3330726.016 | 12908196.9864 | 539325.3209 |  |  | 10116796.2913 | 0
6197 | 2875921.4 | 6583326.7592 | 0 |  |  | 3707405.3592 | 0 | 259 | 3330726.016 | 12908196.9864 | 539325.3209 |  |  | 10116796.2913 | 0
6198 | 3150529.655 | 6729622.9094 | 47795.1946 |  |  | 3626888.449 | 0 | 259 | 3330726.016 | 12908196.9864 | 539325.3209 |  |  | 10116796.2913 | 0
6199 | 3502304.327 | 6671104.4493 | 378016.5391 |  |  | 3546816.6614 | 0 | 259 | 3330726.016 | 12908196.9864 | 539325.3209 |  |  | 10116796.2913 | 0
6200 | 3730931.798 | 5003328.337 | 849450.9586 |  |  | 2121847.4976 | 0 | 259 | 3330726.016 | 12908196.9864 | 539325.3209 |  |  | 10116796.2913 | 0
6201 | 3826883.273 | 5237402.1773 | 1270917.6746 |  |  | 2681436.5789 | 0 | 259 | 3330726.016 | 12908196.9864 | 539325.3209 |  |  | 10116796.2913 | 0
6202 | 3835384.725 | 8046288.2612 | 1568551.3864 |  |  | 5779454.9227 | 0 | 259 | 3330726.016 | 12908196.9864 | 539325.3209 |  |  | 10116796.2913 | 0
6203 | 3758152.209 | 11352581.2559 | 1740179.5852 |  |  | 9334608.6321 | 0 | 259 | 3330726.016 | 12908196.9864 | 539325.3209 |  |  | 10116796.2913 | 0
6204 | 3678916.298 | 14775911.1707 | 1783629.7621 |  |  | 12880624.6348 | 0 | 259 | 3330726.016 | 12908196.9864 | 539325.3209 |  |  | 10116796.2913 | 0
6205 | 3638853.11 | 18784425.6863 | 1707591.9526 |  |  | 16853164.5288 | 0 | 259 | 3330726.016 | 12908196.9864 | 539325.3209 |  |  | 10116796.2913 | 0
6206 | 3592492.734 | 22646644.0517 | 1494686.0857 |  |  | 20548837.4033 | 0 | 259 | 3330726.016 | 12908196.9864 | 539325.3209 |  |  | 10116796.2913 | 0
6207 | 3622140.491 | 25133678.6051 | 1151429.6881 |  |  | 22662967.8022 | 0 | 259 | 3330726.016 | 12908196.9864 | 539325.3209 |  |  | 10116796.2913 | 0
6208 | 3865767.035 | 26450343.957 | 703892.8659 |  |  | 23288469.7879 | 0 | 259 | 3330726.016 | 12908196.9864 | 539325.3209 |  |  | 10116796.2913 | 0
6209 | 3864804.949 | 26538121.6471 | 245493.4995 |  |  | 22918810.1976 | 0 | 259 | 3330726.016 | 12908196.9864 | 539325.3209 |  |  | 10116796.2913 | 0
6210 | 3708993.565 | 25367752.4455 | 2172.5088 |  |  | 21660931.3893 | 0 | 259 | 3330726.016 | 12908196.9864 | 539325.3209 |  |  | 10116796.2913 | 0
6211 | 3619296.617 | 21359237.9299 | 0 |  |  | 17739941.3129 | 0 | 259 | 3330726.016 | 12908196.9864 | 539325.3209 |  |  | 10116796.2913 | 0
6212 | 3410858.525 | 18228500.3155 | 0 |  |  | 14817641.7905 | 0 | 259 | 3330726.016 | 12908196.9864 | 539325.3209 |  |  | 10116796.2913 | 0
6213 | 3193315.699 | 15009985.011 | 0 |  |  | 11816669.312 | 0 | 259 | 3330726.016 | 12908196.9864 | 539325.3209 |  |  | 10116796.2913 | 0
6214 | 2955290.987 | 11147766.6456 | 0 |  |  | 8192475.6586 | 0 | 259 | 3330726.016 | 12908196.9864 | 539325.3209 |  |  | 10116796.2913 | 0
6215 | 2771719.627 | 8280362.1016 | 0 |  |  | 5508642.4746 | 0 | 259 | 3330726.016 | 12908196.9864 | 539325.3209 |  |  | 10116796.2913 | 0
6216 | 2629129.389 | 6992955.9798 | 0 |  |  | 4363826.5908 | 0 | 259 | 3330726.016 | 12908196.9864 | 539325.3209 |  |  | 10116796.2913 | 0
6217 | 2579249.763 | 6524808.2991 | 0 |  |  | 3945558.5361 | 0 | 260 | 3274028.62 | 8241349.7949 | 474421.6191 |  |  | 5441742.7939 | 0
6218 | 2537937.944 | 6290734.4588 | 0 |  |  | 3752796.5148 | 0 | 260 | 3274028.62 | 8241349.7949 | 474421.6191 |  |  | 5441742.7939 | 0
6219 | 2538911.851 | 6407771.379 | 0 |  |  | 3868859.528 | 0 | 260 | 3274028.62 | 8241349.7949 | 474421.6191 |  |  | 5441742.7939 | 0
6220 | 2605936.604 | 6992955.9798 | 0 |  |  | 4387019.3758 | 0 | 260 | 3274028.62 | 8241349.7949 | 474421.6191 |  |  | 5441742.7939 | 0
6221 | 2735579.392 | 7665918.2707 | 0 |  |  | 4930338.8787 | 0 | 260 | 3274028.62 | 8241349.7949 | 474421.6191 |  |  | 5441742.7939 | 0
6222 | 2947459.073 | 8046288.2612 | 49967.7034 |  |  | 5148796.8917 | 0 | 260 | 3274028.62 | 8241349.7949 | 474421.6191 |  |  | 5441742.7939 | 0
6223 | 3285765.484 | 7929251.3411 | 410604.1718 |  |  | 5054090.0289 | 0 | 260 | 3274028.62 | 8241349.7949 | 474421.6191 |  |  | 5441742.7939 | 0
6224 | 3519873.263 | 8455917.4818 | 888556.1178 |  |  | 5824600.3366 | 0 | 260 | 3274028.62 | 8241349.7949 | 474421.6191 |  |  | 5441742.7939 | 0
6225 | 3644121.619 | 10065175.1341 | 1286125.2365 |  |  | 7707178.7516 | 0 | 260 | 3274028.62 | 8241349.7949 | 474421.6191 |  |  | 5441742.7939 | 0
6226 | 3666573.5 | 9333694.383 | 1540308.7715 |  |  | 7207429.6545 | 0 | 260 | 3274028.62 | 8241349.7949 | 474421.6191 |  |  | 5441742.7939 | 0
6227 | 3600652.054 | 8397399.0217 | 1622864.1076 |  |  | 6419611.0753 | 0 | 260 | 3274028.62 | 8241349.7949 | 474421.6191 |  |  | 5441742.7939 | 0
6228 | 3598771.888 | 8192584.4115 | 1553343.8245 |  |  | 6147156.348 | 0 | 260 | 3274028.62 | 8241349.7949 | 474421.6191 |  |  | 5441742.7939 | 0
6229 | 3567890.435 | 8602213.632 | 1375198.0992 |  |  | 6409521.2962 | 0 | 260 | 3274028.62 | 8241349.7949 | 474421.6191 |  |  | 5441742.7939 | 0
6230 | 3510579.573 | 9450731.3032 | 1140567.1439 |  |  | 7080718.8741 | 0 | 260 | 3274028.62 | 8241349.7949 | 474421.6191 |  |  | 5441742.7939 | 0
6231 | 3603854.551 | 10504063.5847 | 829898.379 |  |  | 7730107.4127 | 0 | 260 | 3274028.62 | 8241349.7949 | 474421.6191 |  |  | 5441742.7939 | 0
6232 | 3904651.859 | 11996284.3168 | 501849.5433 |  |  | 8593482.0011 | 0 | 260 | 3274028.62 | 8241349.7949 | 474421.6191 |  |  | 5441742.7939 | 0
6233 | 3935678.735 | 12961838.9081 | 184663.2519 |  |  | 9210823.425 | 0 | 260 | 3274028.62 | 8241349.7949 | 474421.6191 |  |  | 5441742.7939 | 0
6234 | 3810636.53 | 12669246.6077 | 2172.5088 |  |  | 8860782.5866 | 0 | 260 | 3274028.62 | 8241349.7949 | 474421.6191 |  |  | 5441742.7939 | 0
6235 | 3752364.517 | 9626286.6835 | 0 |  |  | 5873922.1665 | 0 | 260 | 3274028.62 | 8241349.7949 | 474421.6191 |  |  | 5441742.7939 | 0
6236 | 3498220.861 | 7109992.8999 | 0 |  |  | 3611772.0389 | 0 | 260 | 3274028.62 | 8241349.7949 | 474421.6191 |  |  | 5441742.7939 | 0
6237 | 3215460.391 | 6290734.4588 | 0 |  |  | 3075274.0678 | 0 | 260 | 3274028.62 | 8241349.7949 | 474421.6191 |  |  | 5441742.7939 | 0
6238 | 2967221.197 | 5500735.2477 | 0 |  |  | 2533514.0507 | 0 | 260 | 3274028.62 | 8241349.7949 | 474421.6191 |  |  | 5441742.7939 | 0
6239 | 2820187.983 | 4739995.2666 | 0 |  |  | 1919807.2836 | 0 | 260 | 3274028.62 | 8241349.7949 | 474421.6191 |  |  | 5441742.7939 | 0
6240 | 2729107.814 | 4037773.7456 | 0 |  |  | 1308665.9316 | 0 | 260 | 3274028.62 | 8241349.7949 | 474421.6191 |  |  | 5441742.7939 | 0
6241 | 2705243.864 | 3335552.2247 | 0 |  |  | 630308.3607 | 0 | 261 | 3898029.6485 | 2974688.3875 | 494517.326 |  |  | 542771.6033 | 971595.5383
6242 | 2710972.92 | 2750367.6238 | 0 |  |  | 39394.7038 | 0 | 261 | 3898029.6485 | 2974688.3875 | 494517.326 |  |  | 542771.6033 | 971595.5383
6243 | 2800484.953 | 2457775.3234 | 0 |  |  | 0 | 342709.6296 | 261 | 3898029.6485 | 2974688.3875 | 494517.326 |  |  | 542771.6033 | 971595.5383
6244 | 3065122.491 | 2252960.7131 | 0 |  |  | 0 | 812161.7779 | 261 | 3898029.6485 | 2974688.3875 | 494517.326 |  |  | 542771.6033 | 971595.5383
6245 | 3692088.101 | 2106664.5629 | 0 |  |  | 0 | 1585423.5381 | 261 | 3898029.6485 | 2974688.3875 | 494517.326 |  |  | 542771.6033 | 971595.5383
6246 | 4240857.536 | 1901849.9527 | 30415.1238 |  |  | 0 | 2308592.4595 | 261 | 3898029.6485 | 2974688.3875 | 494517.326 |  |  | 542771.6033 | 971595.5383
6247 | 4516640.226 | 1667776.1123 | 284598.6588 |  |  | 0 | 2564265.4549 | 261 | 3898029.6485 | 2974688.3875 | 494517.326 |  |  | 542771.6033 | 971595.5383
6248 | 4610455.979 | 1697035.3424 | 688685.304 |  |  | 0 | 2224735.3326 | 261 | 3898029.6485 | 2974688.3875 | 494517.326 |  |  | 542771.6033 | 971595.5383
6249 | 4668307.324 | 2340738.4033 | 1088426.9316 |  |  | 0 | 1239141.9891 | 261 | 3898029.6485 | 2974688.3875 | 494517.326 |  |  | 542771.6033 | 971595.5383
6250 | 4656405.877 | 3189256.0745 | 1388233.1523 |  |  | 0 | 78916.6503 | 261 | 3898029.6485 | 2974688.3875 | 494517.326 |  |  | 542771.6033 | 971595.5383
6251 | 4596477.412 | 3949996.0555 | 1583758.9484 |  |  | 937277.5919 | 0 | 261 | 3898029.6485 | 2974688.3875 | 494517.326 |  |  | 542771.6033 | 971595.5383
6252 | 4561933.434 | 4974069.107 | 1696729.4083 |  |  | 2108865.0813 | 0 | 261 | 3898029.6485 | 2974688.3875 | 494517.326 |  |  | 542771.6033 | 971595.5383
6253 | 4482801.188 | 5734809.088 | 1675004.3199 |  |  | 2927012.2199 | 0 | 261 | 3898029.6485 | 2974688.3875 | 494517.326 |  |  | 542771.6033 | 971595.5383
6254 | 4308387.381 | 5881105.2382 | 1459925.9442 |  |  | 3032643.8014 | 0 | 261 | 3898029.6485 | 2974688.3875 | 494517.326 |  |  | 542771.6033 | 971595.5383
6255 | 4283077.277 | 5500735.2477 | 1107979.5112 |  |  | 2325637.4819 | 0 | 261 | 3898029.6485 | 2974688.3875 | 494517.326 |  |  | 542771.6033 | 971595.5383
6256 | 4517009.85 | 4886291.4168 | 656097.6713 |  |  | 1025379.2382 | 0 | 261 | 3898029.6485 | 2974688.3875 | 494517.326 |  |  | 542771.6033 | 971595.5383
6257 | 4421605.371 | 4154810.6658 | 208560.8492 |  |  | 0 | 58233.856 | 261 | 3898029.6485 | 2974688.3875 | 494517.326 |  |  | 542771.6033 | 971595.5383
6258 | 4296055.398 | 3569626.065 | 0 |  |  | 0 | 726429.333 | 261 | 3898029.6485 | 2974688.3875 | 494517.326 |  |  | 542771.6033 | 971595.5383
6259 | 4157126.931 | 2984441.4642 | 0 |  |  | 0 | 1172685.4668 | 261 | 3898029.6485 | 2974688.3875 | 494517.326 |  |  | 542771.6033 | 971595.5383
6260 | 3844225.765 | 2457775.3234 | 0 |  |  | 0 | 1386450.4416 | 261 | 3898029.6485 | 2974688.3875 | 494517.326 |  |  | 542771.6033 | 971595.5383
6261 | 3478742.617 | 1433702.272 | 0 |  |  | 0 | 2045040.345 | 261 | 3898029.6485 | 2974688.3875 | 494517.326 |  |  | 542771.6033 | 971595.5383
6262 | 3157991.644 | 877776.9012 | 0 |  |  | 0 | 2280214.7428 | 261 | 3898029.6485 | 2974688.3875 | 494517.326 |  |  | 542771.6033 | 971595.5383
6263 | 2945123.428 | 643703.0609 | 0 |  |  | 0 | 2301420.3671 | 261 | 3898029.6485 | 2974688.3875 | 494517.326 |  |  | 542771.6033 | 971595.5383
6264 | 2835574.596 | 643703.0609 | 0 |  |  | 0 | 2191871.5351 | 261 | 3898029.6485 | 2974688.3875 | 494517.326 |  |  | 542771.6033 | 971595.5383
6265 | 2780480.64 | 877776.9012 | 0 |  |  | 0 | 1902703.7388 | 262 | 3944823.4938 | 3207543.0932 | 535976.0364 |  |  | 906583.9021 | 1107888.2663
6266 | 2786146.111 | 1316665.3518 | 0 |  |  | 0 | 1469480.7592 | 262 | 3944823.4938 | 3207543.0932 | 535976.0364 |  |  | 906583.9021 | 1107888.2663
6267 | 2871608.652 | 1872590.7226 | 0 |  |  | 0 | 999017.9294 | 262 | 3944823.4938 | 3207543.0932 | 535976.0364 |  |  | 906583.9021 | 1107888.2663
6268 | 3147605.883 | 2574812.2436 | 0 |  |  | 0 | 572793.6394 | 262 | 3944823.4938 | 3207543.0932 | 535976.0364 |  |  | 906583.9021 | 1107888.2663
6269 | 3780274.866 | 3159996.8444 | 0 |  |  | 0 | 620278.0216 | 262 | 3944823.4938 | 3207543.0932 | 535976.0364 |  |  | 906583.9021 | 1107888.2663
6270 | 4311019.951 | 3159996.8444 | 39105.1592 |  |  | 0 | 1111917.9474 | 262 | 3944823.4938 | 3207543.0932 | 535976.0364 |  |  | 906583.9021 | 1107888.2663
6271 | 4532575.999 | 2779626.8539 | 388879.0833 |  |  | 0 | 1364070.0618 | 262 | 3944823.4938 | 3207543.0932 | 535976.0364 |  |  | 906583.9021 | 1107888.2663
6272 | 4591381.866 | 2282219.9432 | 875521.0647 |  |  | 0 | 1433640.8581 | 262 | 3944823.4938 | 3207543.0932 | 535976.0364 |  |  | 906583.9021 | 1107888.2663
6273 | 4674802.643 | 3803699.9053 | 1305677.8161 |  |  | 434575.0785 | 0 | 262 | 3944823.4938 | 3207543.0932 | 535976.0364 |  |  | 906583.9021 | 1107888.2663
6274 | 4649380.391 | 5032587.567 | 1572896.4041 |  |  | 1956103.5802 | 0 | 262 | 3944823.4938 | 3207543.0932 | 535976.0364 |  |  | 906583.9021 | 1107888.2663
6275 | 4609695.424 | 5734809.088 | 1742352.0941 |  |  | 2867465.7581 | 0 | 262 | 3944823.4938 | 3207543.0932 | 535976.0364 |  |  | 906583.9021 | 1107888.2663
6276 | 4608892.531 | 6495549.0691 | 1781457.2533 |  |  | 3668113.7914 | 0 | 262 | 3944823.4938 | 3207543.0932 | 535976.0364 |  |  | 906583.9021 | 1107888.2663
6277 | 4522304.445 | 6963696.7497 | 1688039.3729 |  |  | 4129431.6777 | 0 | 262 | 3944823.4938 | 3207543.0932 | 535976.0364 |  |  | 906583.9021 | 1107888.2663
6278 | 4392997.184 | 6817400.5995 | 1468615.9796 |  |  | 3893019.3951 | 0 | 262 | 3944823.4938 | 3207543.0932 | 535976.0364 |  |  | 906583.9021 | 1107888.2663
6279 | 4380669.369 | 6290734.4588 | 1123187.0731 |  |  | 3033252.1629 | 0 | 262 | 3944823.4938 | 3207543.0932 | 535976.0364 |  |  | 906583.9021 | 1107888.2663
6280 | 4608794.321 | 5500735.2477 | 666960.2156 |  |  | 1558901.1423 | 0 | 262 | 3944823.4938 | 3207543.0932 | 535976.0364 |  |  | 906583.9021 | 1107888.2663
6281 | 4499503.72 | 4505921.4263 | 210733.358 |  |  | 217151.0643 | 0 | 262 | 3944823.4938 | 3207543.0932 | 535976.0364 |  |  | 906583.9021 | 1107888.2663
6282 | 4354019.147 | 2984441.4642 | 0 |  |  | 0 | 1369577.6828 | 262 | 3944823.4938 | 3207543.0932 | 535976.0364 |  |  | 906583.9021 | 1107888.2663
6283 | 4184188.306 | 1697035.3424 | 0 |  |  | 0 | 2487152.9636 | 262 | 3944823.4938 | 3207543.0932 | 535976.0364 |  |  | 906583.9021 | 1107888.2663
6284 | 3874143.253 | 1170369.2016 | 0 |  |  | 0 | 2703774.0514 | 262 | 3944823.4938 | 3207543.0932 | 535976.0364 |  |  | 906583.9021 | 1107888.2663
6285 | 3511840.875 | 643703.0609 | 0 |  |  | 0 | 2868137.8141 | 262 | 3944823.4938 | 3207543.0932 | 535976.0364 |  |  | 906583.9021 | 1107888.2663
6286 | 3187795.823 | 526666.1407 | 0 |  |  | 0 | 2661129.6823 | 262 | 3944823.4938 | 3207543.0932 | 535976.0364 |  |  | 906583.9021 | 1107888.2663
6287 | 2955398.524 | 438888.4506 | 0 |  |  | 0 | 2516510.0734 | 262 | 3944823.4938 | 3207543.0932 | 535976.0364 |  |  | 906583.9021 | 1107888.2663
6288 | 2860243.928 | 351110.7605 | 0 |  |  | 0 | 2509133.1675 | 262 | 3944823.4938 | 3207543.0932 | 535976.0364 |  |  | 906583.9021 | 1107888.2663
6289 | 2806799.64 | 292592.3004 | 0 |  |  | 0 | 2514207.3396 | 263 | 3939213.0532 | 1332514.1014 | 471887.0255 |  |  | 2834.7237 | 2137646.65
6290 | 2823225.177 | 438888.4506 | 0 |  |  | 0 | 2384336.7264 | 263 | 3939213.0532 | 1332514.1014 | 471887.0255 |  |  | 2834.7237 | 2137646.65
6291 | 2886069.355 | 497406.9107 | 0 |  |  | 0 | 2388662.4443 | 263 | 3939213.0532 | 1332514.1014 | 471887.0255 |  |  | 2834.7237 | 2137646.65
6292 | 3153352.586 | 438888.4506 | 0 |  |  | 0 | 2714464.1354 | 263 | 3939213.0532 | 1332514.1014 | 471887.0255 |  |  | 2834.7237 | 2137646.65
6293 | 3807234.447 | 438888.4506 | 0 |  |  | 0 | 3368345.9964 | 263 | 3939213.0532 | 1332514.1014 | 471887.0255 |  |  | 2834.7237 | 2137646.65
6294 | 4333334.11 | 468147.6807 | 36932.6504 |  |  | 0 | 3828253.779 | 263 | 3939213.0532 | 1332514.1014 | 471887.0255 |  |  | 2834.7237 | 2137646.65
6295 | 4563526.206 | 380369.9905 | 378016.5391 |  |  | 0 | 3805139.6764 | 263 | 3939213.0532 | 1332514.1014 | 471887.0255 |  |  | 2834.7237 | 2137646.65
6296 | 4623089.498 | 380369.9905 | 851623.4674 |  |  | 0 | 3391096.04 | 263 | 3939213.0532 | 1332514.1014 | 471887.0255 |  |  | 2834.7237 | 2137646.65
6297 | 4699383.656 | 1024073.0514 | 1264400.1481 |  |  | 0 | 2410910.4565 | 263 | 3939213.0532 | 1332514.1014 | 471887.0255 |  |  | 2834.7237 | 2137646.65
6298 | 4687602.307 | 1697035.3424 | 1546826.298 |  |  | 0 | 1443740.6666 | 263 | 3939213.0532 | 1332514.1014 | 471887.0255 |  |  | 2834.7237 | 2137646.65
6299 | 4599227.731 | 2106664.5629 | 1690211.8818 |  |  | 0 | 802351.2863 | 263 | 3939213.0532 | 1332514.1014 | 471887.0255 |  |  | 2834.7237 | 2137646.65
6300 | 4629492.191 | 2545553.0136 | 1670659.3022 |  |  | 0 | 413279.8753 | 263 | 3939213.0532 | 1332514.1014 | 471887.0255 |  |  | 2834.7237 | 2137646.65
6301 | 4514905.816 | 2896663.774 | 1470788.4884 |  |  | 0 | 147453.5536 | 263 | 3939213.0532 | 1332514.1014 | 471887.0255 |  |  | 2834.7237 | 2137646.65
6302 | 4333482.641 | 3189256.0745 | 1212259.9358 |  |  | 68033.3692 | 0 | 263 | 3939213.0532 | 1332514.1014 | 471887.0255 |  |  | 2834.7237 | 2137646.65
6303 | 4312985.735 | 3306292.9946 | 803828.2728 |  |  | 0 | 202864.4675 | 263 | 3939213.0532 | 1332514.1014 | 471887.0255 |  |  | 2834.7237 | 2137646.65
6304 | 4496608.81 | 3481848.3749 | 317186.2914 |  |  | 0 | 697574.1437 | 263 | 3939213.0532 | 1332514.1014 | 471887.0255 |  |  | 2834.7237 | 2137646.65
6305 | 4398960.889 | 3452589.1448 | 82555.3361 |  |  | 0 | 863816.408 | 263 | 3939213.0532 | 1332514.1014 | 471887.0255 |  |  | 2834.7237 | 2137646.65
6306 | 4312668.997 | 2428516.0934 | 0 |  |  | 0 | 1884152.9036 | 263 | 3939213.0532 | 1332514.1014 | 471887.0255 |  |  | 2834.7237 | 2137646.65
6307 | 4161613.662 | 1316665.3518 | 0 |  |  | 0 | 2844948.3102 | 263 | 3939213.0532 | 1332514.1014 | 471887.0255 |  |  | 2834.7237 | 2137646.65
6308 | 3864641.873 | 760739.9811 | 0 |  |  | 0 | 3103901.8919 | 263 | 3939213.0532 | 1332514.1014 | 471887.0255 |  |  | 2834.7237 | 2137646.65
6309 | 3560193.436 | 351110.7605 | 0 |  |  | 0 | 3209082.6755 | 263 | 3939213.0532 | 1332514.1014 | 471887.0255 |  |  | 2834.7237 | 2137646.65
6310 | 3161592.117 | 87777.6901 | 0 |  |  | 0 | 3073814.4269 | 263 | 3939213.0532 | 1332514.1014 | 471887.0255 |  |  | 2834.7237 | 2137646.65
6311 | 2957532.173 | 0 | 0 |  |  | 0 | 2957532.173 | 263 | 3939213.0532 | 1332514.1014 | 471887.0255 |  |  | 2834.7237 | 2137646.65
6312 | 2853590.224 | 0 | 0 |  |  | 0 | 2853590.224 | 263 | 3939213.0532 | 1332514.1014 | 471887.0255 |  |  | 2834.7237 | 2137646.65
6313 | 2821979.752 | 0 | 0 |  |  | 0 | 2821979.752 | 264 | 3936463.0335 | 969211.9951 | 550278.3863 |  |  | 0 | 2416972.652
6314 | 2832406.584 | 0 | 0 |  |  | 0 | 2832406.584 | 264 | 3936463.0335 | 969211.9951 | 550278.3863 |  |  | 0 | 2416972.652
6315 | 2912089.132 | 87777.6901 | 0 |  |  | 0 | 2824311.4419 | 264 | 3936463.0335 | 969211.9951 | 550278.3863 |  |  | 0 | 2416972.652
6316 | 3180270.53 | 526666.1407 | 0 |  |  | 0 | 2653604.3893 | 264 | 3936463.0335 | 969211.9951 | 550278.3863 |  |  | 0 | 2416972.652
6317 | 3795097.912 | 468147.6807 | 0 |  |  | 0 | 3326950.2313 | 264 | 3936463.0335 | 969211.9951 | 550278.3863 |  |  | 0 | 2416972.652
6318 | 4347964.423 | 643703.0609 | 2172.5088 |  |  | 0 | 3702088.8533 | 264 | 3936463.0335 | 969211.9951 | 550278.3863 |  |  | 0 | 2416972.652
6319 | 4564871.02 | 965554.5913 | 154248.128 |  |  | 0 | 3445068.3006 | 264 | 3936463.0335 | 969211.9951 | 550278.3863 |  |  | 0 | 2416972.652
6320 | 4612969.923 | 789999.2111 | 616992.5121 |  |  | 0 | 3205978.1998 | 264 | 3936463.0335 | 969211.9951 | 550278.3863 |  |  | 0 | 2416972.652
6321 | 4725789.004 | 555925.3708 | 1270917.6746 |  |  | 0 | 2898945.9586 | 264 | 3936463.0335 | 969211.9951 | 550278.3863 |  |  | 0 | 2416972.652
6322 | 4687707.892 | 351110.7605 | 1683694.3553 |  |  | 0 | 2652902.7763 | 264 | 3936463.0335 | 969211.9951 | 550278.3863 |  |  | 0 | 2416972.652
6323 | 4593794.798 | 175555.3802 | 1894427.7133 |  |  | 0 | 2523811.7045 | 264 | 3936463.0335 | 969211.9951 | 550278.3863 |  |  | 0 | 2416972.652
6324 | 4575774.982 | 702221.521 | 1946567.9256 |  |  | 0 | 1926985.5355 | 264 | 3936463.0335 | 969211.9951 | 550278.3863 |  |  | 0 | 2416972.652
6325 | 4490080.696 | 1287406.1218 | 1840114.9921 |  |  | 0 | 1362559.5821 | 264 | 3936463.0335 | 969211.9951 | 550278.3863 |  |  | 0 | 2416972.652
6326 | 4335979.8 | 965554.5913 | 1598966.5103 |  |  | 0 | 1771458.6984 | 264 | 3936463.0335 | 969211.9951 | 550278.3863 |  |  | 0 | 2416972.652
6327 | 4314203.212 | 1199628.4317 | 1223122.48 |  |  | 0 | 1891452.3003 | 264 | 3936463.0335 | 969211.9951 | 550278.3863 |  |  | 0 | 2416972.652
6328 | 4512260.543 | 1550739.1922 | 740825.5163 |  |  | 0 | 2220695.8345 | 264 | 3936463.0335 | 969211.9951 | 550278.3863 |  |  | 0 | 2416972.652
6329 | 4410285.973 | 2223701.4831 | 234630.9553 |  |  | 0 | 1951953.5346 | 264 | 3936463.0335 | 969211.9951 | 550278.3863 |  |  | 0 | 2416972.652
6330 | 4328988.065 | 2048146.1029 | 0 |  |  | 0 | 2280841.9621 | 264 | 3936463.0335 | 969211.9951 | 550278.3863 |  |  | 0 | 2416972.652
6331 | 4165131.354 | 1726294.5724 | 0 |  |  | 0 | 2438836.7816 | 264 | 3936463.0335 | 969211.9951 | 550278.3863 |  |  | 0 | 2416972.652
6332 | 3860882.222 | 1579998.4222 | 0 |  |  | 0 | 2280883.7998 | 264 | 3936463.0335 | 969211.9951 | 550278.3863 |  |  | 0 | 2416972.652
6333 | 3481451.766 | 1550739.1922 | 0 |  |  | 0 | 1930712.5738 | 264 | 3936463.0335 | 969211.9951 | 550278.3863 |  |  | 0 | 2416972.652
6334 | 3141703.787 | 1609257.6522 | 0 |  |  | 0 | 1532446.1348 | 264 | 3936463.0335 | 969211.9951 | 550278.3863 |  |  | 0 | 2416972.652
6335 | 2944041.494 | 1404443.042 | 0 |  |  | 0 | 1539598.452 | 264 | 3936463.0335 | 969211.9951 | 550278.3863 |  |  | 0 | 2416972.652
6336 | 2839387.939 | 848517.6712 | 0 |  |  | 0 | 1990870.2678 | 264 | 3936463.0335 | 969211.9951 | 550278.3863 |  |  | 0 | 2416972.652
6337 | 2793622.538 | 438888.4506 | 0 |  |  | 0 | 2354734.0874 | 265 | 3795288.1874 | 836326.3253 | 346062.5548 |  |  | 0 | 2612899.3072
6338 | 2798420.124 | 175555.3802 | 0 |  |  | 0 | 2622864.7438 | 265 | 3795288.1874 | 836326.3253 | 346062.5548 |  |  | 0 | 2612899.3072
6339 | 2856183.209 | 58518.4601 | 0 |  |  | 0 | 2797664.7489 | 265 | 3795288.1874 | 836326.3253 | 346062.5548 |  |  | 0 | 2612899.3072
6340 | 3118814.832 | 0 | 0 |  |  | 0 | 3118814.832 | 265 | 3795288.1874 | 836326.3253 | 346062.5548 |  |  | 0 | 2612899.3072
6341 | 3768274.613 | 0 | 0 |  |  | 0 | 3768274.613 | 265 | 3795288.1874 | 836326.3253 | 346062.5548 |  |  | 0 | 2612899.3072
6342 | 4302641.991 | 0 | 17380.0708 |  |  | 0 | 4285261.9202 | 265 | 3795288.1874 | 836326.3253 | 346062.5548 |  |  | 0 | 2612899.3072
6343 | 4529614.208 | 0 | 297633.7118 |  |  | 0 | 4231980.4962 | 265 | 3795288.1874 | 836326.3253 | 346062.5548 |  |  | 0 | 2612899.3072
6344 | 4583467.143 | 29259.23 | 825553.3613 |  |  | 0 | 3728654.5517 | 265 | 3795288.1874 | 836326.3253 | 346062.5548 |  |  | 0 | 2612899.3072
6345 | 4641614.111 | 87777.6901 | 762550.6048 |  |  | 0 | 3791285.8161 | 265 | 3795288.1874 | 836326.3253 | 346062.5548 |  |  | 0 | 2612899.3072
6346 | 4592790.271 | 351110.7605 | 697375.3394 |  |  | 0 | 3544304.1711 | 265 | 3795288.1874 | 836326.3253 | 346062.5548 |  |  | 0 | 2612899.3072
6347 | 4432637.625 | 731480.751 | 695202.8306 |  |  | 0 | 3005954.0434 | 265 | 3795288.1874 | 836326.3253 | 346062.5548 |  |  | 0 | 2612899.3072
6348 | 4344063.39 | 1375183.8119 | 845105.9409 |  |  | 0 | 2123773.6372 | 265 | 3795288.1874 | 836326.3253 | 346062.5548 |  |  | 0 | 2612899.3072
6349 | 4208699.738 | 1872590.7226 | 1188362.3385 |  |  | 0 | 1147746.6769 | 265 | 3795288.1874 | 836326.3253 | 346062.5548 |  |  | 0 | 2612899.3072
6350 | 4046286.257 | 2106664.5629 | 1175327.2854 |  |  | 0 | 764294.4086 | 265 | 3795288.1874 | 836326.3253 | 346062.5548 |  |  | 0 | 2612899.3072
6351 | 4071556.224 | 1901849.9527 | 940696.3301 |  |  | 0 | 1229009.9412 | 265 | 3795288.1874 | 836326.3253 | 346062.5548 |  |  | 0 | 2612899.3072
6352 | 4285281.566 | 1843331.4926 | 649580.1448 |  |  | 0 | 1792369.9286 | 265 | 3795288.1874 | 836326.3253 | 346062.5548 |  |  | 0 | 2612899.3072
6353 | 4228426.446 | 1697035.3424 | 210733.358 |  |  | 0 | 2320657.7456 | 265 | 3795288.1874 | 836326.3253 | 346062.5548 |  |  | 0 | 2612899.3072
6354 | 4083108.241 | 1228887.6617 | 0 |  |  | 0 | 2854220.5793 | 265 | 3795288.1874 | 836326.3253 | 346062.5548 |  |  | 0 | 2612899.3072
6355 | 3833408.285 | 994813.8214 | 0 |  |  | 0 | 2838594.4636 | 265 | 3795288.1874 | 836326.3253 | 346062.5548 |  |  | 0 | 2612899.3072
6356 | 3586792.978 | 907036.1313 | 0 |  |  | 0 | 2679756.8467 | 265 | 3795288.1874 | 836326.3253 | 346062.5548 |  |  | 0 | 2612899.3072
6357 | 3308003.081 | 877776.9012 | 0 |  |  | 0 | 2430226.1798 | 265 | 3795288.1874 | 836326.3253 | 346062.5548 |  |  | 0 | 2612899.3072
6358 | 3052734.375 | 1111850.7416 | 0 |  |  | 0 | 1940883.6334 | 265 | 3795288.1874 | 836326.3253 | 346062.5548 |  |  | 0 | 2612899.3072
6359 | 2866595.906 | 1199628.4317 | 0 |  |  | 0 | 1666967.4743 | 265 | 3795288.1874 | 836326.3253 | 346062.5548 |  |  | 0 | 2612899.3072
6360 | 2753879.346 | 1082591.5115 | 0 |  |  | 0 | 1671287.8345 | 265 | 3795288.1874 | 836326.3253 | 346062.5548 |  |  | 0 | 2612899.3072
6361 | 2683587.417 | 965554.5913 | 0 |  |  | 0 | 1718032.8257 | 266 | 3345231.6665 | 614443.8309 | 507914.4638 |  |  | 0 | 2222873.3718
6362 | 2673665.167 | 819258.4411 | 0 |  |  | 0 | 1854406.7259 | 266 | 3345231.6665 | 614443.8309 | 507914.4638 |  |  | 0 | 2222873.3718
6363 | 2679911.229 | 672962.2909 | 0 |  |  | 0 | 2006948.9381 | 266 | 3345231.6665 | 614443.8309 | 507914.4638 |  |  | 0 | 2222873.3718
6364 | 2750268.789 | 292592.3004 | 0 |  |  | 0 | 2457676.4886 | 266 | 3345231.6665 | 614443.8309 | 507914.4638 |  |  | 0 | 2222873.3718
6365 | 2940517.417 | 58518.4601 | 0 |  |  | 0 | 2881998.9569 | 266 | 3345231.6665 | 614443.8309 | 507914.4638 |  |  | 0 | 2222873.3718
6366 | 3186765.835 | 0 | 30415.1238 |  |  | 0 | 3156350.7112 | 266 | 3345231.6665 | 614443.8309 | 507914.4638 |  |  | 0 | 2222873.3718
6367 | 3509565.867 | 0 | 445364.3133 |  |  | 0 | 3064201.5537 | 266 | 3345231.6665 | 614443.8309 | 507914.4638 |  |  | 0 | 2222873.3718
6368 | 3720394.27 | 0 | 979801.4893 |  |  | 0 | 2740592.7807 | 266 | 3345231.6665 | 614443.8309 | 507914.4638 |  |  | 0 | 2222873.3718
6369 | 3822192.698 | 0 | 1342610.4665 |  |  | 0 | 2479582.2315 | 266 | 3345231.6665 | 614443.8309 | 507914.4638 |  |  | 0 | 2222873.3718
6370 | 3796317.311 | 0 | 1646761.7049 |  |  | 0 | 2149555.6061 | 266 | 3345231.6665 | 614443.8309 | 507914.4638 |  |  | 0 | 2222873.3718
6371 | 3768923.855 | 29259.23 | 1827079.9391 |  |  | 0 | 1912584.6859 | 266 | 3345231.6665 | 614443.8309 | 507914.4638 |  |  | 0 | 2222873.3718
6372 | 3691910.222 | 146296.1502 | 1857495.0629 |  |  | 0 | 1688119.0089 | 266 | 3345231.6665 | 614443.8309 | 507914.4638 |  |  | 0 | 2222873.3718
6373 | 3629810.17 | 438888.4506 | 1655451.7403 |  |  | 0 | 1535469.9791 | 266 | 3345231.6665 | 614443.8309 | 507914.4638 |  |  | 0 | 2222873.3718
6374 | 3549508.309 | 731480.751 | 1299160.2896 |  |  | 0 | 1518867.2684 | 266 | 3345231.6665 | 614443.8309 | 507914.4638 |  |  | 0 | 2222873.3718
6375 | 3634903.726 | 965554.5913 | 723445.4455 |  |  | 0 | 1945903.6891 | 266 | 3345231.6665 | 614443.8309 | 507914.4638 |  |  | 0 | 2222873.3718
6376 | 3921574.474 | 1170369.2016 | 312841.2738 |  |  | 0 | 2438363.9986 | 266 | 3345231.6665 | 614443.8309 | 507914.4638 |  |  | 0 | 2222873.3718
6377 | 3919788.98 | 1521479.9621 | 69520.2831 |  |  | 0 | 2328788.7348 | 266 | 3345231.6665 | 614443.8309 | 507914.4638 |  |  | 0 | 2222873.3718
6378 | 3807894.341 | 1492220.7321 | 0 |  |  | 0 | 2315673.6089 | 266 | 3345231.6665 | 614443.8309 | 507914.4638 |  |  | 0 | 2222873.3718
6379 | 3631017.348 | 1462961.502 | 0 |  |  | 0 | 2168055.846 | 266 | 3345231.6665 | 614443.8309 | 507914.4638 |  |  | 0 | 2222873.3718
6380 | 3413878.631 | 1375183.8119 | 0 |  |  | 0 | 2038694.8191 | 266 | 3345231.6665 | 614443.8309 | 507914.4638 |  |  | 0 | 2222873.3718
6381 | 3178545.149 | 1111850.7416 | 0 |  |  | 0 | 2066694.4074 | 266 | 3345231.6665 | 614443.8309 | 507914.4638 |  |  | 0 | 2222873.3718
6382 | 2947987.32 | 702221.521 | 0 |  |  | 0 | 2245765.799 | 266 | 3345231.6665 | 614443.8309 | 507914.4638 |  |  | 0 | 2222873.3718
6383 | 2774529.818 | 468147.6807 | 0 |  |  | 0 | 2306382.1373 | 266 | 3345231.6665 | 614443.8309 | 507914.4638 |  |  | 0 | 2222873.3718
6384 | 2652101.653 | 321851.5304 | 0 |  |  | 0 | 2330250.1226 | 266 | 3345231.6665 | 614443.8309 | 507914.4638 |  |  | 0 | 2222873.3718
6385 | 2587062.922 | 175555.3802 | 0 |  |  | 0 | 2411507.5418 | 267 | 3323962.315 | 432792.7777 | 92603.1895 |  |  | 0 | 2798566.3478
6386 | 2554178.778 | 87777.6901 | 0 |  |  | 0 | 2466401.0879 | 267 | 3323962.315 | 432792.7777 | 92603.1895 |  |  | 0 | 2798566.3478
6387 | 2566045.387 | 29259.23 | 0 |  |  | 0 | 2536786.157 | 267 | 3323962.315 | 432792.7777 | 92603.1895 |  |  | 0 | 2798566.3478
6388 | 2632376.551 | 29259.23 | 0 |  |  | 0 | 2603117.321 | 267 | 3323962.315 | 432792.7777 | 92603.1895 |  |  | 0 | 2798566.3478
6389 | 2781182.471 | 0 | 0 |  |  | 0 | 2781182.471 | 267 | 3323962.315 | 432792.7777 | 92603.1895 |  |  | 0 | 2798566.3478
6390 | 2999965.251 | 0 | 0 |  |  | 0 | 2999965.251 | 267 | 3323962.315 | 432792.7777 | 92603.1895 |  |  | 0 | 2798566.3478
6391 | 3333257.34 | 0 | 41277.6681 |  |  | 0 | 3291979.6719 | 267 | 3323962.315 | 432792.7777 | 92603.1895 |  |  | 0 | 2798566.3478
6392 | 3589073.963 | 0 | 126005.513 |  |  | 0 | 3463068.45 | 267 | 3323962.315 | 432792.7777 | 92603.1895 |  |  | 0 | 2798566.3478
6393 | 3696178.891 | 29259.23 | 228113.4288 |  |  | 0 | 3438806.2322 | 267 | 3323962.315 | 432792.7777 | 92603.1895 |  |  | 0 | 2798566.3478
6394 | 3746638.22 | 29259.23 | 295461.203 |  |  | 0 | 3421917.787 | 267 | 3323962.315 | 432792.7777 | 92603.1895 |  |  | 0 | 2798566.3478
6395 | 3720162.39 | 58518.4601 | 323703.818 |  |  | 0 | 3337940.1119 | 267 | 3323962.315 | 432792.7777 | 92603.1895 |  |  | 0 | 2798566.3478
6396 | 3681686.04 | 117036.9202 | 341083.8887 |  |  | 0 | 3223565.2311 | 267 | 3323962.315 | 432792.7777 | 92603.1895 |  |  | 0 | 2798566.3478
6397 | 3650768.871 | 117036.9202 | 312841.2738 |  |  | 0 | 3220890.6771 | 267 | 3323962.315 | 432792.7777 | 92603.1895 |  |  | 0 | 2798566.3478
6398 | 3609767.879 | 58518.4601 | 260701.0615 |  |  | 0 | 3290548.3575 | 267 | 3323962.315 | 432792.7777 | 92603.1895 |  |  | 0 | 2798566.3478
6399 | 3665352.196 | 0 | 173800.7076 |  |  | 0 | 3491551.4884 | 267 | 3323962.315 | 432792.7777 | 92603.1895 |  |  | 0 | 2798566.3478
6400 | 3948384.968 | 29259.23 | 97762.898 |  |  | 0 | 3821362.8399 | 267 | 3323962.315 | 432792.7777 | 92603.1895 |  |  | 0 | 2798566.3478
6401 | 3965896.484 | 175555.3802 | 21725.0885 |  |  | 0 | 3768616.0153 | 267 | 3323962.315 | 432792.7777 | 92603.1895 |  |  | 0 | 2798566.3478
6402 | 3944813.825 | 614443.8309 | 0 |  |  | 0 | 3330369.9941 | 267 | 3323962.315 | 432792.7777 | 92603.1895 |  |  | 0 | 2798566.3478
6403 | 3792582.425 | 1141109.9716 | 0 |  |  | 0 | 2651472.4534 | 267 | 3323962.315 | 432792.7777 | 92603.1895 |  |  | 0 | 2798566.3478
6404 | 3526515.733 | 1316665.3518 | 0 |  |  | 0 | 2209850.3812 | 267 | 3323962.315 | 432792.7777 | 92603.1895 |  |  | 0 | 2798566.3478
6405 | 3245060.978 | 1404443.042 | 0 |  |  | 0 | 1840617.936 | 267 | 3323962.315 | 432792.7777 | 92603.1895 |  |  | 0 | 2798566.3478
6406 | 2967714.956 | 1521479.9621 | 0 |  |  | 0 | 1446234.9939 | 267 | 3323962.315 | 432792.7777 | 92603.1895 |  |  | 0 | 2798566.3478
6407 | 2830186.96 | 1579998.4222 | 0 |  |  | 0 | 1250188.5378 | 267 | 3323962.315 | 432792.7777 | 92603.1895 |  |  | 0 | 2798566.3478
6408 | 2740242.081 | 1872590.7226 | 0 |  |  | 0 | 867651.3584 | 267 | 3323962.315 | 432792.7777 | 92603.1895 |  |  | 0 | 2798566.3478
6409 | 2695120.561 | 2311479.1732 | 0 |  |  | 0 | 383641.3878 | 268 | 3950079.6642 | 2284658.2124 | 302793.4203 |  |  | 294258.8759 | 1656886.9074
6410 | 2714438.668 | 2925923.0041 | 0 |  |  | 211484.3361 | 0 | 268 | 3950079.6642 | 2284658.2124 | 302793.4203 |  |  | 294258.8759 | 1656886.9074
6411 | 2793391.714 | 3686662.9852 | 0 |  |  | 893271.2712 | 0 | 268 | 3950079.6642 | 2284658.2124 | 302793.4203 |  |  | 294258.8759 | 1656886.9074
6412 | 3076473.751 | 4505921.4263 | 0 |  |  | 1429447.6753 | 0 | 268 | 3950079.6642 | 2284658.2124 | 302793.4203 |  |  | 294258.8759 | 1656886.9074
6413 | 3756806.125 | 5003328.337 | 0 |  |  | 1246522.212 | 0 | 268 | 3950079.6642 | 2284658.2124 | 302793.4203 |  |  | 294258.8759 | 1656886.9074
6414 | 4332481.441 | 5061846.7971 | 10862.5442 |  |  | 740227.9003 | 0 | 268 | 3950079.6642 | 2284658.2124 | 302793.4203 |  |  | 294258.8759 | 1656886.9074
6415 | 4563086.87 | 4827772.9567 | 225940.9199 |  |  | 490627.0067 | 0 | 268 | 3950079.6642 | 2284658.2124 | 302793.4203 |  |  | 294258.8759 | 1656886.9074
6416 | 4600952.746 | 3394070.6847 | 684340.2863 |  |  | 0 | 522541.7749 | 268 | 3950079.6642 | 2284658.2124 | 302793.4203 |  |  | 294258.8759 | 1656886.9074
6417 | 4711727.897 | 2867404.544 | 1084081.9139 |  |  | 0 | 760241.4391 | 268 | 3950079.6642 | 2284658.2124 | 302793.4203 |  |  | 294258.8759 | 1656886.9074
6418 | 4713716.795 | 1697035.3424 | 1142739.6527 |  |  | 0 | 1873941.7999 | 268 | 3950079.6642 | 2284658.2124 | 302793.4203 |  |  | 294258.8759 | 1656886.9074
6419 | 4617104.857 | 672962.2909 | 934178.8036 |  |  | 0 | 3009963.7625 | 268 | 3950079.6642 | 2284658.2124 | 302793.4203 |  |  | 294258.8759 | 1656886.9074
6420 | 4645012.549 | 234073.8403 | 1168809.7589 |  |  | 0 | 3242128.9498 | 268 | 3950079.6642 | 2284658.2124 | 302793.4203 |  |  | 294258.8759 | 1656886.9074
6421 | 4550619.026 | 117036.9202 | 1049321.7724 |  |  | 0 | 3384260.3335 | 268 | 3950079.6642 | 2284658.2124 | 302793.4203 |  |  | 294258.8759 | 1656886.9074
6422 | 4406859.727 | 87777.6901 | 599612.4414 |  |  | 0 | 3719469.5955 | 268 | 3950079.6642 | 2284658.2124 | 302793.4203 |  |  | 294258.8759 | 1656886.9074
6423 | 4356157 | 87777.6901 | 247666.0084 |  |  | 0 | 4020713.3015 | 268 | 3950079.6642 | 2284658.2124 | 302793.4203 |  |  | 294258.8759 | 1656886.9074
6424 | 4611446.244 | 146296.1502 | 97762.898 |  |  | 0 | 4367387.1957 | 268 | 3950079.6642 | 2284658.2124 | 302793.4203 |  |  | 294258.8759 | 1656886.9074
6425 | 4546726.692 | 292592.3004 | 21725.0885 |  |  | 0 | 4232409.3031 | 268 | 3950079.6642 | 2284658.2124 | 302793.4203 |  |  | 294258.8759 | 1656886.9074
6426 | 4450188.586 | 555925.3708 | 0 |  |  | 0 | 3894263.2152 | 268 | 3950079.6642 | 2284658.2124 | 302793.4203 |  |  | 294258.8759 | 1656886.9074
6427 | 4202605.126 | 1053332.2815 | 0 |  |  | 0 | 3149272.8445 | 268 | 3950079.6642 | 2284658.2124 | 302793.4203 |  |  | 294258.8759 | 1656886.9074
6428 | 3890068.438 | 1726294.5724 | 0 |  |  | 0 | 2163773.8656 | 268 | 3950079.6642 | 2284658.2124 | 302793.4203 |  |  | 294258.8759 | 1656886.9074
6429 | 3532863.951 | 2545553.0136 | 0 |  |  | 0 | 987310.9374 | 268 | 3950079.6642 | 2284658.2124 | 302793.4203 |  |  | 294258.8759 | 1656886.9074
6430 | 3184703.686 | 3130737.6144 | 0 |  |  | 0 | 53966.0716 | 268 | 3950079.6642 | 2284658.2124 | 302793.4203 |  |  | 294258.8759 | 1656886.9074
6431 | 2979176.224 | 3686662.9852 | 0 |  |  | 707486.7612 | 0 | 268 | 3950079.6642 | 2284658.2124 | 302793.4203 |  |  | 294258.8759 | 1656886.9074
6432 | 2870183.267 | 4213329.1259 | 0 |  |  | 1343145.8589 | 0 | 268 | 3950079.6642 | 2284658.2124 | 302793.4203 |  |  | 294258.8759 | 1656886.9074
6433 | 2820297.731 | 4271847.586 | 0 |  |  | 1451549.855 | 0 | 269 | 3971432.7609 | 3991446.6314 | 260882.1039 |  |  | 1117119.9067 | 836223.9323
6434 | 2844810.8 | 3803699.9053 | 0 |  |  | 958889.1053 | 0 | 269 | 3971432.7609 | 3991446.6314 | 260882.1039 |  |  | 1117119.9067 | 836223.9323
6435 | 2923579.54 | 3189256.0745 | 0 |  |  | 265676.5345 | 0 | 269 | 3971432.7609 | 3991446.6314 | 260882.1039 |  |  | 1117119.9067 | 836223.9323
6436 | 3193147.031 | 2574812.2436 | 0 |  |  | 0 | 618334.7874 | 269 | 3971432.7609 | 3991446.6314 | 260882.1039 |  |  | 1117119.9067 | 836223.9323
6437 | 3844157.616 | 2369997.6333 | 0 |  |  | 0 | 1474159.9827 | 269 | 3971432.7609 | 3991446.6314 | 260882.1039 |  |  | 1117119.9067 | 836223.9323
6438 | 4391883.63 | 2604071.4736 | 6517.5265 |  |  | 0 | 1781294.6298 | 269 | 3971432.7609 | 3991446.6314 | 260882.1039 |  |  | 1117119.9067 | 836223.9323
6439 | 4577302.362 | 3072219.1543 | 217250.8845 |  |  | 0 | 1287832.3232 | 269 | 3971432.7609 | 3991446.6314 | 260882.1039 |  |  | 1117119.9067 | 836223.9323
6440 | 4628978.173 | 2838145.314 | 556162.2644 |  |  | 0 | 1234670.5946 | 269 | 3971432.7609 | 3991446.6314 | 260882.1039 |  |  | 1117119.9067 | 836223.9323
6441 | 4705315.524 | 3394070.6847 | 706065.3748 |  |  | 0 | 605179.4645 | 269 | 3971432.7609 | 3991446.6314 | 260882.1039 |  |  | 1117119.9067 | 836223.9323
6442 | 4688221.686 | 4008514.5156 | 725617.9544 |  |  | 45910.784 | 0 | 269 | 3971432.7609 | 3991446.6314 | 260882.1039 |  |  | 1117119.9067 | 836223.9323
6443 | 4648189.914 | 3832959.1354 | 816863.3259 |  |  | 1632.5473 | 0 | 269 | 3971432.7609 | 3991446.6314 | 260882.1039 |  |  | 1117119.9067 | 836223.9323
6444 | 4661707.481 | 3013700.6942 | 721272.9367 |  |  | 0 | 926733.8501 | 269 | 3971432.7609 | 3991446.6314 | 260882.1039 |  |  | 1117119.9067 | 836223.9323
6445 | 4564105.76 | 2135923.793 | 742998.0252 |  |  | 0 | 1685183.9419 | 269 | 3971432.7609 | 3991446.6314 | 260882.1039 |  |  | 1117119.9067 | 836223.9323
6446 | 4417015.618 | 1579998.4222 | 829898.379 |  |  | 0 | 2007118.8168 | 269 | 3971432.7609 | 3991446.6314 | 260882.1039 |  |  | 1117119.9067 | 836223.9323
6447 | 4336422.118 | 1521479.9621 | 653925.1625 |  |  | 0 | 2161016.9934 | 269 | 3971432.7609 | 3991446.6314 | 260882.1039 |  |  | 1117119.9067 | 836223.9323
6448 | 4538616.629 | 1784813.0325 | 217250.8845 |  |  | 0 | 2536552.712 | 269 | 3971432.7609 | 3991446.6314 | 260882.1039 |  |  | 1117119.9067 | 836223.9323
6449 | 4440200.19 | 2194442.2531 | 67347.7742 |  |  | 0 | 2178410.1627 | 269 | 3971432.7609 | 3991446.6314 | 260882.1039 |  |  | 1117119.9067 | 836223.9323
6450 | 4411031.43 | 2838145.314 | 0 |  |  | 0 | 1572886.116 | 269 | 3971432.7609 | 3991446.6314 | 260882.1039 |  |  | 1117119.9067 | 836223.9323
6451 | 4196924.094 | 4418143.7362 | 0 |  |  | 221219.6422 | 0 | 269 | 3971432.7609 | 3991446.6314 | 260882.1039 |  |  | 1117119.9067 | 836223.9323
6452 | 3896498.997 | 6963696.7497 | 0 |  |  | 3067197.7527 | 0 | 269 | 3971432.7609 | 3991446.6314 | 260882.1039 |  |  | 1117119.9067 | 836223.9323
6453 | 3530608.403 | 8543695.1719 | 0 |  |  | 5013086.7689 | 0 | 269 | 3971432.7609 | 3991446.6314 | 260882.1039 |  |  | 1117119.9067 | 836223.9323
6454 | 3191889.368 | 8924065.1625 | 0 |  |  | 5732175.7945 | 0 | 269 | 3971432.7609 | 3991446.6314 | 260882.1039 |  |  | 1117119.9067 | 836223.9323
6455 | 2983692.783 | 8397399.0217 | 0 |  |  | 5413706.2387 | 0 | 269 | 3971432.7609 | 3991446.6314 | 260882.1039 |  |  | 1117119.9067 | 836223.9323
6456 | 2879789.383 | 7519622.1205 | 0 |  |  | 4639832.7375 | 0 | 269 | 3971432.7609 | 3991446.6314 | 260882.1039 |  |  | 1117119.9067 | 836223.9323
6457 | 2838690.755 | 6846659.8296 | 0 |  |  | 4007969.0746 | 0 | 270 | 4027923.7365 | 5408081.0192 | 523212.547 |  |  | 2147240.2656 | 243870.4359
6458 | 2842862.2 | 6524808.2991 | 0 |  |  | 3681946.0991 | 0 | 270 | 4027923.7365 | 5408081.0192 | 523212.547 |  |  | 2147240.2656 | 243870.4359
6459 | 2911098.696 | 6378512.1489 | 0 |  |  | 3467413.4529 | 0 | 270 | 4027923.7365 | 5408081.0192 | 523212.547 |  |  | 2147240.2656 | 243870.4359
6460 | 3166585.514 | 5822586.7781 | 0 |  |  | 2656001.2641 | 0 | 270 | 4027923.7365 | 5408081.0192 | 523212.547 |  |  | 2147240.2656 | 243870.4359
6461 | 3809483.171 | 5412957.5576 | 0 |  |  | 1603474.3866 | 0 | 270 | 4027923.7365 | 5408081.0192 | 523212.547 |  |  | 2147240.2656 | 243870.4359
6462 | 4390219.104 | 5325179.8674 | 8690.0354 |  |  | 943650.7988 | 0 | 270 | 4027923.7365 | 5408081.0192 | 523212.547 |  |  | 2147240.2656 | 243870.4359
6463 | 4653672.314 | 5354439.0975 | 351946.433 |  |  | 1052713.2165 | 0 | 270 | 4027923.7365 | 5408081.0192 | 523212.547 |  |  | 2147240.2656 | 243870.4359
6464 | 4709454.781 | 5354439.0975 | 879866.0824 |  |  | 1524850.3989 | 0 | 270 | 4027923.7365 | 5408081.0192 | 523212.547 |  |  | 2147240.2656 | 243870.4359
6465 | 4806541.979 | 6905178.2897 | 1325230.3957 |  |  | 3423866.7064 | 0 | 270 | 4027923.7365 | 5408081.0192 | 523212.547 |  |  | 2147240.2656 | 243870.4359
6466 | 4812666.044 | 7285548.2802 | 1622864.1076 |  |  | 4095746.3438 | 0 | 270 | 4027923.7365 | 5408081.0192 | 523212.547 |  |  | 2147240.2656 | 243870.4359
6467 | 4638692.415 | 7344066.7403 | 1779284.7445 |  |  | 4484659.0697 | 0 | 270 | 4027923.7365 | 5408081.0192 | 523212.547 |  |  | 2147240.2656 | 243870.4359
6468 | 4675582.45 | 6758882.1394 | 1809699.8683 |  |  | 3892999.5577 | 0 | 270 | 4027923.7365 | 5408081.0192 | 523212.547 |  |  | 2147240.2656 | 243870.4359
6469 | 4588899.833 | 5851846.0082 | 1646761.7049 |  |  | 2909707.8801 | 0 | 270 | 4027923.7365 | 5408081.0192 | 523212.547 |  |  | 2147240.2656 | 243870.4359
6470 | 4433188.742 | 4798513.7267 | 1373025.5904 |  |  | 1738350.5751 | 0 | 270 | 4027923.7365 | 5408081.0192 | 523212.547 |  |  | 2147240.2656 | 243870.4359
6471 | 4389346.013 | 3803699.9053 | 1044976.7547 |  |  | 459330.647 | 0 | 270 | 4027923.7365 | 5408081.0192 | 523212.547 |  |  | 2147240.2656 | 243870.4359
6472 | 4606477.192 | 3218515.3045 | 580059.8617 |  |  | 0 | 807902.0258 | 270 | 4027923.7365 | 5408081.0192 | 523212.547 |  |  | 2147240.2656 | 243870.4359
6473 | 4503854.11 | 2750367.6238 | 134695.5484 |  |  | 0 | 1618790.9377 | 270 | 4027923.7365 | 5408081.0192 | 523212.547 |  |  | 2147240.2656 | 243870.4359
6474 | 4456287.488 | 2340738.4033 | 0 |  |  | 0 | 2115549.0847 | 270 | 4027923.7365 | 5408081.0192 | 523212.547 |  |  | 2147240.2656 | 243870.4359
6475 | 4324349.107 | 3013700.6942 | 0 |  |  | 0 | 1310648.4128 | 270 | 4027923.7365 | 5408081.0192 | 523212.547 |  |  | 2147240.2656 | 243870.4359
6476 | 4007830.986 | 4681476.8065 | 0 |  |  | 673645.8205 | 0 | 270 | 4027923.7365 | 5408081.0192 | 523212.547 |  |  | 2147240.2656 | 243870.4359
6477 | 3668992.177 | 6115179.0785 | 0 |  |  | 2446186.9015 | 0 | 270 | 4027923.7365 | 5408081.0192 | 523212.547 |  |  | 2147240.2656 | 243870.4359
6478 | 3323075.198 | 6554067.5292 | 0 |  |  | 3230992.3312 | 0 | 270 | 4027923.7365 | 5408081.0192 | 523212.547 |  |  | 2147240.2656 | 243870.4359
6479 | 3101840.758 | 6115179.0785 | 0 |  |  | 3013338.3205 | 0 | 270 | 4027923.7365 | 5408081.0192 | 523212.547 |  |  | 2147240.2656 | 243870.4359
6480 | 3010478.649 | 5237402.1773 | 0 |  |  | 2226923.5283 | 0 | 270 | 4027923.7365 | 5408081.0192 | 523212.547 |  |  | 2147240.2656 | 243870.4359
6481 | 2952088.356 | 4242588.3559 | 0 |  |  | 1290499.9999 | 0 | 271 | 4055790.451 | 960678.053 | 236893.9854 |  |  | 64901.7672 | 2923120.1798
6482 | 2951372.892 | 3218515.3045 | 0 |  |  | 267142.4125 | 0 | 271 | 4055790.451 | 960678.053 | 236893.9854 |  |  | 64901.7672 | 2923120.1798
6483 | 3041218.343 | 2311479.1732 | 0 |  |  | 0 | 729739.1698 | 271 | 4055790.451 | 960678.053 | 236893.9854 |  |  | 64901.7672 | 2923120.1798
6484 | 3307209.537 | 1843331.4926 | 0 |  |  | 0 | 1463878.0444 | 271 | 4055790.451 | 960678.053 | 236893.9854 |  |  | 64901.7672 | 2923120.1798
6485 | 3872152.207 | 1521479.9621 | 0 |  |  | 0 | 2350672.2449 | 271 | 4055790.451 | 960678.053 | 236893.9854 |  |  | 64901.7672 | 2923120.1798
6486 | 4409886.757 | 1258146.8918 | 6517.5265 |  |  | 0 | 3145222.3387 | 271 | 4055790.451 | 960678.053 | 236893.9854 |  |  | 64901.7672 | 2923120.1798
6487 | 4664846.108 | 1111850.7416 | 199870.8138 |  |  | 0 | 3353124.5527 | 271 | 4055790.451 | 960678.053 | 236893.9854 |  |  | 64901.7672 | 2923120.1798
6488 | 4668050.854 | 936295.3613 | 430156.7514 |  |  | 0 | 3301598.7413 | 271 | 4055790.451 | 960678.053 | 236893.9854 |  |  | 64901.7672 | 2923120.1798
6489 | 4755195.012 | 965554.5913 | 675650.2509 |  |  | 0 | 3113990.1697 | 271 | 4055790.451 | 960678.053 | 236893.9854 |  |  | 64901.7672 | 2923120.1798
6490 | 4762405.064 | 848517.6712 | 762550.6048 |  |  | 0 | 3151336.788 | 271 | 4055790.451 | 960678.053 | 236893.9854 |  |  | 64901.7672 | 2923120.1798
6491 | 4662427.891 | 702221.521 | 734307.9898 |  |  | 0 | 3225898.3802 | 271 | 4055790.451 | 960678.053 | 236893.9854 |  |  | 64901.7672 | 2923120.1798
6492 | 4668042.014 | 643703.0609 | 1040631.737 |  |  | 0 | 2983707.2161 | 271 | 4055790.451 | 960678.053 | 236893.9854 |  |  | 64901.7672 | 2923120.1798
6493 | 4598711.556 | 585184.6008 | 949386.3655 |  |  | 0 | 3064140.5897 | 271 | 4055790.451 | 960678.053 | 236893.9854 |  |  | 64901.7672 | 2923120.1798
6494 | 4503509.341 | 585184.6008 | 399741.6276 |  |  | 0 | 3518583.1126 | 271 | 4055790.451 | 960678.053 | 236893.9854 |  |  | 64901.7672 | 2923120.1798
6495 | 4504657.005 | 614443.8309 | 221595.9022 |  |  | 0 | 3668617.2719 | 271 | 4055790.451 | 960678.053 | 236893.9854 |  |  | 64901.7672 | 2923120.1798
6496 | 4599529.603 | 555925.3708 | 199870.8138 |  |  | 0 | 3843733.4184 | 271 | 4055790.451 | 960678.053 | 236893.9854 |  |  | 64901.7672 | 2923120.1798
6497 | 4540142.978 | 438888.4506 | 65175.2654 |  |  | 0 | 4036079.262 | 271 | 4055790.451 | 960678.053 | 236893.9854 |  |  | 64901.7672 | 2923120.1798
6498 | 4511435.34 | 204814.6103 | 0 |  |  | 0 | 4306620.7297 | 271 | 4055790.451 | 960678.053 | 236893.9854 |  |  | 64901.7672 | 2923120.1798
6499 | 4271715.936 | 87777.6901 | 0 |  |  | 0 | 4183938.2459 | 271 | 4055790.451 | 960678.053 | 236893.9854 |  |  | 64901.7672 | 2923120.1798
6500 | 4006189.557 | 29259.23 | 0 |  |  | 0 | 3976930.327 | 271 | 4055790.451 | 960678.053 | 236893.9854 |  |  | 64901.7672 | 2923120.1798
6501 | 3653915.584 | 29259.23 | 0 |  |  | 0 | 3624656.354 | 271 | 4055790.451 | 960678.053 | 236893.9854 |  |  | 64901.7672 | 2923120.1798
6502 | 3309640.441 | 58518.4601 | 0 |  |  | 0 | 3251121.9809 | 271 | 4055790.451 | 960678.053 | 236893.9854 |  |  | 64901.7672 | 2923120.1798
6503 | 3115954.891 | 117036.9202 | 0 |  |  | 0 | 2998917.9708 | 271 | 4055790.451 | 960678.053 | 236893.9854 |  |  | 64901.7672 | 2923120.1798
6504 | 3008673.557 | 146296.1502 | 0 |  |  | 0 | 2862377.4068 | 271 | 4055790.451 | 960678.053 | 236893.9854 |  |  | 64901.7672 | 2923120.1798
6505 | 2955515.392 | 146296.1502 | 0 |  |  | 0 | 2809219.2418 | 272 | 3954345.5247 | 270647.8779 | 376839.7635 |  |  | 0 | 3306857.8834
6506 | 2961592.085 | 87777.6901 | 0 |  |  | 0 | 2873814.3949 | 272 | 3954345.5247 | 270647.8779 | 376839.7635 |  |  | 0 | 3306857.8834
6507 | 3039503.237 | 87777.6901 | 0 |  |  | 0 | 2951725.5469 | 272 | 3954345.5247 | 270647.8779 | 376839.7635 |  |  | 0 | 3306857.8834
6508 | 3290693.988 | 29259.23 | 0 |  |  | 0 | 3261434.758 | 272 | 3954345.5247 | 270647.8779 | 376839.7635 |  |  | 0 | 3306857.8834
6509 | 3853358.117 | 0 | 0 |  |  | 0 | 3853358.117 | 272 | 3954345.5247 | 270647.8779 | 376839.7635 |  |  | 0 | 3306857.8834
6510 | 4412136.799 | 0 | 2172.5088 |  |  | 0 | 4409964.2902 | 272 | 3954345.5247 | 270647.8779 | 376839.7635 |  |  | 0 | 3306857.8834
6511 | 4583468.828 | 0 | 258528.5526 |  |  | 0 | 4324940.2754 | 272 | 3954345.5247 | 270647.8779 | 376839.7635 |  |  | 0 | 3306857.8834
6512 | 4597493.583 | 0 | 740825.5163 |  |  | 0 | 3856668.0667 | 272 | 3954345.5247 | 270647.8779 | 376839.7635 |  |  | 0 | 3306857.8834
6513 | 4694580.107 | 0 | 1116669.5466 |  |  | 0 | 3577910.5604 | 272 | 3954345.5247 | 270647.8779 | 376839.7635 |  |  | 0 | 3306857.8834
6514 | 4674232.371 | 234073.8403 | 1316540.3604 |  |  | 0 | 3123618.1703 | 272 | 3954345.5247 | 270647.8779 | 376839.7635 |  |  | 0 | 3306857.8834
6515 | 4516961.552 | 789999.2111 | 1431683.3292 |  |  | 0 | 2295279.0117 | 272 | 3954345.5247 | 270647.8779 | 376839.7635 |  |  | 0 | 3306857.8834
6516 | 4442412.137 | 1258146.8918 | 1518583.683 |  |  | 0 | 1665681.5622 | 272 | 3954345.5247 | 270647.8779 | 376839.7635 |  |  | 0 | 3306857.8834
6517 | 4276471.389 | 1433702.272 | 1264400.1481 |  |  | 0 | 1578368.9689 | 272 | 3954345.5247 | 270647.8779 | 376839.7635 |  |  | 0 | 3306857.8834
6518 | 4128952.411 | 1316665.3518 | 762550.6048 |  |  | 0 | 2049736.4544 | 272 | 3954345.5247 | 270647.8779 | 376839.7635 |  |  | 0 | 3306857.8834
6519 | 4122769.005 | 819258.4411 | 397569.1187 |  |  | 0 | 2905941.4451 | 272 | 3954345.5247 | 270647.8779 | 376839.7635 |  |  | 0 | 3306857.8834
6520 | 4300260.039 | 263333.0704 | 199870.8138 |  |  | 0 | 3837056.1548 | 272 | 3954345.5247 | 270647.8779 | 376839.7635 |  |  | 0 | 3306857.8834
6521 | 4275069.84 | 29259.23 | 34760.1415 |  |  | 0 | 4211050.4684 | 272 | 3954345.5247 | 270647.8779 | 376839.7635 |  |  | 0 | 3306857.8834
6522 | 4389330.364 | 0 | 0 |  |  | 0 | 4389330.364 | 272 | 3954345.5247 | 270647.8779 | 376839.7635 |  |  | 0 | 3306857.8834
6523 | 4223522.074 | 0 | 0 |  |  | 0 | 4223522.074 | 272 | 3954345.5247 | 270647.8779 | 376839.7635 |  |  | 0 | 3306857.8834
6524 | 3984721.644 | 0 | 0 |  |  | 0 | 3984721.644 | 272 | 3954345.5247 | 270647.8779 | 376839.7635 |  |  | 0 | 3306857.8834
6525 | 3676189.228 | 0 | 0 |  |  | 0 | 3676189.228 | 272 | 3954345.5247 | 270647.8779 | 376839.7635 |  |  | 0 | 3306857.8834
6526 | 3421120.376 | 0 | 0 |  |  | 0 | 3421120.376 | 272 | 3954345.5247 | 270647.8779 | 376839.7635 |  |  | 0 | 3306857.8834
6527 | 3156549.652 | 0 | 0 |  |  | 0 | 3156549.652 | 272 | 3954345.5247 | 270647.8779 | 376839.7635 |  |  | 0 | 3306857.8834
6528 | 2927388.376 | 0 | 0 |  |  | 0 | 2927388.376 | 272 | 3954345.5247 | 270647.8779 | 376839.7635 |  |  | 0 | 3306857.8834
6529 | 2898615.256 | 0 | 0 |  |  | 0 | 2898615.256 | 273 | 3533786.5542 | 1417853.5224 | 58476.6964 |  |  | 591804.4596 | 2649260.795
6530 | 2888122.515 | 58518.4601 | 0 |  |  | 0 | 2829604.0549 | 273 | 3533786.5542 | 1417853.5224 | 58476.6964 |  |  | 591804.4596 | 2649260.795
6531 | 2890699.515 | 234073.8403 | 0 |  |  | 0 | 2656625.6747 | 273 | 3533786.5542 | 1417853.5224 | 58476.6964 |  |  | 591804.4596 | 2649260.795
6532 | 2910959.633 | 351110.7605 | 0 |  |  | 0 | 2559848.8725 | 273 | 3533786.5542 | 1417853.5224 | 58476.6964 |  |  | 591804.4596 | 2649260.795
6533 | 3102839.943 | 380369.9905 | 0 |  |  | 0 | 2722469.9525 | 273 | 3533786.5542 | 1417853.5224 | 58476.6964 |  |  | 591804.4596 | 2649260.795
6534 | 3378999.599 | 351110.7605 | 0 |  |  | 0 | 3027888.8385 | 273 | 3533786.5542 | 1417853.5224 | 58476.6964 |  |  | 591804.4596 | 2649260.795
6535 | 3722209.77 | 409629.2206 | 17380.0708 |  |  | 0 | 3295200.4787 | 273 | 3533786.5542 | 1417853.5224 | 58476.6964 |  |  | 591804.4596 | 2649260.795
6536 | 3880311.696 | 380369.9905 | 65175.2654 |  |  | 0 | 3434766.4401 | 273 | 3533786.5542 | 1417853.5224 | 58476.6964 |  |  | 591804.4596 | 2649260.795
6537 | 3976882.099 | 117036.9202 | 121660.4953 |  |  | 0 | 3738184.6835 | 273 | 3533786.5542 | 1417853.5224 | 58476.6964 |  |  | 591804.4596 | 2649260.795
6538 | 3956687.825 | 58518.4601 | 171628.1988 |  |  | 0 | 3726541.1661 | 273 | 3533786.5542 | 1417853.5224 | 58476.6964 |  |  | 591804.4596 | 2649260.795
6539 | 3927824.056 | 29259.23 | 210733.358 |  |  | 0 | 3687831.4679 | 273 | 3533786.5542 | 1417853.5224 | 58476.6964 |  |  | 591804.4596 | 2649260.795
6540 | 3921836.327 | 0 | 254183.5349 |  |  | 0 | 3667652.7921 | 273 | 3533786.5542 | 1417853.5224 | 58476.6964 |  |  | 591804.4596 | 2649260.795
6541 | 3866235.719 | 0 | 230285.9376 |  |  | 0 | 3635949.7814 | 273 | 3533786.5542 | 1417853.5224 | 58476.6964 |  |  | 591804.4596 | 2649260.795
6542 | 3761779.835 | 0 | 165110.6723 |  |  | 0 | 3596669.1627 | 273 | 3533786.5542 | 1417853.5224 | 58476.6964 |  |  | 591804.4596 | 2649260.795
6543 | 3790618.744 | 0 | 102107.9157 |  |  | 0 | 3688510.8283 | 273 | 3533786.5542 | 1417853.5224 | 58476.6964 |  |  | 591804.4596 | 2649260.795
6544 | 4045819.427 | 0 | 56485.23 |  |  | 0 | 3989334.197 | 273 | 3533786.5542 | 1417853.5224 | 58476.6964 |  |  | 591804.4596 | 2649260.795
6545 | 4094577.717 | 58518.4601 | 8690.0354 |  |  | 0 | 4027369.2215 | 273 | 3533786.5542 | 1417853.5224 | 58476.6964 |  |  | 591804.4596 | 2649260.795
6546 | 4006621.245 | 380369.9905 | 0 |  |  | 0 | 3626251.2545 | 273 | 3533786.5542 | 1417853.5224 | 58476.6964 |  |  | 591804.4596 | 2649260.795
6547 | 3764113.442 | 1404443.042 | 0 |  |  | 0 | 2359670.4 | 273 | 3533786.5542 | 1417853.5224 | 58476.6964 |  |  | 591804.4596 | 2649260.795
6548 | 3544012.171 | 3130737.6144 | 0 |  |  | 0 | 413274.5566 | 273 | 3533786.5542 | 1417853.5224 | 58476.6964 |  |  | 591804.4596 | 2649260.795
6549 | 3307942.692 | 4886291.4168 | 0 |  |  | 1578348.7248 | 0 | 273 | 3533786.5542 | 1417853.5224 | 58476.6964 |  |  | 591804.4596 | 2649260.795
6550 | 3310579.115 | 6349252.9189 | 0 |  |  | 3038673.8039 | 0 | 273 | 3533786.5542 | 1417853.5224 | 58476.6964 |  |  | 591804.4596 | 2649260.795
6551 | 3036615.932 | 7402585.2003 | 0 |  |  | 4365969.2683 | 0 | 273 | 3533786.5542 | 1417853.5224 | 58476.6964 |  |  | 591804.4596 | 2649260.795
6552 | 2825973.027 | 8046288.2612 | 0 |  |  | 5220315.2342 | 0 | 273 | 3533786.5542 | 1417853.5224 | 58476.6964 |  |  | 591804.4596 | 2649260.795
6553 | 2725887.459 | 8017029.0312 | 0 |  |  | 5291141.5722 | 0 | 274 | 3513832.502 | 5202047.2744 | 270024.7453 |  |  | 2064014.9656 | 105775.448
6554 | 2687341.915 | 7578140.5806 | 0 |  |  | 4890798.6656 | 0 | 274 | 3513832.502 | 5202047.2744 | 270024.7453 |  |  | 2064014.9656 | 105775.448
6555 | 2690067.21 | 7051474.4399 | 0 |  |  | 4361407.2299 | 0 | 274 | 3513832.502 | 5202047.2744 | 270024.7453 |  |  | 2064014.9656 | 105775.448
6556 | 2742838.921 | 6056660.6185 | 0 |  |  | 3313821.6975 | 0 | 274 | 3513832.502 | 5202047.2744 | 270024.7453 |  |  | 2064014.9656 | 105775.448
6557 | 2909370.779 | 5032587.567 | 0 |  |  | 2123216.788 | 0 | 274 | 3513832.502 | 5202047.2744 | 270024.7453 |  |  | 2064014.9656 | 105775.448
6558 | 3076049.698 | 4564439.8864 | 0 |  |  | 1488390.1884 | 0 | 274 | 3513832.502 | 5202047.2744 | 270024.7453 |  |  | 2064014.9656 | 105775.448
6559 | 3440422.535 | 4505921.4263 | 121660.4953 |  |  | 1187159.3866 | 0 | 274 | 3513832.502 | 5202047.2744 | 270024.7453 |  |  | 2064014.9656 | 105775.448
6560 | 3684915.74 | 4330366.0461 | 364981.486 |  |  | 1010431.7921 | 0 | 274 | 3513832.502 | 5202047.2744 | 270024.7453 |  |  | 2064014.9656 | 105775.448
6561 | 3806298.788 | 4769254.4967 | 621337.5298 |  |  | 1584293.2385 | 0 | 274 | 3513832.502 | 5202047.2744 | 270024.7453 |  |  | 2064014.9656 | 105775.448
6562 | 3826538.365 | 5266661.4074 | 932006.2947 |  |  | 2372129.3371 | 0 | 274 | 3513832.502 | 5202047.2744 | 270024.7453 |  |  | 2064014.9656 | 105775.448
6563 | 3819600.02 | 5003328.337 | 1220949.9712 |  |  | 2404678.2882 | 0 | 274 | 3513832.502 | 5202047.2744 | 270024.7453 |  |  | 2064014.9656 | 105775.448
6564 | 3799844.252 | 4037773.7456 | 1055839.2989 |  |  | 1293768.7926 | 0 | 274 | 3513832.502 | 5202047.2744 | 270024.7453 |  |  | 2064014.9656 | 105775.448
6565 | 3745123.265 | 2984441.4642 | 921143.7505 |  |  | 160461.9497 | 0 | 274 | 3513832.502 | 5202047.2744 | 270024.7453 |  |  | 2064014.9656 | 105775.448
6566 | 3702779.056 | 2487034.5535 | 608302.4767 |  |  | 0 | 607442.0258 | 274 | 3513832.502 | 5202047.2744 | 270024.7453 |  |  | 2064014.9656 | 105775.448
6567 | 3794586 | 2691849.1638 | 384534.0657 |  |  | 0 | 718202.7706 | 274 | 3513832.502 | 5202047.2744 | 270024.7453 |  |  | 2064014.9656 | 105775.448
6568 | 4234033.8 | 3335552.2247 | 210733.358 |  |  | 0 | 687748.2173 | 274 | 3513832.502 | 5202047.2744 | 270024.7453 |  |  | 2064014.9656 | 105775.448
6569 | 4341585.592 | 3862218.3654 | 39105.1592 |  |  | 0 | 440262.0674 | 274 | 3513832.502 | 5202047.2744 | 270024.7453 |  |  | 2064014.9656 | 105775.448
6570 | 4327544.027 | 4242588.3559 | 0 |  |  | 0 | 84955.6711 | 274 | 3513832.502 | 5202047.2744 | 270024.7453 |  |  | 2064014.9656 | 105775.448
6571 | 4129229.288 | 5676290.6279 | 0 |  |  | 1547061.3399 | 0 | 274 | 3513832.502 | 5202047.2744 | 270024.7453 |  |  | 2064014.9656 | 105775.448
6572 | 3828346.967 | 6700363.6794 | 0 |  |  | 2872016.7124 | 0 | 274 | 3513832.502 | 5202047.2744 | 270024.7453 |  |  | 2064014.9656 | 105775.448
6573 | 3535566.954 | 6875919.0596 | 0 |  |  | 3340352.1056 | 0 | 274 | 3513832.502 | 5202047.2744 | 270024.7453 |  |  | 2064014.9656 | 105775.448
6574 | 3299210.708 | 6846659.8296 | 0 |  |  | 3547449.1216 | 0 | 274 | 3513832.502 | 5202047.2744 | 270024.7453 |  |  | 2064014.9656 | 105775.448
6575 | 3137789.574 | 6671104.4493 | 0 |  |  | 3533314.8753 | 0 | 274 | 3513832.502 | 5202047.2744 | 270024.7453 |  |  | 2064014.9656 | 105775.448
6576 | 3047009.135 | 6261475.2288 | 0 |  |  | 3214466.0938 | 0 | 274 | 3513832.502 | 5202047.2744 | 270024.7453 |  |  | 2064014.9656 | 105775.448
6577 | 3062480.617 | 6261475.2288 | 0 |  |  | 3198994.6118 | 0 | 275 | 4207827.1083 | 4137742.7816 | 487909.2782 |  |  | 1185881.322 | 768056.3705
6578 | 3105019.233 | 6641845.2193 | 0 |  |  | 3536825.9863 | 0 | 275 | 4207827.1083 | 4137742.7816 | 487909.2782 |  |  | 1185881.322 | 768056.3705
6579 | 3180811.647 | 7227029.8201 | 0 |  |  | 4046218.1731 | 0 | 275 | 4207827.1083 | 4137742.7816 | 487909.2782 |  |  | 1185881.322 | 768056.3705
6580 | 3465879.798 | 7139252.13 | 0 |  |  | 3673372.332 | 0 | 275 | 4207827.1083 | 4137742.7816 | 487909.2782 |  |  | 1185881.322 | 768056.3705
6581 | 4076140.166 | 6905178.2897 | 0 |  |  | 2829038.1237 | 0 | 275 | 4207827.1083 | 4137742.7816 | 487909.2782 |  |  | 1185881.322 | 768056.3705
6582 | 4737923.499 | 6612585.9892 | 0 |  |  | 1874662.4902 | 0 | 275 | 4207827.1083 | 4137742.7816 | 487909.2782 |  |  | 1185881.322 | 768056.3705
6583 | 4875157.55 | 5910364.4683 | 221595.9022 |  |  | 1256802.8205 | 0 | 275 | 4207827.1083 | 4137742.7816 | 487909.2782 |  |  | 1185881.322 | 768056.3705
6584 | 4955726.017 | 5149624.4872 | 677822.7598 |  |  | 871721.23 | 0 | 275 | 4207827.1083 | 4137742.7816 | 487909.2782 |  |  | 1185881.322 | 768056.3705
6585 | 4947469.328 | 5003328.337 | 1099289.4758 |  |  | 1155148.4848 | 0 | 275 | 4207827.1083 | 4137742.7816 | 487909.2782 |  |  | 1185881.322 | 768056.3705
6586 | 4914151.7 | 5091106.0271 | 1483823.5415 |  |  | 1660777.8686 | 0 | 275 | 4207827.1083 | 4137742.7816 | 487909.2782 |  |  | 1185881.322 | 768056.3705
6587 | 4852419.839 | 4505921.4263 | 1722799.5145 |  |  | 1376301.1018 | 0 | 275 | 4207827.1083 | 4137742.7816 | 487909.2782 |  |  | 1185881.322 | 768056.3705
6588 | 4799874.013 | 3540366.8349 | 1753214.6383 |  |  | 493707.4603 | 0 | 275 | 4207827.1083 | 4137742.7816 | 487909.2782 |  |  | 1185881.322 | 768056.3705
6589 | 4802662.302 | 2838145.314 | 1659796.758 |  |  | 0 | 304720.2301 | 275 | 4207827.1083 | 4137742.7816 | 487909.2782 |  |  | 1185881.322 | 768056.3705
6590 | 4666901.306 | 2516293.7835 | 1422993.2938 |  |  | 0 | 727614.2287 | 275 | 4207827.1083 | 4137742.7816 | 487909.2782 |  |  | 1185881.322 | 768056.3705
6591 | 4529763.723 | 2165183.023 | 1044976.7547 |  |  | 0 | 1319603.9453 | 275 | 4207827.1083 | 4137742.7816 | 487909.2782 |  |  | 1185881.322 | 768056.3705
6592 | 4761868.503 | 1404443.042 | 534437.176 |  |  | 0 | 2822988.285 | 275 | 4207827.1083 | 4137742.7816 | 487909.2782 |  |  | 1185881.322 | 768056.3705
6593 | 4740586.372 | 789999.2111 | 89072.8627 |  |  | 0 | 3861514.2982 | 275 | 4207827.1083 | 4137742.7816 | 487909.2782 |  |  | 1185881.322 | 768056.3705
6594 | 4689199.373 | 672962.2909 | 0 |  |  | 0 | 4016237.0821 | 275 | 4207827.1083 | 4137742.7816 | 487909.2782 |  |  | 1185881.322 | 768056.3705
6595 | 4356547.721 | 1287406.1218 | 0 |  |  | 0 | 3069141.5992 | 275 | 4207827.1083 | 4137742.7816 | 487909.2782 |  |  | 1185881.322 | 768056.3705
6596 | 4062158.045 | 2223701.4831 | 0 |  |  | 0 | 1838456.5619 | 275 | 4207827.1083 | 4137742.7816 | 487909.2782 |  |  | 1185881.322 | 768056.3705
6597 | 3691591.965 | 3218515.3045 | 0 |  |  | 0 | 473076.6605 | 275 | 4207827.1083 | 4137742.7816 | 487909.2782 |  |  | 1185881.322 | 768056.3705
6598 | 3371681.944 | 4008514.5156 | 0 |  |  | 636832.5716 | 0 | 275 | 4207827.1083 | 4137742.7816 | 487909.2782 |  |  | 1185881.322 | 768056.3705
6599 | 3236632.988 | 4242588.3559 | 0 |  |  | 1005955.3679 | 0 | 275 | 4207827.1083 | 4137742.7816 | 487909.2782 |  |  | 1185881.322 | 768056.3705
6600 | 3105202.95 | 3949996.0555 | 0 |  |  | 844793.1055 | 0 | 275 | 4207827.1083 | 4137742.7816 | 487909.2782 |  |  | 1185881.322 | 768056.3705
6601 | 3035117.213 | 3130737.6144 | 0 |  |  | 95620.4014 | 0 | 276 | 4143733.741 | 423039.701 | 290301.4945 |  |  | 3984.1834 | 3434376.7289
6602 | 3043968.932 | 2223701.4831 | 0 |  |  | 0 | 820267.4489 | 276 | 4143733.741 | 423039.701 | 290301.4945 |  |  | 3984.1834 | 3434376.7289
6603 | 3139042.119 | 1404443.042 | 0 |  |  | 0 | 1734599.077 | 276 | 4143733.741 | 423039.701 | 290301.4945 |  |  | 3984.1834 | 3434376.7289
6604 | 3268106.344 | 555925.3708 | 0 |  |  | 0 | 2712180.9732 | 276 | 4143733.741 | 423039.701 | 290301.4945 |  |  | 3984.1834 | 3434376.7289
6605 | 3947837.611 | 175555.3802 | 0 |  |  | 0 | 3772282.2308 | 276 | 4143733.741 | 423039.701 | 290301.4945 |  |  | 3984.1834 | 3434376.7289
6606 | 4556563.883 | 58518.4601 | 0 |  |  | 0 | 4498045.4229 | 276 | 4143733.741 | 423039.701 | 290301.4945 |  |  | 3984.1834 | 3434376.7289
6607 | 4682886.077 | 29259.23 | 28242.615 |  |  | 0 | 4625384.232 | 276 | 4143733.741 | 423039.701 | 290301.4945 |  |  | 3984.1834 | 3434376.7289
6608 | 4835883.688 | 0 | 134695.5484 |  |  | 0 | 4701188.1396 | 276 | 4143733.741 | 423039.701 | 290301.4945 |  |  | 3984.1834 | 3434376.7289
6609 | 4890110.932 | 0 | 330221.3445 |  |  | 0 | 4559889.5875 | 276 | 4143733.741 | 423039.701 | 290301.4945 |  |  | 3984.1834 | 3434376.7289
6610 | 4739300.577 | 0 | 616992.5121 |  |  | 0 | 4122308.0649 | 276 | 4143733.741 | 423039.701 | 290301.4945 |  |  | 3984.1834 | 3434376.7289
6611 | 4795677.051 | 0 | 1031941.7016 |  |  | 0 | 3763735.3494 | 276 | 4143733.741 | 423039.701 | 290301.4945 |  |  | 3984.1834 | 3434376.7289
6612 | 4778043.561 | 0 | 1351300.5019 |  |  | 0 | 3426743.0591 | 276 | 4143733.741 | 423039.701 | 290301.4945 |  |  | 3984.1834 | 3434376.7289
6613 | 4806585.333 | 0 | 1351300.5019 |  |  | 0 | 3455284.8311 | 276 | 4143733.741 | 423039.701 | 290301.4945 |  |  | 3984.1834 | 3434376.7289
6614 | 4528165.604 | 0 | 1066701.8431 |  |  | 0 | 3461463.7609 | 276 | 4143733.741 | 423039.701 | 290301.4945 |  |  | 3984.1834 | 3434376.7289
6615 | 4479986.849 | 29259.23 | 708237.8836 |  |  | 0 | 3742489.7353 | 276 | 4143733.741 | 423039.701 | 290301.4945 |  |  | 3984.1834 | 3434376.7289
6616 | 4659633.512 | 87777.6901 | 308496.2561 |  |  | 0 | 4263359.5658 | 276 | 4143733.741 | 423039.701 | 290301.4945 |  |  | 3984.1834 | 3434376.7289
6617 | 4696415.145 | 146296.1502 | 39105.1592 |  |  | 0 | 4511013.8356 | 276 | 4143733.741 | 423039.701 | 290301.4945 |  |  | 3984.1834 | 3434376.7289
6618 | 4663733.042 | 175555.3802 | 0 |  |  | 0 | 4488177.6618 | 276 | 4143733.741 | 423039.701 | 290301.4945 |  |  | 3984.1834 | 3434376.7289
6619 | 4319381.429 | 175555.3802 | 0 |  |  | 0 | 4143826.0488 | 276 | 4143733.741 | 423039.701 | 290301.4945 |  |  | 3984.1834 | 3434376.7289
6620 | 4051817.642 | 234073.8403 | 0 |  |  | 0 | 3817743.8017 | 276 | 4143733.741 | 423039.701 | 290301.4945 |  |  | 3984.1834 | 3434376.7289
6621 | 3754147.215 | 409629.2206 | 0 |  |  | 0 | 3344517.9944 | 276 | 4143733.741 | 423039.701 | 290301.4945 |  |  | 3984.1834 | 3434376.7289
6622 | 3422950.959 | 497406.9107 | 0 |  |  | 0 | 2925544.0483 | 276 | 4143733.741 | 423039.701 | 290301.4945 |  |  | 3984.1834 | 3434376.7289
6623 | 3212348.525 | 468147.6807 | 0 |  |  | 0 | 2744200.8443 | 276 | 4143733.741 | 423039.701 | 290301.4945 |  |  | 3984.1834 | 3434376.7289
6624 | 3141906.542 | 351110.7605 | 0 |  |  | 0 | 2790795.7815 | 276 | 4143733.741 | 423039.701 | 290301.4945 |  |  | 3984.1834 | 3434376.7289
6625 | 3074402.509 | 263333.0704 | 0 |  |  | 0 | 2811069.4386 | 277 | 4312965.495 | 794875.7494 | 501396.9373 |  |  | 0 | 3016692.8083
6626 | 3134070.88 | 234073.8403 | 0 |  |  | 0 | 2899997.0397 | 277 | 4312965.495 | 794875.7494 | 501396.9373 |  |  | 0 | 3016692.8083
6627 | 3111494.737 | 263333.0704 | 0 |  |  | 0 | 2848161.6666 | 277 | 4312965.495 | 794875.7494 | 501396.9373 |  |  | 0 | 3016692.8083
6628 | 3430221.461 | 409629.2206 | 0 |  |  | 0 | 3020592.2404 | 277 | 4312965.495 | 794875.7494 | 501396.9373 |  |  | 0 | 3016692.8083
6629 | 4076195.911 | 585184.6008 | 0 |  |  | 0 | 3491011.3102 | 277 | 4312965.495 | 794875.7494 | 501396.9373 |  |  | 0 | 3016692.8083
6630 | 4672467.176 | 819258.4411 | 0 |  |  | 0 | 3853208.7349 | 277 | 4312965.495 | 794875.7494 | 501396.9373 |  |  | 0 | 3016692.8083
6631 | 4850925.297 | 936295.3613 | 228113.4288 |  |  | 0 | 3686516.5069 | 277 | 4312965.495 | 794875.7494 | 501396.9373 |  |  | 0 | 3016692.8083
6632 | 4846357.244 | 731480.751 | 749515.5517 |  |  | 0 | 3365360.9413 | 277 | 4312965.495 | 794875.7494 | 501396.9373 |  |  | 0 | 3016692.8083
6633 | 4998594.986 | 351110.7605 | 1216604.9535 |  |  | 0 | 3430879.272 | 277 | 4312965.495 | 794875.7494 | 501396.9373 |  |  | 0 | 3016692.8083
6634 | 4994908.889 | 321851.5304 | 1542481.2803 |  |  | 0 | 3130576.0783 | 277 | 4312965.495 | 794875.7494 | 501396.9373 |  |  | 0 | 3016692.8083
6635 | 4999787.85 | 292592.3004 | 1724972.0233 |  |  | 0 | 2982223.5263 | 277 | 4312965.495 | 794875.7494 | 501396.9373 |  |  | 0 | 3016692.8083
6636 | 4936183.129 | 438888.4506 | 1766249.6914 |  |  | 0 | 2731044.987 | 277 | 4312965.495 | 794875.7494 | 501396.9373 |  |  | 0 | 3016692.8083
6637 | 4929168.89 | 760739.9811 | 1664141.7756 |  |  | 0 | 2504287.1333 | 277 | 4312965.495 | 794875.7494 | 501396.9373 |  |  | 0 | 3016692.8083
6638 | 4790656.912 | 1228887.6617 | 1429510.8203 |  |  | 0 | 2132258.4299 | 277 | 4312965.495 | 794875.7494 | 501396.9373 |  |  | 0 | 3016692.8083
6639 | 4865760.899 | 1579998.4222 | 1058011.8078 |  |  | 0 | 2227750.669 | 277 | 4312965.495 | 794875.7494 | 501396.9373 |  |  | 0 | 3016692.8083
6640 | 5053034.167 | 1814072.2625 | 569197.3175 |  |  | 0 | 2669764.5869 | 277 | 4312965.495 | 794875.7494 | 501396.9373 |  |  | 0 | 3016692.8083
6641 | 5025087.977 | 1609257.6522 | 84727.845 |  |  | 0 | 3331102.4798 | 277 | 4312965.495 | 794875.7494 | 501396.9373 |  |  | 0 | 3016692.8083
6642 | 4890568.824 | 994813.8214 | 0 |  |  | 0 | 3895755.0026 | 277 | 4312965.495 | 794875.7494 | 501396.9373 |  |  | 0 | 3016692.8083
6643 | 4584125.703 | 819258.4411 | 0 |  |  | 0 | 3764867.2619 | 277 | 4312965.495 | 794875.7494 | 501396.9373 |  |  | 0 | 3016692.8083
6644 | 4255403.648 | 907036.1313 | 0 |  |  | 0 | 3348367.5167 | 277 | 4312965.495 | 794875.7494 | 501396.9373 |  |  | 0 | 3016692.8083
6645 | 3914152.317 | 936295.3613 | 0 |  |  | 0 | 2977856.9557 | 277 | 4312965.495 | 794875.7494 | 501396.9373 |  |  | 0 | 3016692.8083
6646 | 3459351.548 | 936295.3613 | 0 |  |  | 0 | 2523056.1867 | 277 | 4312965.495 | 794875.7494 | 501396.9373 |  |  | 0 | 3016692.8083
6647 | 3367846.783 | 936295.3613 | 0 |  |  | 0 | 2431551.4217 | 277 | 4312965.495 | 794875.7494 | 501396.9373 |  |  | 0 | 3016692.8083
6648 | 3250404.144 | 907036.1313 | 0 |  |  | 0 | 2343368.0127 | 277 | 4312965.495 | 794875.7494 | 501396.9373 |  |  | 0 | 3016692.8083
6649 | 3094559.407 | 877776.9012 | 0 |  |  | 0 | 2216782.5058 | 278 | 4210167.8497 | 610786.4271 | 288038.4644 |  |  | 0 | 3311342.9581
6650 | 3050817.604 | 643703.0609 | 0 |  |  | 0 | 2407114.5431 | 278 | 4210167.8497 | 610786.4271 | 288038.4644 |  |  | 0 | 3311342.9581
6651 | 3120029.983 | 292592.3004 | 0 |  |  | 0 | 2827437.6826 | 278 | 4210167.8497 | 610786.4271 | 288038.4644 |  |  | 0 | 3311342.9581
6652 | 3289314.417 | 87777.6901 | 0 |  |  | 0 | 3201536.7269 | 278 | 4210167.8497 | 610786.4271 | 288038.4644 |  |  | 0 | 3311342.9581
6653 | 3892636.562 | 0 | 0 |  |  | 0 | 3892636.562 | 278 | 4210167.8497 | 610786.4271 | 288038.4644 |  |  | 0 | 3311342.9581
6654 | 4538006.85 | 0 | 0 |  |  | 0 | 4538006.85 | 278 | 4210167.8497 | 610786.4271 | 288038.4644 |  |  | 0 | 3311342.9581
6655 | 4743840.496 | 29259.23 | 173800.7076 |  |  | 0 | 4540780.5583 | 278 | 4210167.8497 | 610786.4271 | 288038.4644 |  |  | 0 | 3311342.9581
6656 | 4812171.722 | 87777.6901 | 597439.9325 |  |  | 0 | 4126954.0994 | 278 | 4210167.8497 | 610786.4271 | 288038.4644 |  |  | 0 | 3311342.9581
6657 | 4902239.732 | 87777.6901 | 916798.7328 |  |  | 0 | 3897663.3091 | 278 | 4210167.8497 | 610786.4271 | 288038.4644 |  |  | 0 | 3311342.9581
6658 | 4900616.53 | 526666.1407 | 1010216.6132 |  |  | 0 | 3363733.7761 | 278 | 4210167.8497 | 610786.4271 | 288038.4644 |  |  | 0 | 3311342.9581
6659 | 4977866.075 | 1228887.6617 | 1121014.5643 |  |  | 0 | 2627963.849 | 278 | 4210167.8497 | 610786.4271 | 288038.4644 |  |  | 0 | 3311342.9581
6660 | 4874969.348 | 1492220.7321 | 1025424.1751 |  |  | 0 | 2357324.4408 | 278 | 4210167.8497 | 610786.4271 | 288038.4644 |  |  | 0 | 3311342.9581
6661 | 4829181.819 | 1521479.9621 | 825553.3613 |  |  | 0 | 2482148.4956 | 278 | 4210167.8497 | 610786.4271 | 288038.4644 |  |  | 0 | 3311342.9581
6662 | 4688304.754 | 1492220.7321 | 621337.5298 |  |  | 0 | 2574746.4921 | 278 | 4210167.8497 | 610786.4271 | 288038.4644 |  |  | 0 | 3311342.9581
6663 | 4696810.837 | 1375183.8119 | 408431.663 |  |  | 0 | 2913195.3621 | 278 | 4210167.8497 | 610786.4271 | 288038.4644 |  |  | 0 | 3311342.9581
6664 | 4901364.137 | 1228887.6617 | 191180.7784 |  |  | 0 | 3481295.6969 | 278 | 4210167.8497 | 610786.4271 | 288038.4644 |  |  | 0 | 3311342.9581
6665 | 4789749.399 | 907036.1313 | 21725.0885 |  |  | 0 | 3860988.1793 | 278 | 4210167.8497 | 610786.4271 | 288038.4644 |  |  | 0 | 3311342.9581
6666 | 4876381.283 | 555925.3708 | 0 |  |  | 0 | 4320455.9122 | 278 | 4210167.8497 | 610786.4271 | 288038.4644 |  |  | 0 | 3311342.9581
6667 | 4463450.414 | 438888.4506 | 0 |  |  | 0 | 4024561.9634 | 278 | 4210167.8497 | 610786.4271 | 288038.4644 |  |  | 0 | 3311342.9581
6668 | 4206624.874 | 380369.9905 | 0 |  |  | 0 | 3826254.8835 | 278 | 4210167.8497 | 610786.4271 | 288038.4644 |  |  | 0 | 3311342.9581
6669 | 3723939.96 | 351110.7605 | 0 |  |  | 0 | 3372829.1995 | 278 | 4210167.8497 | 610786.4271 | 288038.4644 |  |  | 0 | 3311342.9581
6670 | 3443701.562 | 351110.7605 | 0 |  |  | 0 | 3092590.8015 | 278 | 4210167.8497 | 610786.4271 | 288038.4644 |  |  | 0 | 3311342.9581
6671 | 3180883.833 | 351110.7605 | 0 |  |  | 0 | 2829773.0725 | 278 | 4210167.8497 | 610786.4271 | 288038.4644 |  |  | 0 | 3311342.9581
6672 | 3046566.794 | 351110.7605 | 0 |  |  | 0 | 2695456.0335 | 278 | 4210167.8497 | 610786.4271 | 288038.4644 |  |  | 0 | 3311342.9581
6673 | 2982191.416 | 409629.2206 | 0 |  |  | 0 | 2572562.1954 | 279 | 3930921.7209 | 2747929.3547 | 192629.1176 |  |  | 511495.8919 | 1501859.1405
6674 | 2982985.053 | 497406.9107 | 0 |  |  | 0 | 2485578.1423 | 279 | 3930921.7209 | 2747929.3547 | 192629.1176 |  |  | 511495.8919 | 1501859.1405
6675 | 3046157.255 | 614443.8309 | 0 |  |  | 0 | 2431713.4241 | 279 | 3930921.7209 | 2747929.3547 | 192629.1176 |  |  | 511495.8919 | 1501859.1405
6676 | 3265302.292 | 526666.1407 | 0 |  |  | 0 | 2738636.1513 | 279 | 3930921.7209 | 2747929.3547 | 192629.1176 |  |  | 511495.8919 | 1501859.1405
6677 | 3890281.17 | 380369.9905 | 0 |  |  | 0 | 3509911.1795 | 279 | 3930921.7209 | 2747929.3547 | 192629.1176 |  |  | 511495.8919 | 1501859.1405
6678 | 4449373.733 | 292592.3004 | 0 |  |  | 0 | 4156781.4326 | 279 | 3930921.7209 | 2747929.3547 | 192629.1176 |  |  | 511495.8919 | 1501859.1405
6679 | 4645604.342 | 380369.9905 | 58657.7388 |  |  | 0 | 4206576.6126 | 279 | 3930921.7209 | 2747929.3547 | 192629.1176 |  |  | 511495.8919 | 1501859.1405
6680 | 4709511.947 | 497406.9107 | 180318.2342 |  |  | 0 | 4031786.8021 | 279 | 3930921.7209 | 2747929.3547 | 192629.1176 |  |  | 511495.8919 | 1501859.1405
6681 | 4734363.487 | 526666.1407 | 297633.7118 |  |  | 0 | 3910063.6344 | 279 | 3930921.7209 | 2747929.3547 | 192629.1176 |  |  | 511495.8919 | 1501859.1405
6682 | 4687108.635 | 1843331.4926 | 432329.2603 |  |  | 0 | 2411447.8822 | 279 | 3930921.7209 | 2747929.3547 | 192629.1176 |  |  | 511495.8919 | 1501859.1405
6683 | 4529292.828 | 3072219.1543 | 603957.459 |  |  | 0 | 853116.2147 | 279 | 3930921.7209 | 2747929.3547 | 192629.1176 |  |  | 511495.8919 | 1501859.1405
6684 | 4406538.91 | 3891477.5954 | 779930.6755 |  |  | 264869.361 | 0 | 279 | 3930921.7209 | 2747929.3547 | 192629.1176 |  |  | 511495.8919 | 1501859.1405
6685 | 4287712.319 | 4505921.4263 | 845105.9409 |  |  | 1063315.0482 | 0 | 279 | 3930921.7209 | 2747929.3547 | 192629.1176 |  |  | 511495.8919 | 1501859.1405
6686 | 4186162.746 | 4886291.4168 | 712582.9013 |  |  | 1412711.5722 | 0 | 279 | 3930921.7209 | 2747929.3547 | 192629.1176 |  |  | 511495.8919 | 1501859.1405
6687 | 4256726.827 | 4974069.107 | 456226.8576 |  |  | 1173569.1375 | 0 | 279 | 3930921.7209 | 2747929.3547 | 192629.1176 |  |  | 511495.8919 | 1501859.1405
6688 | 4423180.477 | 4359625.2761 | 225940.9199 |  |  | 162385.719 | 0 | 279 | 3930921.7209 | 2747929.3547 | 192629.1176 |  |  | 511495.8919 | 1501859.1405
6689 | 4378435.359 | 3686662.9852 | 30415.1238 |  |  | 0 | 661357.25 | 279 | 3930921.7209 | 2747929.3547 | 192629.1176 |  |  | 511495.8919 | 1501859.1405
6690 | 4339447.101 | 2955182.2341 | 0 |  |  | 0 | 1384264.8669 | 279 | 3930921.7209 | 2747929.3547 | 192629.1176 |  |  | 511495.8919 | 1501859.1405
6691 | 3997116.578 | 3306292.9946 | 0 |  |  | 0 | 690823.5834 | 279 | 3930921.7209 | 2747929.3547 | 192629.1176 |  |  | 511495.8919 | 1501859.1405
6692 | 3715374.394 | 4008514.5156 | 0 |  |  | 293140.1216 | 0 | 279 | 3930921.7209 | 2747929.3547 | 192629.1176 |  |  | 511495.8919 | 1501859.1405
6693 | 3444758.736 | 4886291.4168 | 0 |  |  | 1441532.6808 | 0 | 279 | 3930921.7209 | 2747929.3547 | 192629.1176 |  |  | 511495.8919 | 1501859.1405
6694 | 3177551.535 | 5617772.1679 | 0 |  |  | 2440220.6329 | 0 | 279 | 3930921.7209 | 2747929.3547 | 192629.1176 |  |  | 511495.8919 | 1501859.1405
6695 | 2948948.851 | 5412957.5576 | 0 |  |  | 2464008.7066 | 0 | 279 | 3930921.7209 | 2747929.3547 | 192629.1176 |  |  | 511495.8919 | 1501859.1405
6696 | 2857995.31 | 4418143.7362 | 0 |  |  | 1560148.4262 | 0 | 279 | 3930921.7209 | 2747929.3547 | 192629.1176 |  |  | 511495.8919 | 1501859.1405
6697 | 2818210.415 | 3159996.8444 | 0 |  |  | 341786.4294 | 0 | 280 | 3506369.5371 | 2368778.4987 | 72779.0463 |  |  | 193359.5778 | 1258171.5699
6698 | 2823109.985 | 2165183.023 | 0 |  |  | 0 | 657926.962 | 280 | 3506369.5371 | 2368778.4987 | 72779.0463 |  |  | 193359.5778 | 1258171.5699
6699 | 2831140.963 | 1638516.8823 | 0 |  |  | 0 | 1192624.0807 | 280 | 3506369.5371 | 2368778.4987 | 72779.0463 |  |  | 193359.5778 | 1258171.5699
6700 | 2871511.744 | 1287406.1218 | 0 |  |  | 0 | 1584105.6222 | 280 | 3506369.5371 | 2368778.4987 | 72779.0463 |  |  | 193359.5778 | 1258171.5699
6701 | 3019148.736 | 1199628.4317 | 0 |  |  | 0 | 1819520.3043 | 280 | 3506369.5371 | 2368778.4987 | 72779.0463 |  |  | 193359.5778 | 1258171.5699
6702 | 3275969.541 | 1404443.042 | 0 |  |  | 0 | 1871526.499 | 280 | 3506369.5371 | 2368778.4987 | 72779.0463 |  |  | 193359.5778 | 1258171.5699
6703 | 3567253.182 | 1843331.4926 | 8690.0354 |  |  | 0 | 1715231.654 | 280 | 3506369.5371 | 2368778.4987 | 72779.0463 |  |  | 193359.5778 | 1258171.5699
6704 | 3798710.566 | 1726294.5724 | 45622.6858 |  |  | 0 | 2026793.3078 | 280 | 3506369.5371 | 2368778.4987 | 72779.0463 |  |  | 193359.5778 | 1258171.5699
6705 | 3960879.805 | 1667776.1123 | 82555.3361 |  |  | 0 | 2210548.3565 | 280 | 3506369.5371 | 2368778.4987 | 72779.0463 |  |  | 193359.5778 | 1258171.5699
6706 | 3989738.391 | 3364811.4547 | 121660.4953 |  |  | 0 | 503266.4409 | 280 | 3506369.5371 | 2368778.4987 | 72779.0463 |  |  | 193359.5778 | 1258171.5699
6707 | 3957354.254 | 4154810.6658 | 373671.5214 |  |  | 571127.9332 | 0 | 280 | 3506369.5371 | 2368778.4987 | 72779.0463 |  |  | 193359.5778 | 1258171.5699
6708 | 3870085.243 | 4535180.6563 | 543127.2114 |  |  | 1208222.6247 | 0 | 280 | 3506369.5371 | 2368778.4987 | 72779.0463 |  |  | 193359.5778 | 1258171.5699
6709 | 3831474.883 | 4622958.3465 | 230285.9376 |  |  | 1021769.4011 | 0 | 280 | 3506369.5371 | 2368778.4987 | 72779.0463 |  |  | 193359.5778 | 1258171.5699
6710 | 3812253.772 | 4564439.8864 | 123833.0042 |  |  | 876019.1186 | 0 | 280 | 3506369.5371 | 2368778.4987 | 72779.0463 |  |  | 193359.5778 | 1258171.5699
6711 | 3877978.097 | 4388884.5061 | 110797.9511 |  |  | 621704.3603 | 0 | 280 | 3506369.5371 | 2368778.4987 | 72779.0463 |  |  | 193359.5778 | 1258171.5699
6712 | 4137922 | 3686662.9852 | 93417.8804 |  |  | 0 | 357841.1345 | 280 | 3506369.5371 | 2368778.4987 | 72779.0463 |  |  | 193359.5778 | 1258171.5699
6713 | 4204824.446 | 2896663.774 | 13035.0531 |  |  | 0 | 1295125.6189 | 280 | 3506369.5371 | 2368778.4987 | 72779.0463 |  |  | 193359.5778 | 1258171.5699
6714 | 4036436.849 | 2048146.1029 | 0 |  |  | 0 | 1988290.7461 | 280 | 3506369.5371 | 2368778.4987 | 72779.0463 |  |  | 193359.5778 | 1258171.5699
6715 | 3746476.571 | 1638516.8823 | 0 |  |  | 0 | 2107959.6887 | 280 | 3506369.5371 | 2368778.4987 | 72779.0463 |  |  | 193359.5778 | 1258171.5699
6716 | 3509737.799 | 1433702.272 | 0 |  |  | 0 | 2076035.527 | 280 | 3506369.5371 | 2368778.4987 | 72779.0463 |  |  | 193359.5778 | 1258171.5699
6717 | 3301292.042 | 1170369.2016 | 0 |  |  | 0 | 2130922.8404 | 280 | 3506369.5371 | 2368778.4987 | 72779.0463 |  |  | 193359.5778 | 1258171.5699
6718 | 3107762.873 | 965554.5913 | 0 |  |  | 0 | 2142208.2817 | 280 | 3506369.5371 | 2368778.4987 | 72779.0463 |  |  | 193359.5778 | 1258171.5699
6719 | 2912568.859 | 760739.9811 | 0 |  |  | 0 | 2151828.8779 | 280 | 3506369.5371 | 2368778.4987 | 72779.0463 |  |  | 193359.5778 | 1258171.5699
6720 | 2891027.875 | 526666.1407 | 0 |  |  | 0 | 2364361.7343 | 280 | 3506369.5371 | 2368778.4987 | 72779.0463 |  |  | 193359.5778 | 1258171.5699
6721 | 2852821.943 | 351110.7605 | 0 |  |  | 0 | 2501711.1825 | 281 | 3411452.539 | 3575721.7379 | 363804.7104 |  |  | 1485911.1091 | 957837.1998
6722 | 2871327.372 | 234073.8403 | 0 |  |  | 0 | 2637253.5317 | 281 | 3411452.539 | 3575721.7379 | 363804.7104 |  |  | 1485911.1091 | 957837.1998
6723 | 2848047.528 | 263333.0704 | 0 |  |  | 0 | 2584714.4576 | 281 | 3411452.539 | 3575721.7379 | 363804.7104 |  |  | 1485911.1091 | 957837.1998
6724 | 2906122.154 | 204814.6103 | 0 |  |  | 0 | 2701307.5437 | 281 | 3411452.539 | 3575721.7379 | 363804.7104 |  |  | 1485911.1091 | 957837.1998
6725 | 2958649.564 | 234073.8403 | 0 |  |  | 0 | 2724575.7237 | 281 | 3411452.539 | 3575721.7379 | 363804.7104 |  |  | 1485911.1091 | 957837.1998
6726 | 3106192.614 | 438888.4506 | 0 |  |  | 0 | 2667304.1634 | 281 | 3411452.539 | 3575721.7379 | 363804.7104 |  |  | 1485911.1091 | 957837.1998
6727 | 3375824.707 | 702221.521 | 130350.5307 |  |  | 0 | 2543252.6553 | 281 | 3411452.539 | 3575721.7379 | 363804.7104 |  |  | 1485911.1091 | 957837.1998
6728 | 3612205.11 | 848517.6712 | 619165.021 |  |  | 0 | 2144522.4178 | 281 | 3411452.539 | 3575721.7379 | 363804.7104 |  |  | 1485911.1091 | 957837.1998
6729 | 3743094.13 | 555925.3708 | 1151429.6881 |  |  | 0 | 2035739.0711 | 281 | 3411452.539 | 3575721.7379 | 363804.7104 |  |  | 1485911.1091 | 957837.1998
6730 | 3721710.255 | 1814072.2625 | 1459925.9442 |  |  | 0 | 447712.0483 | 281 | 3411452.539 | 3575721.7379 | 363804.7104 |  |  | 1485911.1091 | 957837.1998
6731 | 3664612.86 | 2516293.7835 | 1607656.5457 |  |  | 459337.4692 | 0 | 281 | 3411452.539 | 3575721.7379 | 363804.7104 |  |  | 1485911.1091 | 957837.1998
6732 | 3644296.722 | 3101478.3843 | 1592448.9837 |  |  | 1049630.6461 | 0 | 281 | 3411452.539 | 3575721.7379 | 363804.7104 |  |  | 1485911.1091 | 957837.1998
6733 | 3616620.304 | 3862218.3654 | 1220949.9712 |  |  | 1466548.0326 | 0 | 281 | 3411452.539 | 3575721.7379 | 363804.7104 |  |  | 1485911.1091 | 957837.1998
6734 | 3625468.598 | 4798513.7267 | 621337.5298 |  |  | 1794382.6585 | 0 | 281 | 3411452.539 | 3575721.7379 | 363804.7104 |  |  | 1485911.1091 | 957837.1998
6735 | 3659253.293 | 5998142.1584 | 212905.8669 |  |  | 2551794.7322 | 0 | 281 | 3411452.539 | 3575721.7379 | 363804.7104 |  |  | 1485911.1091 | 957837.1998
6736 | 4003389.84 | 7431844.4304 | 102107.9157 |  |  | 3530562.5061 | 0 | 281 | 3411452.539 | 3575721.7379 | 363804.7104 |  |  | 1485911.1091 | 957837.1998
6737 | 4107203.155 | 8660732.0921 | 13035.0531 |  |  | 4566563.9902 | 0 | 281 | 3411452.539 | 3575721.7379 | 363804.7104 |  |  | 1485911.1091 | 957837.1998
6738 | 4071507.983 | 7109992.8999 | 0 |  |  | 3038484.9169 | 0 | 281 | 3411452.539 | 3575721.7379 | 363804.7104 |  |  | 1485911.1091 | 957837.1998
6739 | 3822520.211 | 6729622.9094 | 0 |  |  | 2907102.6984 | 0 | 281 | 3411452.539 | 3575721.7379 | 363804.7104 |  |  | 1485911.1091 | 957837.1998
6740 | 3578907.67 | 6085919.8485 | 0 |  |  | 2507012.1785 | 0 | 281 | 3411452.539 | 3575721.7379 | 363804.7104 |  |  | 1485911.1091 | 957837.1998
6741 | 3285965.697 | 5471476.0176 | 0 |  |  | 2185510.3206 | 0 | 281 | 3411452.539 | 3575721.7379 | 363804.7104 |  |  | 1485911.1091 | 957837.1998
6742 | 3051915.592 | 5764068.3181 | 0 |  |  | 2712152.7261 | 0 | 281 | 3411452.539 | 3575721.7379 | 363804.7104 |  |  | 1485911.1091 | 957837.1998
6743 | 2916522.482 | 6173697.5386 | 0 |  |  | 3257175.0566 | 0 | 281 | 3411452.539 | 3575721.7379 | 363804.7104 |  |  | 1485911.1091 | 957837.1998
6744 | 2830681.152 | 6466289.839 | 0 |  |  | 3635608.687 | 0 | 281 | 3411452.539 | 3575721.7379 | 363804.7104 |  |  | 1485911.1091 | 957837.1998
6745 | 2808772.696 | 6612585.9892 | 0 |  |  | 3803813.2932 | 0 | 282 | 4027793.614 | 5334932.9441 | 212181.6972 |  |  | 2044128.1856 | 524807.1583
6746 | 2821377.861 | 6758882.1394 | 0 |  |  | 3937504.2784 | 0 | 282 | 4027793.614 | 5334932.9441 | 212181.6972 |  |  | 2044128.1856 | 524807.1583
6747 | 2886268.709 | 6992955.9798 | 0 |  |  | 4106687.2708 | 0 | 282 | 4027793.614 | 5334932.9441 | 212181.6972 |  |  | 2044128.1856 | 524807.1583
6748 | 3164672.37 | 6144438.3086 | 0 |  |  | 2979765.9386 | 0 | 282 | 4027793.614 | 5334932.9441 | 212181.6972 |  |  | 2044128.1856 | 524807.1583
6749 | 3883048.989 | 5003328.337 | 0 |  |  | 1120279.348 | 0 | 282 | 4027793.614 | 5334932.9441 | 212181.6972 |  |  | 2044128.1856 | 524807.1583
6750 | 4518245.952 | 4359625.2761 | 0 |  |  | 0 | 158620.6759 | 282 | 4027793.614 | 5334932.9441 | 212181.6972 |  |  | 2044128.1856 | 524807.1583
6751 | 4705757.892 | 3862218.3654 | 28242.615 |  |  | 0 | 815296.9116 | 282 | 4027793.614 | 5334932.9441 | 212181.6972 |  |  | 2044128.1856 | 524807.1583
6752 | 4724294.017 | 3686662.9852 | 245493.4995 |  |  | 0 | 792137.5323 | 282 | 4027793.614 | 5334932.9441 | 212181.6972 |  |  | 2044128.1856 | 524807.1583
6753 | 4787660.637 | 4242588.3559 | 514884.5964 |  |  | 0 | 30187.6847 | 282 | 4027793.614 | 5334932.9441 | 212181.6972 |  |  | 2044128.1856 | 524807.1583
6754 | 4761942.883 | 5208142.9473 | 703892.8659 |  |  | 1150092.9302 | 0 | 282 | 4027793.614 | 5334932.9441 | 212181.6972 |  |  | 2044128.1856 | 524807.1583
6755 | 4644326.18 | 6466289.839 | 723445.4455 |  |  | 2545409.1046 | 0 | 282 | 4027793.614 | 5334932.9441 | 212181.6972 |  |  | 2044128.1856 | 524807.1583
6756 | 4651680.987 | 7519622.1205 | 740825.5163 |  |  | 3608766.6498 | 0 | 282 | 4027793.614 | 5334932.9441 | 212181.6972 |  |  | 2044128.1856 | 524807.1583
6757 | 4517767.859 | 8660732.0921 | 840760.9232 |  |  | 4983725.1563 | 0 | 282 | 4027793.614 | 5334932.9441 | 212181.6972 |  |  | 2044128.1856 | 524807.1583
6758 | 4386277.548 | 9567768.2234 | 790793.2198 |  |  | 5972283.8951 | 0 | 282 | 4027793.614 | 5334932.9441 | 212181.6972 |  |  | 2044128.1856 | 524807.1583
6759 | 4365156.652 | 10152952.8242 | 388879.0833 |  |  | 6176675.2555 | 0 | 282 | 4027793.614 | 5334932.9441 | 212181.6972 |  |  | 2044128.1856 | 524807.1583
6760 | 4610228.194 | 9509249.7633 | 106452.9334 |  |  | 5005474.5027 | 0 | 282 | 4027793.614 | 5334932.9441 | 212181.6972 |  |  | 2044128.1856 | 524807.1583
6761 | 4646312.817 | 7929251.3411 | 8690.0354 |  |  | 3291628.5595 | 0 | 282 | 4027793.614 | 5334932.9441 | 212181.6972 |  |  | 2044128.1856 | 524807.1583
6762 | 4597098.835 | 4974069.107 | 0 |  |  | 376970.272 | 0 | 282 | 4027793.614 | 5334932.9441 | 212181.6972 |  |  | 2044128.1856 | 524807.1583
6763 | 4275204.554 | 3511107.6049 | 0 |  |  | 0 | 764096.9491 | 282 | 4027793.614 | 5334932.9441 | 212181.6972 |  |  | 2044128.1856 | 524807.1583
6764 | 3952719.859 | 2545553.0136 | 0 |  |  | 0 | 1407166.8454 | 282 | 4027793.614 | 5334932.9441 | 212181.6972 |  |  | 2044128.1856 | 524807.1583
6765 | 3609921.329 | 1697035.3424 | 0 |  |  | 0 | 1912885.9866 | 282 | 4027793.614 | 5334932.9441 | 212181.6972 |  |  | 2044128.1856 | 524807.1583
6766 | 3282803.281 | 1141109.9716 | 0 |  |  | 0 | 2141693.3094 | 282 | 4027793.614 | 5334932.9441 | 212181.6972 |  |  | 2044128.1856 | 524807.1583
6767 | 3088323.187 | 848517.6712 | 0 |  |  | 0 | 2239805.5158 | 282 | 4027793.614 | 5334932.9441 | 212181.6972 |  |  | 2044128.1856 | 524807.1583
6768 | 2977183.449 | 643703.0609 | 0 |  |  | 0 | 2333480.3881 | 282 | 4027793.614 | 5334932.9441 | 212181.6972 |  |  | 2044128.1856 | 524807.1583
6769 | 2939309.419 | 497406.9107 | 0 |  |  | 0 | 2441902.5083 | 283 | 4133657.9531 | 4130427.9741 | 401371.0092 |  |  | 1276711.4801 | 878570.4499
6770 | 2940227.318 | 409629.2206 | 0 |  |  | 0 | 2530598.0974 | 283 | 4133657.9531 | 4130427.9741 | 401371.0092 |  |  | 1276711.4801 | 878570.4499
6771 | 3028045.133 | 468147.6807 | 0 |  |  | 0 | 2559897.4523 | 283 | 4133657.9531 | 4130427.9741 | 401371.0092 |  |  | 1276711.4801 | 878570.4499
6772 | 3282687.272 | 585184.6008 | 0 |  |  | 0 | 2697502.6712 | 283 | 4133657.9531 | 4130427.9741 | 401371.0092 |  |  | 1276711.4801 | 878570.4499
6773 | 3931771.915 | 1111850.7416 | 0 |  |  | 0 | 2819921.1734 | 283 | 4133657.9531 | 4130427.9741 | 401371.0092 |  |  | 1276711.4801 | 878570.4499
6774 | 4564537.471 | 2048146.1029 | 0 |  |  | 0 | 2516391.3681 | 283 | 4133657.9531 | 4130427.9741 | 401371.0092 |  |  | 1276711.4801 | 878570.4499
6775 | 4726899.399 | 2984441.4642 | 121660.4953 |  |  | 0 | 1620797.4395 | 283 | 4133657.9531 | 4130427.9741 | 401371.0092 |  |  | 1276711.4801 | 878570.4499
6776 | 4748728.293 | 3189256.0745 | 569197.3175 |  |  | 0 | 990274.901 | 283 | 4133657.9531 | 4130427.9741 | 401371.0092 |  |  | 1276711.4801 | 878570.4499
6777 | 4812532.394 | 3101478.3843 | 1040631.737 |  |  | 0 | 670422.2727 | 283 | 4133657.9531 | 4130427.9741 | 401371.0092 |  |  | 1276711.4801 | 878570.4499
6778 | 4784069.887 | 5266661.4074 | 1197052.3739 |  |  | 1679643.8942 | 0 | 283 | 4133657.9531 | 4130427.9741 | 401371.0092 |  |  | 1276711.4801 | 878570.4499
6779 | 4654725.825 | 7109992.8999 | 1466443.4707 |  |  | 3921710.5456 | 0 | 283 | 4133657.9531 | 4130427.9741 | 401371.0092 |  |  | 1276711.4801 | 878570.4499
6780 | 4674502.032 | 8543695.1719 | 1533791.2449 |  |  | 5402984.3849 | 0 | 283 | 4133657.9531 | 4130427.9741 | 401371.0092 |  |  | 1276711.4801 | 878570.4499
6781 | 4599085.196 | 9041102.0826 | 1299160.2896 |  |  | 5741177.1762 | 0 | 283 | 4133657.9531 | 4130427.9741 | 401371.0092 |  |  | 1276711.4801 | 878570.4499
6782 | 4641584.941 | 8397399.0217 | 1134049.6173 |  |  | 4889863.6981 | 0 | 283 | 4133657.9531 | 4130427.9741 | 401371.0092 |  |  | 1276711.4801 | 878570.4499
6783 | 4736823.771 | 7344066.7403 | 849450.9586 |  |  | 3456693.9279 | 0 | 283 | 4133657.9531 | 4130427.9741 | 401371.0092 |  |  | 1276711.4801 | 878570.4499
6784 | 4974930.265 | 7431844.4304 | 399741.6276 |  |  | 2856655.793 | 0 | 283 | 4133657.9531 | 4130427.9741 | 401371.0092 |  |  | 1276711.4801 | 878570.4499
6785 | 4959442.969 | 7168511.36 | 21725.0885 |  |  | 2230793.4795 | 0 | 283 | 4133657.9531 | 4130427.9741 | 401371.0092 |  |  | 1276711.4801 | 878570.4499
6786 | 4775849.554 | 5237402.1773 | 0 |  |  | 461552.6233 | 0 | 283 | 4133657.9531 | 4130427.9741 | 401371.0092 |  |  | 1276711.4801 | 878570.4499
6787 | 4499989.386 | 4096292.2057 | 0 |  |  | 0 | 403697.1803 | 283 | 4133657.9531 | 4130427.9741 | 401371.0092 |  |  | 1276711.4801 | 878570.4499
6788 | 4072530.953 | 3569626.065 | 0 |  |  | 0 | 502904.888 | 283 | 4133657.9531 | 4130427.9741 | 401371.0092 |  |  | 1276711.4801 | 878570.4499
6789 | 3588420.55 | 3189256.0745 | 0 |  |  | 0 | 399164.4755 | 283 | 4133657.9531 | 4130427.9741 | 401371.0092 |  |  | 1276711.4801 | 878570.4499
6790 | 3265584.111 | 2838145.314 | 0 |  |  | 0 | 427438.797 | 283 | 4133657.9531 | 4130427.9741 | 401371.0092 |  |  | 1276711.4801 | 878570.4499
6791 | 3055481.309 | 2721108.3938 | 0 |  |  | 0 | 334372.9152 | 283 | 4133657.9531 | 4130427.9741 | 401371.0092 |  |  | 1276711.4801 | 878570.4499
6792 | 2950031.512 | 2779626.8539 | 0 |  |  | 0 | 170404.6581 | 283 | 4133657.9531 | 4130427.9741 | 401371.0092 |  |  | 1276711.4801 | 878570.4499
6793 | 2896689.106 | 3072219.1543 | 0 |  |  | 175530.0483 | 0 | 284 | 4171102.6287 | 7330656.2598 | 389060.1257 |  |  | 4396032.6869 | 847418.93
6794 | 2893590.987 | 3189256.0745 | 0 |  |  | 295665.0875 | 0 | 284 | 4171102.6287 | 7330656.2598 | 389060.1257 |  |  | 4396032.6869 | 847418.93
6795 | 2968589.397 | 3101478.3843 | 0 |  |  | 132888.9873 | 0 | 284 | 4171102.6287 | 7330656.2598 | 389060.1257 |  |  | 4396032.6869 | 847418.93
6796 | 3225256.84 | 2925923.0041 | 0 |  |  | 0 | 299333.8359 | 284 | 4171102.6287 | 7330656.2598 | 389060.1257 |  |  | 4396032.6869 | 847418.93
6797 | 3873441.439 | 2399256.8634 | 0 |  |  | 0 | 1474184.5756 | 284 | 4171102.6287 | 7330656.2598 | 389060.1257 |  |  | 4396032.6869 | 847418.93
6798 | 4545329.596 | 1697035.3424 | 0 |  |  | 0 | 2848294.2536 | 284 | 4171102.6287 | 7330656.2598 | 389060.1257 |  |  | 4396032.6869 | 847418.93
6799 | 4844548.983 | 1082591.5115 | 130350.5307 |  |  | 0 | 3631606.9408 | 284 | 4171102.6287 | 7330656.2598 | 389060.1257 |  |  | 4396032.6869 | 847418.93
6800 | 4778805.631 | 702221.521 | 621337.5298 |  |  | 0 | 3455246.5802 | 284 | 4171102.6287 | 7330656.2598 | 389060.1257 |  |  | 4396032.6869 | 847418.93
6801 | 4897117.937 | 526666.1407 | 1103634.4935 |  |  | 0 | 3266817.3028 | 284 | 4171102.6287 | 7330656.2598 | 389060.1257 |  |  | 4396032.6869 | 847418.93
6802 | 4810041.182 | 468147.6807 | 1464270.9619 |  |  | 0 | 2877622.5395 | 284 | 4171102.6287 | 7330656.2598 | 389060.1257 |  |  | 4396032.6869 | 847418.93
6803 | 4853001.981 | 1141109.9716 | 1655451.7403 |  |  | 0 | 2056440.2691 | 284 | 4171102.6287 | 7330656.2598 | 389060.1257 |  |  | 4396032.6869 | 847418.93
6804 | 4739015.556 | 2633330.7037 | 1677176.8287 |  |  | 0 | 428508.0236 | 284 | 4171102.6287 | 7330656.2598 | 389060.1257 |  |  | 4396032.6869 | 847418.93
6805 | 4729657.387 | 4476662.1963 | 1340437.9577 |  |  | 1087442.7669 | 0 | 284 | 4171102.6287 | 7330656.2598 | 389060.1257 |  |  | 4396032.6869 | 847418.93
6806 | 4607055.289 | 6437030.609 | 740825.5163 |  |  | 2570800.8363 | 0 | 284 | 4171102.6287 | 7330656.2598 | 389060.1257 |  |  | 4396032.6869 | 847418.93
6807 | 4617485.362 | 7987769.8012 | 410604.1718 |  |  | 3780888.611 | 0 | 284 | 4171102.6287 | 7330656.2598 | 389060.1257 |  |  | 4396032.6869 | 847418.93
6808 | 4907672.184 | 9041102.0826 | 184663.2519 |  |  | 4318093.1505 | 0 | 284 | 4171102.6287 | 7330656.2598 | 389060.1257 |  |  | 4396032.6869 | 847418.93
6809 | 4930652.711 | 8251102.8715 | 8690.0354 |  |  | 3329140.1959 | 0 | 284 | 4171102.6287 | 7330656.2598 | 389060.1257 |  |  | 4396032.6869 | 847418.93
6810 | 4732594.298 | 9333694.383 | 0 |  |  | 4601100.085 | 0 | 284 | 4171102.6287 | 7330656.2598 | 389060.1257 |  |  | 4396032.6869 | 847418.93
6811 | 4407746.493 | 13400727.3587 | 0 |  |  | 8992980.8657 | 0 | 284 | 4171102.6287 | 7330656.2598 | 389060.1257 |  |  | 4396032.6869 | 847418.93
6812 | 4159438.736 | 16502205.7431 | 0 |  |  | 12342767.0071 | 0 | 284 | 4171102.6287 | 7330656.2598 | 389060.1257 |  |  | 4396032.6869 | 847418.93
6813 | 3802173.391 | 18374796.4657 | 0 |  |  | 14572623.0747 | 0 | 284 | 4171102.6287 | 7330656.2598 | 389060.1257 |  |  | 4396032.6869 | 847418.93
6814 | 3492447.275 | 19720721.0476 | 0 |  |  | 16228273.7726 | 0 | 284 | 4171102.6287 | 7330656.2598 | 389060.1257 |  |  | 4396032.6869 | 847418.93
6815 | 3227892.955 | 20042572.578 | 0 |  |  | 16814679.623 | 0 | 284 | 4171102.6287 | 7330656.2598 | 389060.1257 |  |  | 4396032.6869 | 847418.93
6816 | 3166218.373 | 19428128.7472 | 0 |  |  | 16261910.3742 | 0 | 284 | 4171102.6287 | 7330656.2598 | 389060.1257 |  |  | 4396032.6869 | 847418.93
6817 | 3103513.043 | 18667388.7661 | 0 |  |  | 15563875.7231 | 0 | 285 | 4288674.1872 | 15863379.2205 | 381003.7388 |  |  | 11955708.772 | 0
6818 | 3115491.285 | 18082204.1653 | 0 |  |  | 14966712.8803 | 0 | 285 | 4288674.1872 | 15863379.2205 | 381003.7388 |  |  | 11955708.772 | 0
6819 | 3214444.541 | 17643315.7147 | 0 |  |  | 14428871.1737 | 0 | 285 | 4288674.1872 | 15863379.2205 | 381003.7388 |  |  | 11955708.772 | 0
6820 | 3491396.538 | 16502205.7431 | 0 |  |  | 13010809.2051 | 0 | 285 | 4288674.1872 | 15863379.2205 | 381003.7388 |  |  | 11955708.772 | 0
6821 | 4054215.769 | 14775911.1707 | 0 |  |  | 10721695.4017 | 0 | 285 | 4288674.1872 | 15863379.2205 | 381003.7388 |  |  | 11955708.772 | 0
6822 | 4675145 | 13459245.8188 | 0 |  |  | 8784100.8188 | 0 | 285 | 4288674.1872 | 15863379.2205 | 381003.7388 |  |  | 11955708.772 | 0
6823 | 4957965.425 | 12991098.1382 | 56485.23 |  |  | 8089617.9431 | 0 | 285 | 4288674.1872 | 15863379.2205 | 381003.7388 |  |  | 11955708.772 | 0
6824 | 4991242.765 | 12493691.2275 | 373671.5214 |  |  | 7876119.9839 | 0 | 285 | 4288674.1872 | 15863379.2205 | 381003.7388 |  |  | 11955708.772 | 0
6825 | 4974270.957 | 14219985.7999 | 903763.6797 |  |  | 10149478.5226 | 0 | 285 | 4288674.1872 | 15863379.2205 | 381003.7388 |  |  | 11955708.772 | 0
6826 | 5018692.462 | 16794798.0435 | 1353473.0107 |  |  | 13129578.5922 | 0 | 285 | 4288674.1872 | 15863379.2205 | 381003.7388 |  |  | 11955708.772 | 0
6827 | 5044661.452 | 17643315.7147 | 1546826.298 |  |  | 14145480.5606 | 0 | 285 | 4288674.1872 | 15863379.2205 | 381003.7388 |  |  | 11955708.772 | 0
6828 | 5012510.224 | 17467760.3344 | 1559861.3511 |  |  | 14015111.4615 | 0 | 285 | 4288674.1872 | 15863379.2205 | 381003.7388 |  |  | 11955708.772 | 0
6829 | 4988945.664 | 17028871.8838 | 1403440.7142 |  |  | 13443366.934 | 0 | 285 | 4288674.1872 | 15863379.2205 | 381003.7388 |  |  | 11955708.772 | 0
6830 | 4729035.073 | 16560724.2031 | 984146.507 |  |  | 12815835.6372 | 0 | 285 | 4288674.1872 | 15863379.2205 | 381003.7388 |  |  | 11955708.772 | 0
6831 | 4775758.936 | 15975539.6023 | 590922.406 |  |  | 11790703.0723 | 0 | 285 | 4288674.1872 | 15863379.2205 | 381003.7388 |  |  | 11955708.772 | 0
6832 | 4890567.868 | 15390355.0015 | 354118.9418 |  |  | 10853906.0753 | 0 | 285 | 4288674.1872 | 15863379.2205 | 381003.7388 |  |  | 11955708.772 | 0
6833 | 4940063.12 | 14863688.8608 | 17380.0708 |  |  | 9941005.8115 | 0 | 285 | 4288674.1872 | 15863379.2205 | 381003.7388 |  |  | 11955708.772 | 0
6834 | 4799966.057 | 13283690.4386 | 0 |  |  | 8483724.3816 | 0 | 285 | 4288674.1872 | 15863379.2205 | 381003.7388 |  |  | 11955708.772 | 0
6835 | 4456070.214 | 13049616.5982 | 0 |  |  | 8593546.3842 | 0 | 285 | 4288674.1872 | 15863379.2205 | 381003.7388 |  |  | 11955708.772 | 0
6836 | 4138576.879 | 14512578.1003 | 0 |  |  | 10374001.2213 | 0 | 285 | 4288674.1872 | 15863379.2205 | 381003.7388 |  |  | 11955708.772 | 0
6837 | 3833753.876 | 16063317.2925 | 0 |  |  | 12229563.4165 | 0 | 285 | 4288674.1872 | 15863379.2205 | 381003.7388 |  |  | 11955708.772 | 0
6838 | 3496361.26 | 17116649.5739 | 0 |  |  | 13620288.3139 | 0 | 285 | 4288674.1872 | 15863379.2205 | 381003.7388 |  |  | 11955708.772 | 0
6839 | 3184522.345 | 17731093.4048 | 0 |  |  | 14546571.0598 | 0 | 285 | 4288674.1872 | 15863379.2205 | 381003.7388 |  |  | 11955708.772 | 0
6840 | 3041009.741 | 18404055.6957 | 0 |  |  | 15363045.9547 | 0 | 285 | 4288674.1872 | 15863379.2205 | 381003.7388 |  |  | 11955708.772 | 0
6841 | 3087098.624 | 19281832.5969 | 0 |  |  | 16194733.9729 | 0 | 286 | 4036116.4156 | 13387316.8783 | 39376.7228 |  |  | 9390577.1855 | 0
6842 | 2978596.214 | 20247387.1883 | 0 |  |  | 17268790.9743 | 0 | 286 | 4036116.4156 | 13387316.8783 | 39376.7228 |  |  | 9390577.1855 | 0
6843 | 3034646.924 | 20978867.9393 | 0 |  |  | 17944221.0153 | 0 | 286 | 4036116.4156 | 13387316.8783 | 39376.7228 |  |  | 9390577.1855 | 0
6844 | 3535223.474 | 21300719.4698 | 0 |  |  | 17765495.9958 | 0 | 286 | 4036116.4156 | 13387316.8783 | 39376.7228 |  |  | 9390577.1855 | 0
6845 | 3944890.016 | 20832571.7891 | 0 |  |  | 16887681.7731 | 0 | 286 | 4036116.4156 | 13387316.8783 | 39376.7228 |  |  | 9390577.1855 | 0
6846 | 4550688.258 | 19632943.3574 | 0 |  |  | 15082255.0994 | 0 | 286 | 4036116.4156 | 13387316.8783 | 39376.7228 |  |  | 9390577.1855 | 0
6847 | 4708451.507 | 18345537.2356 | 8690.0354 |  |  | 13645775.764 | 0 | 286 | 4036116.4156 | 13387316.8783 | 39376.7228 |  |  | 9390577.1855 | 0
6848 | 4705758.721 | 16589983.4332 | 65175.2654 |  |  | 11949399.9776 | 0 | 286 | 4036116.4156 | 13387316.8783 | 39376.7228 |  |  | 9390577.1855 | 0
6849 | 4767771.322 | 16502205.7431 | 123833.0042 |  |  | 11858267.4253 | 0 | 286 | 4036116.4156 | 13387316.8783 | 39376.7228 |  |  | 9390577.1855 | 0
6850 | 4704052.626 | 15565910.3818 | 152075.6192 |  |  | 11013933.3749 | 0 | 286 | 4036116.4156 | 13387316.8783 | 39376.7228 |  |  | 9390577.1855 | 0
6851 | 4588996.336 | 14980725.7809 | 112970.46 |  |  | 10504699.9049 | 0 | 286 | 4036116.4156 | 13387316.8783 | 39376.7228 |  |  | 9390577.1855 | 0
6852 | 4549439.389 | 14337022.72 | 130350.5307 |  |  | 9917933.8618 | 0 | 286 | 4036116.4156 | 13387316.8783 | 39376.7228 |  |  | 9390577.1855 | 0
6853 | 4342803.553 | 13898134.2694 | 152075.6192 |  |  | 9707406.3356 | 0 | 286 | 4036116.4156 | 13387316.8783 | 39376.7228 |  |  | 9390577.1855 | 0
6854 | 4200329.77 | 13488505.0489 | 102107.9157 |  |  | 9390283.1946 | 0 | 286 | 4036116.4156 | 13387316.8783 | 39376.7228 |  |  | 9390577.1855 | 0
6855 | 4241431.135 | 12669246.6077 | 69520.2831 |  |  | 8497335.7558 | 0 | 286 | 4036116.4156 | 13387316.8783 | 39376.7228 |  |  | 9390577.1855 | 0
6856 | 4555482.41 | 12054802.7768 | 28242.615 |  |  | 7527562.9818 | 0 | 286 | 4036116.4156 | 13387316.8783 | 39376.7228 |  |  | 9390577.1855 | 0
6857 | 4733315.055 | 11352581.2559 | 0 |  |  | 6619266.2009 | 0 | 286 | 4036116.4156 | 13387316.8783 | 39376.7228 |  |  | 9390577.1855 | 0
6858 | 4443816.939 | 7695177.5008 | 0 |  |  | 3251360.5618 | 0 | 286 | 4036116.4156 | 13387316.8783 | 39376.7228 |  |  | 9390577.1855 | 0
6859 | 4174168.064 | 5003328.337 | 0 |  |  | 829160.273 | 0 | 286 | 4036116.4156 | 13387316.8783 | 39376.7228 |  |  | 9390577.1855 | 0
6860 | 3858988.302 | 4125551.4358 | 0 |  |  | 266563.1338 | 0 | 286 | 4036116.4156 | 13387316.8783 | 39376.7228 |  |  | 9390577.1855 | 0
6861 | 3567340.533 | 4447402.9662 | 0 |  |  | 880062.4332 | 0 | 286 | 4036116.4156 | 13387316.8783 | 39376.7228 |  |  | 9390577.1855 | 0
6862 | 3377482.669 | 5149624.4872 | 0 |  |  | 1772141.8182 | 0 | 286 | 4036116.4156 | 13387316.8783 | 39376.7228 |  |  | 9390577.1855 | 0
6863 | 3209258.066 | 6173697.5386 | 0 |  |  | 2964439.4726 | 0 | 286 | 4036116.4156 | 13387316.8783 | 39376.7228 |  |  | 9390577.1855 | 0
6864 | 3006764.068 | 6641845.2193 | 0 |  |  | 3635081.1513 | 0 | 286 | 4036116.4156 | 13387316.8783 | 39376.7228 |  |  | 9390577.1855 | 0
6865 | 2812616.975 | 6437030.609 | 0 |  |  | 3624413.634 | 0 | 287 | 3486960.9926 | 5782355.3368 | 84908.8874 |  |  | 2508312.9337 | 128009.7021
6866 | 2809955.321 | 6934437.5197 | 0 |  |  | 4124482.1987 | 0 | 287 | 3486960.9926 | 5782355.3368 | 84908.8874 |  |  | 2508312.9337 | 128009.7021
6867 | 2817747.038 | 7402585.2003 | 0 |  |  | 4584838.1623 | 0 | 287 | 3486960.9926 | 5782355.3368 | 84908.8874 |  |  | 2508312.9337 | 128009.7021
6868 | 2877908.197 | 7314807.5102 | 0 |  |  | 4436899.3132 | 0 | 287 | 3486960.9926 | 5782355.3368 | 84908.8874 |  |  | 2508312.9337 | 128009.7021
6869 | 3087335.961 | 5529994.4777 | 0 |  |  | 2442658.5167 | 0 | 287 | 3486960.9926 | 5782355.3368 | 84908.8874 |  |  | 2508312.9337 | 128009.7021
6870 | 3394893.957 | 3335552.2247 | 0 |  |  | 0 | 59341.7323 | 287 | 3486960.9926 | 5782355.3368 | 84908.8874 |  |  | 2508312.9337 | 128009.7021
6871 | 3633276.624 | 2399256.8634 | 26070.1061 |  |  | 0 | 1207949.6545 | 287 | 3486960.9926 | 5782355.3368 | 84908.8874 |  |  | 2508312.9337 | 128009.7021
6872 | 3853559.422 | 2369997.6333 | 145558.0926 |  |  | 0 | 1338003.696 | 287 | 3486960.9926 | 5782355.3368 | 84908.8874 |  |  | 2508312.9337 | 128009.7021
6873 | 3892201.004 | 3598885.295 | 258528.5526 |  |  | 0 | 34787.1564 | 287 | 3486960.9926 | 5782355.3368 | 84908.8874 |  |  | 2508312.9337 | 128009.7021
6874 | 3905174.97 | 4652217.5765 | 336738.8711 |  |  | 1083781.4776 | 0 | 287 | 3486960.9926 | 5782355.3368 | 84908.8874 |  |  | 2508312.9337 | 128009.7021
6875 | 3802036.444 | 4622958.3465 | 354118.9418 |  |  | 1175040.8443 | 0 | 287 | 3486960.9926 | 5782355.3368 | 84908.8874 |  |  | 2508312.9337 | 128009.7021
6876 | 3780830.932 | 4739995.2666 | 323703.818 |  |  | 1282868.1526 | 0 | 287 | 3486960.9926 | 5782355.3368 | 84908.8874 |  |  | 2508312.9337 | 128009.7021
6877 | 3706101.603 | 5149624.4872 | 258528.5526 |  |  | 1702051.4368 | 0 | 287 | 3486960.9926 | 5782355.3368 | 84908.8874 |  |  | 2508312.9337 | 128009.7021
6878 | 3799446.326 | 5676290.6279 | 191180.7784 |  |  | 2068025.0803 | 0 | 287 | 3486960.9926 | 5782355.3368 | 84908.8874 |  |  | 2508312.9337 | 128009.7021
6879 | 3857352.936 | 7022215.2098 | 112970.46 |  |  | 3277832.7338 | 0 | 287 | 3486960.9926 | 5782355.3368 | 84908.8874 |  |  | 2508312.9337 | 128009.7021
6880 | 4067989.176 | 9538508.9933 | 30415.1238 |  |  | 5500934.9412 | 0 | 287 | 3486960.9926 | 5782355.3368 | 84908.8874 |  |  | 2508312.9337 | 128009.7021
6881 | 4218577.499 | 11615914.3262 | 0 |  |  | 7397336.8272 | 0 | 287 | 3486960.9926 | 5782355.3368 | 84908.8874 |  |  | 2508312.9337 | 128009.7021
6882 | 3970492.036 | 9333694.383 | 0 |  |  | 5363202.347 | 0 | 287 | 3486960.9926 | 5782355.3368 | 84908.8874 |  |  | 2508312.9337 | 128009.7021
6883 | 3741896.372 | 5851846.0082 | 0 |  |  | 2109949.6362 | 0 | 287 | 3486960.9926 | 5782355.3368 | 84908.8874 |  |  | 2508312.9337 | 128009.7021
6884 | 3533628.996 | 3101478.3843 | 0 |  |  | 0 | 432150.6117 | 287 | 3486960.9926 | 5782355.3368 | 84908.8874 |  |  | 2508312.9337 | 128009.7021
6885 | 3298508.734 | 3657403.7551 | 0 |  |  | 358895.0211 | 0 | 287 | 3486960.9926 | 5782355.3368 | 84908.8874 |  |  | 2508312.9337 | 128009.7021
6886 | 3021640.045 | 5588512.9378 | 0 |  |  | 2566872.8928 | 0 | 287 | 3486960.9926 | 5782355.3368 | 84908.8874 |  |  | 2508312.9337 | 128009.7021
6887 | 3020603.247 | 6232215.9987 | 0 |  |  | 3211612.7517 | 0 | 287 | 3486960.9926 | 5782355.3368 | 84908.8874 |  |  | 2508312.9337 | 128009.7021
6888 | 2783290.008 | 6671104.4493 | 0 |  |  | 3887814.4413 | 0 | 287 | 3486960.9926 | 5782355.3368 | 84908.8874 |  |  | 2508312.9337 | 128009.7021
6889 | 2596936.714 | 6524808.2991 | 0 |  |  | 3927871.5851 | 0 | 288 | 3375543.9073 | 7648850.3865 | 243320.9907 |  |  | 4516627.4699 | 0
6890 | 2554020.117 | 5529994.4777 | 0 |  |  | 2975974.3607 | 0 | 288 | 3375543.9073 | 7648850.3865 | 243320.9907 |  |  | 4516627.4699 | 0
6891 | 2566424.592 | 4622958.3465 | 0 |  |  | 2056533.7545 | 0 | 288 | 3375543.9073 | 7648850.3865 | 243320.9907 |  |  | 4516627.4699 | 0
6892 | 2632497.592 | 3920736.8255 | 0 |  |  | 1288239.2335 | 0 | 288 | 3375543.9073 | 7648850.3865 | 243320.9907 |  |  | 4516627.4699 | 0
6893 | 2809381.535 | 3949996.0555 | 0 |  |  | 1140614.5205 | 0 | 288 | 3375543.9073 | 7648850.3865 | 243320.9907 |  |  | 4516627.4699 | 0
6894 | 3054387.908 | 4125551.4358 | 0 |  |  | 1071163.5278 | 0 | 288 | 3375543.9073 | 7648850.3865 | 243320.9907 |  |  | 4516627.4699 | 0
6895 | 3333932.793 | 4184069.8958 | 26070.1061 |  |  | 876207.209 | 0 | 288 | 3375543.9073 | 7648850.3865 | 243320.9907 |  |  | 4516627.4699 | 0
6896 | 3571177.173 | 3862218.3654 | 202043.3226 |  |  | 493084.515 | 0 | 288 | 3375543.9073 | 7648850.3865 | 243320.9907 |  |  | 4516627.4699 | 0
6897 | 3685028.708 | 4125551.4358 | 454054.3487 |  |  | 894577.0765 | 0 | 288 | 3375543.9073 | 7648850.3865 | 243320.9907 |  |  | 4516627.4699 | 0
6898 | 3713757.347 | 6232215.9987 | 753860.5694 |  |  | 3272319.2211 | 0 | 288 | 3375543.9073 | 7648850.3865 | 243320.9907 |  |  | 4516627.4699 | 0
6899 | 3710431.147 | 7753695.9608 | 962421.4186 |  |  | 5005686.2324 | 0 | 288 | 3375543.9073 | 7648850.3865 | 243320.9907 |  |  | 4516627.4699 | 0
6900 | 3696006.808 | 9421472.0732 | 1123187.0731 |  |  | 6848652.3383 | 0 | 288 | 3375543.9073 | 7648850.3865 | 243320.9907 |  |  | 4516627.4699 | 0
6901 | 3650864.816 | 11411099.7159 | 973283.9628 |  |  | 8733518.8627 | 0 | 288 | 3375543.9073 | 7648850.3865 | 243320.9907 |  |  | 4516627.4699 | 0
6902 | 3596770.607 | 12522950.4575 | 792965.7286 |  |  | 9719145.5791 | 0 | 288 | 3375543.9073 | 7648850.3865 | 243320.9907 |  |  | 4516627.4699 | 0
6903 | 3628618.811 | 12405913.5373 | 410604.1718 |  |  | 9187898.8981 | 0 | 288 | 3375543.9073 | 7648850.3865 | 243320.9907 |  |  | 4516627.4699 | 0
6904 | 3935283.782 | 11937765.8567 | 141213.075 |  |  | 8143695.1496 | 0 | 288 | 3375543.9073 | 7648850.3865 | 243320.9907 |  |  | 4516627.4699 | 0
6905 | 4152409.615 | 10767396.655 | 0 |  |  | 6614987.04 | 0 | 288 | 3375543.9073 | 7648850.3865 | 243320.9907 |  |  | 4516627.4699 | 0
6906 | 4053202.366 | 7987769.8012 | 0 |  |  | 3934567.4352 | 0 | 288 | 3375543.9073 | 7648850.3865 | 243320.9907 |  |  | 4516627.4699 | 0
6907 | 3882718.96 | 8075547.4913 | 0 |  |  | 4192828.5313 | 0 | 288 | 3375543.9073 | 7648850.3865 | 243320.9907 |  |  | 4516627.4699 | 0
6908 | 3778141.099 | 8748509.7822 | 0 |  |  | 4970368.6832 | 0 | 288 | 3375543.9073 | 7648850.3865 | 243320.9907 |  |  | 4516627.4699 | 0
6909 | 3506168.333 | 8777769.0123 | 0 |  |  | 5271600.6793 | 0 | 288 | 3375543.9073 | 7648850.3865 | 243320.9907 |  |  | 4516627.4699 | 0
6910 | 3027440.024 | 9041102.0826 | 0 |  |  | 6013662.0586 | 0 | 288 | 3375543.9073 | 7648850.3865 | 243320.9907 |  |  | 4516627.4699 | 0
6911 | 3048689.244 | 9011842.8526 | 0 |  |  | 5963153.6086 | 0 | 288 | 3375543.9073 | 7648850.3865 | 243320.9907 |  |  | 4516627.4699 | 0
6912 | 2828763.684 | 8631472.8621 | 0 |  |  | 5802709.1781 | 0 | 288 | 3375543.9073 | 7648850.3865 | 243320.9907 |  |  | 4516627.4699 | 0
6913 | 2734208.709 | 7812214.4209 | 0 |  |  | 5078005.7119 | 0 | 289 | 3958655.1804 | 4874100.071 | 299806.2207 |  |  | 1877137.1666 | 661886.0554
6914 | 2710211.929 | 6817400.5995 | 0 |  |  | 4107188.6705 | 0 | 289 | 3958655.1804 | 4874100.071 | 299806.2207 |  |  | 1877137.1666 | 661886.0554
6915 | 2767175.791 | 5968882.9283 | 0 |  |  | 3201707.1373 | 0 | 289 | 3958655.1804 | 4874100.071 | 299806.2207 |  |  | 1877137.1666 | 661886.0554
6916 | 3009063.297 | 4974069.107 | 0 |  |  | 1965005.81 | 0 | 289 | 3958655.1804 | 4874100.071 | 299806.2207 |  |  | 1877137.1666 | 661886.0554
6917 | 3721813.243 | 3832959.1354 | 0 |  |  | 111145.8924 | 0 | 289 | 3958655.1804 | 4874100.071 | 299806.2207 |  |  | 1877137.1666 | 661886.0554
6918 | 4239573.316 | 2925923.0041 | 0 |  |  | 0 | 1313650.3119 | 289 | 3958655.1804 | 4874100.071 | 299806.2207 |  |  | 1877137.1666 | 661886.0554
6919 | 4504010.197 | 2282219.9432 | 30415.1238 |  |  | 0 | 2191375.13 | 289 | 3958655.1804 | 4874100.071 | 299806.2207 |  |  | 1877137.1666 | 661886.0554
6920 | 4605659.514 | 1872590.7226 | 256356.0438 |  |  | 0 | 2476712.7476 | 289 | 3958655.1804 | 4874100.071 | 299806.2207 |  |  | 1877137.1666 | 661886.0554
6921 | 4683388.299 | 1784813.0325 | 675650.2509 |  |  | 0 | 2222925.0156 | 289 | 3958655.1804 | 4874100.071 | 299806.2207 |  |  | 1877137.1666 | 661886.0554
6922 | 4667199.725 | 3423329.9148 | 992836.5424 |  |  | 0 | 251033.2678 | 289 | 3958655.1804 | 4874100.071 | 299806.2207 |  |  | 1877137.1666 | 661886.0554
6923 | 4599497.323 | 5588512.9378 | 1079736.8962 |  |  | 2068752.511 | 0 | 289 | 3958655.1804 | 4874100.071 | 299806.2207 |  |  | 1877137.1666 | 661886.0554
6924 | 4588119.208 | 7051474.4399 | 1353473.0107 |  |  | 3816828.2426 | 0 | 289 | 3958655.1804 | 4874100.071 | 299806.2207 |  |  | 1877137.1666 | 661886.0554
6925 | 4508961.546 | 8485176.7119 | 1286125.2365 |  |  | 5262340.4024 | 0 | 289 | 3958655.1804 | 4874100.071 | 299806.2207 |  |  | 1877137.1666 | 661886.0554
6926 | 4425471.94 | 9684805.1435 | 886383.609 |  |  | 6145716.8125 | 0 | 289 | 3958655.1804 | 4874100.071 | 299806.2207 |  |  | 1877137.1666 | 661886.0554
6927 | 4303941.632 | 9860360.5238 | 501849.5433 |  |  | 6058268.4351 | 0 | 289 | 3958655.1804 | 4874100.071 | 299806.2207 |  |  | 1877137.1666 | 661886.0554
6928 | 4535288.24 | 8865546.7024 | 132523.0396 |  |  | 4462781.502 | 0 | 289 | 3958655.1804 | 4874100.071 | 299806.2207 |  |  | 1877137.1666 | 661886.0554
6929 | 4669627.722 | 7256289.0501 | 0 |  |  | 2586661.3281 | 0 | 289 | 3958655.1804 | 4874100.071 | 299806.2207 |  |  | 1877137.1666 | 661886.0554
6930 | 4494587.263 | 4681476.8065 | 0 |  |  | 186889.5435 | 0 | 289 | 3958655.1804 | 4874100.071 | 299806.2207 |  |  | 1877137.1666 | 661886.0554
6931 | 4165843.463 | 3774440.6753 | 0 |  |  | 0 | 391402.7877 | 289 | 3958655.1804 | 4874100.071 | 299806.2207 |  |  | 1877137.1666 | 661886.0554
6932 | 3868647.376 | 2925923.0041 | 0 |  |  | 0 | 942724.3719 | 289 | 3958655.1804 | 4874100.071 | 299806.2207 |  |  | 1877137.1666 | 661886.0554
6933 | 3667821.697 | 2282219.9432 | 0 |  |  | 0 | 1385601.7538 | 289 | 3958655.1804 | 4874100.071 | 299806.2207 |  |  | 1877137.1666 | 661886.0554
6934 | 3331964.146 | 1931109.1827 | 0 |  |  | 0 | 1400854.9633 | 289 | 3958655.1804 | 4874100.071 | 299806.2207 |  |  | 1877137.1666 | 661886.0554
6935 | 3164097.724 | 1638516.8823 | 0 |  |  | 0 | 1525580.8417 | 289 | 3958655.1804 | 4874100.071 | 299806.2207 |  |  | 1877137.1666 | 661886.0554
6936 | 3041551.03 | 1258146.8918 | 0 |  |  | 0 | 1783404.1382 | 289 | 3958655.1804 | 4874100.071 | 299806.2207 |  |  | 1877137.1666 | 661886.0554
6937 | 2993794.72 | 936295.3613 | 0 |  |  | 0 | 2057499.3587 | 290 | 4086293.976 | 1405662.1765 | 126548.6402 |  |  | 0 | 2554083.1592
6938 | 2948515.969 | 819258.4411 | 0 |  |  | 0 | 2129257.5279 | 290 | 4086293.976 | 1405662.1765 | 126548.6402 |  |  | 0 | 2554083.1592
6939 | 3020646.029 | 848517.6712 | 0 |  |  | 0 | 2172128.3578 | 290 | 4086293.976 | 1405662.1765 | 126548.6402 |  |  | 0 | 2554083.1592
6940 | 3185582.347 | 555925.3708 | 0 |  |  | 0 | 2629656.9762 | 290 | 4086293.976 | 1405662.1765 | 126548.6402 |  |  | 0 | 2554083.1592
6941 | 3814779.344 | 263333.0704 | 0 |  |  | 0 | 3551446.2736 | 290 | 4086293.976 | 1405662.1765 | 126548.6402 |  |  | 0 | 2554083.1592
6942 | 4431004.476 | 146296.1502 | 0 |  |  | 0 | 4284708.3258 | 290 | 4086293.976 | 1405662.1765 | 126548.6402 |  |  | 0 | 2554083.1592
6943 | 4649144.875 | 292592.3004 | 6517.5265 |  |  | 0 | 4350035.0481 | 290 | 4086293.976 | 1405662.1765 | 126548.6402 |  |  | 0 | 2554083.1592
6944 | 4687983.366 | 643703.0609 | 67347.7742 |  |  | 0 | 3976932.5309 | 290 | 4086293.976 | 1405662.1765 | 126548.6402 |  |  | 0 | 2554083.1592
6945 | 4783035.36 | 526666.1407 | 171628.1988 |  |  | 0 | 4084741.0205 | 290 | 4086293.976 | 1405662.1765 | 126548.6402 |  |  | 0 | 2554083.1592
6946 | 4768512.088 | 965554.5913 | 306323.7472 |  |  | 0 | 3496633.7494 | 290 | 4086293.976 | 1405662.1765 | 126548.6402 |  |  | 0 | 2554083.1592
6947 | 4789581.885 | 2077405.3329 | 484469.4725 |  |  | 0 | 2227707.0796 | 290 | 4086293.976 | 1405662.1765 | 126548.6402 |  |  | 0 | 2554083.1592
6948 | 4712931.2 | 2691849.1638 | 580059.8617 |  |  | 0 | 1441022.1745 | 290 | 4086293.976 | 1405662.1765 | 126548.6402 |  |  | 0 | 2554083.1592
6949 | 4641190.391 | 3130737.6144 | 530092.1583 |  |  | 0 | 980360.6183 | 290 | 4086293.976 | 1405662.1765 | 126548.6402 |  |  | 0 | 2554083.1592
6950 | 4501044.308 | 3452589.1448 | 473606.9283 |  |  | 0 | 574848.2349 | 290 | 4086293.976 | 1405662.1765 | 126548.6402 |  |  | 0 | 2554083.1592
6951 | 4424260.225 | 3394070.6847 | 301978.7295 |  |  | 0 | 728210.8107 | 290 | 4086293.976 | 1405662.1765 | 126548.6402 |  |  | 0 | 2554083.1592
6952 | 4645286.093 | 2867404.544 | 115142.9688 |  |  | 0 | 1662738.5802 | 290 | 4086293.976 | 1405662.1765 | 126548.6402 |  |  | 0 | 2554083.1592
6953 | 4789382.09 | 1931109.1827 | 0 |  |  | 0 | 2858272.9073 | 290 | 4086293.976 | 1405662.1765 | 126548.6402 |  |  | 0 | 2554083.1592
6954 | 4630592.93 | 1111850.7416 | 0 |  |  | 0 | 3518742.1884 | 290 | 4086293.976 | 1405662.1765 | 126548.6402 |  |  | 0 | 2554083.1592
6955 | 4325113.015 | 819258.4411 | 0 |  |  | 0 | 3505854.5739 | 290 | 4086293.976 | 1405662.1765 | 126548.6402 |  |  | 0 | 2554083.1592
6956 | 4013241.019 | 789999.2111 | 0 |  |  | 0 | 3223241.8079 | 290 | 4086293.976 | 1405662.1765 | 126548.6402 |  |  | 0 | 2554083.1592
6957 | 3703775.736 | 907036.1313 | 0 |  |  | 0 | 2796739.6047 | 290 | 4086293.976 | 1405662.1765 | 126548.6402 |  |  | 0 | 2554083.1592
6958 | 3395736.42 | 1199628.4317 | 0 |  |  | 0 | 2196107.9883 | 290 | 4086293.976 | 1405662.1765 | 126548.6402 |  |  | 0 | 2554083.1592
6959 | 3143671.489 | 1550739.1922 | 0 |  |  | 0 | 1592932.2968 | 290 | 4086293.976 | 1405662.1765 | 126548.6402 |  |  | 0 | 2554083.1592
6960 | 3072250.05 | 1814072.2625 | 0 |  |  | 0 | 1258177.7875 | 290 | 4086293.976 | 1405662.1765 | 126548.6402 |  |  | 0 | 2554083.1592
6961 | 3048111.651 | 1931109.1827 | 0 |  |  | 0 | 1117002.4683 | 291 | 4009329.0457 | 1642174.286 | 77938.7548 |  |  | 262300.6627 | 2551516.6675
6962 | 3023889.647 | 1931109.1827 | 0 |  |  | 0 | 1092780.4643 | 291 | 4009329.0457 | 1642174.286 | 77938.7548 |  |  | 262300.6627 | 2551516.6675
6963 | 3050995.175 | 1784813.0325 | 0 |  |  | 0 | 1266182.1425 | 291 | 4009329.0457 | 1642174.286 | 77938.7548 |  |  | 262300.6627 | 2551516.6675
6964 | 3244221.711 | 1375183.8119 | 0 |  |  | 0 | 1869037.8991 | 291 | 4009329.0457 | 1642174.286 | 77938.7548 |  |  | 262300.6627 | 2551516.6675
6965 | 3693297.755 | 994813.8214 | 0 |  |  | 0 | 2698483.9336 | 291 | 4009329.0457 | 1642174.286 | 77938.7548 |  |  | 262300.6627 | 2551516.6675
6966 | 4290923.755 | 848517.6712 | 0 |  |  | 0 | 3442406.0838 | 291 | 4009329.0457 | 1642174.286 | 77938.7548 |  |  | 262300.6627 | 2551516.6675
6967 | 4503125.807 | 789999.2111 | 21725.0885 |  |  | 0 | 3691401.5074 | 291 | 4009329.0457 | 1642174.286 | 77938.7548 |  |  | 262300.6627 | 2551516.6675
6968 | 4596759.424 | 877776.9012 | 102107.9157 |  |  | 0 | 3616874.607 | 291 | 4009329.0457 | 1642174.286 | 77938.7548 |  |  | 262300.6627 | 2551516.6675
6969 | 4691900.638 | 789999.2111 | 154248.128 |  |  | 0 | 3747653.2989 | 291 | 4009329.0457 | 1642174.286 | 77938.7548 |  |  | 262300.6627 | 2551516.6675
6970 | 4671230.045 | 526666.1407 | 238975.973 |  |  | 0 | 3905587.9313 | 291 | 4009329.0457 | 1642174.286 | 77938.7548 |  |  | 262300.6627 | 2551516.6675
6971 | 4612720.232 | 1141109.9716 | 295461.203 |  |  | 0 | 3176149.0574 | 291 | 4009329.0457 | 1642174.286 | 77938.7548 |  |  | 262300.6627 | 2551516.6675
6972 | 4609200.317 | 2223701.4831 | 317186.2914 |  |  | 0 | 2068312.5425 | 291 | 4009329.0457 | 1642174.286 | 77938.7548 |  |  | 262300.6627 | 2551516.6675
6973 | 4540418.544 | 2604071.4736 | 323703.818 |  |  | 0 | 1612643.2524 | 291 | 4009329.0457 | 1642174.286 | 77938.7548 |  |  | 262300.6627 | 2551516.6675
6974 | 4406934.155 | 2545553.0136 | 219423.3934 |  |  | 0 | 1641957.748 | 291 | 4009329.0457 | 1642174.286 | 77938.7548 |  |  | 262300.6627 | 2551516.6675
6975 | 4383361.962 | 2048146.1029 | 132523.0396 |  |  | 0 | 2202692.8196 | 291 | 4009329.0457 | 1642174.286 | 77938.7548 |  |  | 262300.6627 | 2551516.6675
6976 | 4653845.362 | 1024073.0514 | 65175.2654 |  |  | 0 | 3564597.0452 | 291 | 4009329.0457 | 1642174.286 | 77938.7548 |  |  | 262300.6627 | 2551516.6675
6977 | 4752789.626 | 175555.3802 | 0 |  |  | 0 | 4577234.2458 | 291 | 4009329.0457 | 1642174.286 | 77938.7548 |  |  | 262300.6627 | 2551516.6675
6978 | 4513449.013 | 29259.23 | 0 |  |  | 0 | 4484189.783 | 291 | 4009329.0457 | 1642174.286 | 77938.7548 |  |  | 262300.6627 | 2551516.6675
6979 | 4184496.858 | 29259.23 | 0 |  |  | 0 | 4155237.628 | 291 | 4009329.0457 | 1642174.286 | 77938.7548 |  |  | 262300.6627 | 2551516.6675
6980 | 3899072.634 | 146296.1502 | 0 |  |  | 0 | 3752776.4838 | 291 | 4009329.0457 | 1642174.286 | 77938.7548 |  |  | 262300.6627 | 2551516.6675
6981 | 3579717.885 | 731480.751 | 0 |  |  | 0 | 2848237.134 | 291 | 4009329.0457 | 1642174.286 | 77938.7548 |  |  | 262300.6627 | 2551516.6675
6982 | 3279774.187 | 2574812.2436 | 0 |  |  | 0 | 704961.9434 | 291 | 4009329.0457 | 1642174.286 | 77938.7548 |  |  | 262300.6627 | 2551516.6675
6983 | 3062474.529 | 5178883.7172 | 0 |  |  | 2116409.1882 | 0 | 291 | 4009329.0457 | 1642174.286 | 77938.7548 |  |  | 262300.6627 | 2551516.6675
6984 | 2931186.184 | 7109992.8999 | 0 |  |  | 4178806.7159 | 0 | 291 | 4009329.0457 | 1642174.286 | 77938.7548 |  |  | 262300.6627 | 2551516.6675
6985 | 2875781.514 | 8251102.8715 | 0 |  |  | 5375321.3575 | 0 | 292 | 3977290.9762 | 8047507.3958 | 49877.1822 |  |  | 4128351.6403 | 8258.0384
6986 | 2875399.534 | 8777769.0123 | 0 |  |  | 5902369.4783 | 0 | 292 | 3977290.9762 | 8047507.3958 | 49877.1822 |  |  | 4128351.6403 | 8258.0384
6987 | 2930787.846 | 8924065.1625 | 0 |  |  | 5993277.3165 | 0 | 292 | 3977290.9762 | 8047507.3958 | 49877.1822 |  |  | 4128351.6403 | 8258.0384
6988 | 3142026.295 | 7578140.5806 | 0 |  |  | 4436114.2856 | 0 | 292 | 3977290.9762 | 8047507.3958 | 49877.1822 |  |  | 4128351.6403 | 8258.0384
6989 | 3627427.413 | 6583326.7592 | 0 |  |  | 2955899.3462 | 0 | 292 | 3977290.9762 | 8047507.3958 | 49877.1822 |  |  | 4128351.6403 | 8258.0384
6990 | 4220530.145 | 6202956.7687 | 0 |  |  | 1982426.6237 | 0 | 292 | 3977290.9762 | 8047507.3958 | 49877.1822 |  |  | 4128351.6403 | 8258.0384
6991 | 4506423.554 | 6202956.7687 | 2172.5088 |  |  | 1698705.7235 | 0 | 292 | 3977290.9762 | 8047507.3958 | 49877.1822 |  |  | 4128351.6403 | 8258.0384
6992 | 4601620.136 | 6261475.2288 | 67347.7742 |  |  | 1727202.867 | 0 | 292 | 3977290.9762 | 8047507.3958 | 49877.1822 |  |  | 4128351.6403 | 8258.0384
6993 | 4695679.84 | 4739995.2666 | 121660.4953 |  |  | 165975.922 | 0 | 292 | 3977290.9762 | 8047507.3958 | 49877.1822 |  |  | 4128351.6403 | 8258.0384
6994 | 4678462.078 | 4330366.0461 | 149903.1103 |  |  | 0 | 198192.9216 | 292 | 3977290.9762 | 8047507.3958 | 49877.1822 |  |  | 4128351.6403 | 8258.0384
6995 | 4593880.52 | 6027401.3884 | 145558.0926 |  |  | 1579078.9611 | 0 | 292 | 3977290.9762 | 8047507.3958 | 49877.1822 |  |  | 4128351.6403 | 8258.0384
6996 | 4579156.42 | 6144438.3086 | 149903.1103 |  |  | 1715184.9989 | 0 | 292 | 3977290.9762 | 8047507.3958 | 49877.1822 |  |  | 4128351.6403 | 8258.0384
6997 | 4498161.215 | 5998142.1584 | 180318.2342 |  |  | 1680299.1776 | 0 | 292 | 3977290.9762 | 8047507.3958 | 49877.1822 |  |  | 4128351.6403 | 8258.0384
6998 | 4375719.787 | 5764068.3181 | 162938.1634 |  |  | 1551286.6945 | 0 | 292 | 3977290.9762 | 8047507.3958 | 49877.1822 |  |  | 4128351.6403 | 8258.0384
6999 | 4343697.394 | 5676290.6279 | 134695.5484 |  |  | 1467288.7824 | 0 | 292 | 3977290.9762 | 8047507.3958 | 49877.1822 |  |  | 4128351.6403 | 8258.0384
7000 | 4608343.369 | 6056660.6185 | 82555.3361 |  |  | 1530872.5856 | 0 | 292 | 3977290.9762 | 8047507.3958 | 49877.1822 |  |  | 4128351.6403 | 8258.0384
7001 | 4710066.261 | 5471476.0176 | 0 |  |  | 761409.7566 | 0 | 292 | 3977290.9762 | 8047507.3958 | 49877.1822 |  |  | 4128351.6403 | 8258.0384
7002 | 4467354.716 | 7373325.9703 | 0 |  |  | 2905971.2543 | 0 | 292 | 3977290.9762 | 8047507.3958 | 49877.1822 |  |  | 4128351.6403 | 8258.0384
7003 | 4278994.948 | 11030729.7254 | 0 |  |  | 6751734.7774 | 0 | 292 | 3977290.9762 | 8047507.3958 | 49877.1822 |  |  | 4128351.6403 | 8258.0384
7004 | 3987165.851 | 13195912.7484 | 0 |  |  | 9208746.8974 | 0 | 292 | 3977290.9762 | 8047507.3958 | 49877.1822 |  |  | 4128351.6403 | 8258.0384
7005 | 3657709.276 | 13517764.2789 | 0 |  |  | 9860055.0029 | 0 | 292 | 3977290.9762 | 8047507.3958 | 49877.1822 |  |  | 4128351.6403 | 8258.0384
7006 | 3258935.165 | 13400727.3587 | 0 |  |  | 10141792.1937 | 0 | 292 | 3977290.9762 | 8047507.3958 | 49877.1822 |  |  | 4128351.6403 | 8258.0384
7007 | 3037545.08 | 13049616.5982 | 0 |  |  | 10012071.5182 | 0 | 292 | 3977290.9762 | 8047507.3958 | 49877.1822 |  |  | 4128351.6403 | 8258.0384
7008 | 2904115.071 | 12581468.9176 | 0 |  |  | 9677353.8466 | 0 | 292 | 3977290.9762 | 8047507.3958 | 49877.1822 |  |  | 4128351.6403 | 8258.0384
7009 | 2842324.425 | 11937765.8567 | 0 |  |  | 9095441.4317 | 0 | 293 | 3923583.5515 | 3554996.45 | 302883.9415 |  |  | 1869727.9678 | 1935431.1278
7010 | 2838893.25 | 11030729.7254 | 0 |  |  | 8191836.4754 | 0 | 293 | 3923583.5515 | 3554996.45 | 302883.9415 |  |  | 1869727.9678 | 1935431.1278
7011 | 2917776.492 | 10035915.904 | 0 |  |  | 7118139.412 | 0 | 293 | 3923583.5515 | 3554996.45 | 302883.9415 |  |  | 1869727.9678 | 1935431.1278
7012 | 3195511.4 | 9187398.2328 | 0 |  |  | 5991886.8328 | 0 | 293 | 3923583.5515 | 3554996.45 | 302883.9415 |  |  | 1869727.9678 | 1935431.1278
7013 | 3696849.412 | 8543695.1719 | 0 |  |  | 4846845.7599 | 0 | 293 | 3923583.5515 | 3554996.45 | 302883.9415 |  |  | 1869727.9678 | 1935431.1278
7014 | 4215523.348 | 7987769.8012 | 0 |  |  | 3772246.4532 | 0 | 293 | 3923583.5515 | 3554996.45 | 302883.9415 |  |  | 1869727.9678 | 1935431.1278
7015 | 4492238.106 | 7431844.4304 | 28242.615 |  |  | 2967848.9394 | 0 | 293 | 3923583.5515 | 3554996.45 | 302883.9415 |  |  | 1869727.9678 | 1935431.1278
7016 | 4612621.375 | 6817400.5995 | 336738.8711 |  |  | 2541518.0956 | 0 | 293 | 3923583.5515 | 3554996.45 | 302883.9415 |  |  | 1869727.9678 | 1935431.1278
7017 | 4747242.053 | 4388884.5061 | 706065.3748 |  |  | 347707.8279 | 0 | 293 | 3923583.5515 | 3554996.45 | 302883.9415 |  |  | 1869727.9678 | 1935431.1278
7018 | 4748560.716 | 2194442.2531 | 897246.1532 |  |  | 0 | 1656872.3097 | 293 | 3923583.5515 | 3554996.45 | 302883.9415 |  |  | 1869727.9678 | 1935431.1278
7019 | 4749046.664 | 1843331.4926 | 1325230.3957 |  |  | 0 | 1580484.7757 | 293 | 3923583.5515 | 3554996.45 | 302883.9415 |  |  | 1869727.9678 | 1935431.1278
7020 | 4562287.235 | 819258.4411 | 1464270.9619 |  |  | 0 | 2278757.832 | 293 | 3923583.5515 | 3554996.45 | 302883.9415 |  |  | 1869727.9678 | 1935431.1278
7021 | 4468365.238 | 146296.1502 | 1314367.8515 |  |  | 0 | 3007701.2363 | 293 | 3923583.5515 | 3554996.45 | 302883.9415 |  |  | 1869727.9678 | 1935431.1278
7022 | 4382238.517 | 0 | 799483.2551 |  |  | 0 | 3582755.2619 | 293 | 3923583.5515 | 3554996.45 | 302883.9415 |  |  | 1869727.9678 | 1935431.1278
7023 | 4307686.45 | 0 | 308496.2561 |  |  | 0 | 3999190.1939 | 293 | 3923583.5515 | 3554996.45 | 302883.9415 |  |  | 1869727.9678 | 1935431.1278
7024 | 4517137.214 | 29259.23 | 89072.8627 |  |  | 0 | 4398805.1213 | 293 | 3923583.5515 | 3554996.45 | 302883.9415 |  |  | 1869727.9678 | 1935431.1278
7025 | 4575841.23 | 58518.4601 | 0 |  |  | 0 | 4517322.7699 | 293 | 3923583.5515 | 3554996.45 | 302883.9415 |  |  | 1869727.9678 | 1935431.1278
7026 | 4277336.733 | 146296.1502 | 0 |  |  | 0 | 4131040.5828 | 293 | 3923583.5515 | 3554996.45 | 302883.9415 |  |  | 1869727.9678 | 1935431.1278
7027 | 3965223.42 | 234073.8403 | 0 |  |  | 0 | 3731149.5797 | 293 | 3923583.5515 | 3554996.45 | 302883.9415 |  |  | 1869727.9678 | 1935431.1278
7028 | 3712179.81 | 292592.3004 | 0 |  |  | 0 | 3419587.5096 | 293 | 3923583.5515 | 3554996.45 | 302883.9415 |  |  | 1869727.9678 | 1935431.1278
7029 | 3446031.57 | 292592.3004 | 0 |  |  | 0 | 3153439.2696 | 293 | 3923583.5515 | 3554996.45 | 302883.9415 |  |  | 1869727.9678 | 1935431.1278
7030 | 3177449.648 | 380369.9905 | 0 |  |  | 0 | 2797079.6575 | 293 | 3923583.5515 | 3554996.45 | 302883.9415 |  |  | 1869727.9678 | 1935431.1278
7031 | 2930835.579 | 614443.8309 | 0 |  |  | 0 | 2316391.7481 | 293 | 3923583.5515 | 3554996.45 | 302883.9415 |  |  | 1869727.9678 | 1935431.1278
7032 | 2786805.351 | 907036.1313 | 0 |  |  | 0 | 1879769.2197 | 293 | 3923583.5515 | 3554996.45 | 302883.9415 |  |  | 1869727.9678 | 1935431.1278
7033 | 2709040.55 | 1170369.2016 | 0 |  |  | 0 | 1538671.3484 | 294 | 3443447.9069 | 2231016.2906 | 94051.5288 |  |  | 382268.9917 | 1500649.0792
7034 | 2685467.086 | 1404443.042 | 0 |  |  | 0 | 1281024.044 | 294 | 3443447.9069 | 2231016.2906 | 94051.5288 |  |  | 382268.9917 | 1500649.0792
7035 | 2690142.037 | 1579998.4222 | 0 |  |  | 0 | 1110143.6148 | 294 | 3443447.9069 | 2231016.2906 | 94051.5288 |  |  | 382268.9917 | 1500649.0792
7036 | 2765629.855 | 1550739.1922 | 0 |  |  | 0 | 1214890.6628 | 294 | 3443447.9069 | 2231016.2906 | 94051.5288 |  |  | 382268.9917 | 1500649.0792
7037 | 2932630.019 | 1492220.7321 | 0 |  |  | 0 | 1440409.2869 | 294 | 3443447.9069 | 2231016.2906 | 94051.5288 |  |  | 382268.9917 | 1500649.0792
7038 | 3247063.294 | 1550739.1922 | 0 |  |  | 0 | 1696324.1018 | 294 | 3443447.9069 | 2231016.2906 | 94051.5288 |  |  | 382268.9917 | 1500649.0792
7039 | 3504546.234 | 1755553.8025 | 6517.5265 |  |  | 0 | 1742474.905 | 294 | 3443447.9069 | 2231016.2906 | 94051.5288 |  |  | 382268.9917 | 1500649.0792
7040 | 3752527.545 | 1960368.4127 | 97762.898 |  |  | 0 | 1694396.2342 | 294 | 3443447.9069 | 2231016.2906 | 94051.5288 |  |  | 382268.9917 | 1500649.0792
7041 | 3860372.385 | 1492220.7321 | 158593.1457 |  |  | 0 | 2209558.5072 | 294 | 3443447.9069 | 2231016.2906 | 94051.5288 |  |  | 382268.9917 | 1500649.0792
7042 | 3839346.945 | 468147.6807 | 301978.7295 |  |  | 0 | 3069220.5348 | 294 | 3443447.9069 | 2231016.2906 | 94051.5288 |  |  | 382268.9917 | 1500649.0792
7043 | 3975622.729 | 468147.6807 | 577887.3529 |  |  | 0 | 2929587.6954 | 294 | 3443447.9069 | 2231016.2906 | 94051.5288 |  |  | 382268.9917 | 1500649.0792
7044 | 3885154.814 | 1228887.6617 | 573542.3352 |  |  | 0 | 2082724.8171 | 294 | 3443447.9069 | 2231016.2906 | 94051.5288 |  |  | 382268.9917 | 1500649.0792
7045 | 3740376.825 | 1287406.1218 | 323703.818 |  |  | 0 | 2129266.8852 | 294 | 3443447.9069 | 2231016.2906 | 94051.5288 |  |  | 382268.9917 | 1500649.0792
7046 | 3700853.361 | 1404443.042 | 136868.0573 |  |  | 0 | 2159542.2618 | 294 | 3443447.9069 | 2231016.2906 | 94051.5288 |  |  | 382268.9917 | 1500649.0792
7047 | 3822676.598 | 1521479.9621 | 67347.7742 |  |  | 0 | 2233848.8617 | 294 | 3443447.9069 | 2231016.2906 | 94051.5288 |  |  | 382268.9917 | 1500649.0792
7048 | 4152990.019 | 1784813.0325 | 13035.0531 |  |  | 0 | 2355141.9334 | 294 | 3443447.9069 | 2231016.2906 | 94051.5288 |  |  | 382268.9917 | 1500649.0792
7049 | 4285566.545 | 1872590.7226 | 0 |  |  | 0 | 2412975.8224 | 294 | 3443447.9069 | 2231016.2906 | 94051.5288 |  |  | 382268.9917 | 1500649.0792
7050 | 4014715.734 | 2223701.4831 | 0 |  |  | 0 | 1791014.2509 | 294 | 3443447.9069 | 2231016.2906 | 94051.5288 |  |  | 382268.9917 | 1500649.0792
7051 | 3709767.962 | 2896663.774 | 0 |  |  | 0 | 813104.188 | 294 | 3443447.9069 | 2231016.2906 | 94051.5288 |  |  | 382268.9917 | 1500649.0792
7052 | 3476069.4 | 3364811.4547 | 0 |  |  | 0 | 111257.9453 | 294 | 3443447.9069 | 2231016.2906 | 94051.5288 |  |  | 382268.9917 | 1500649.0792
7053 | 3237113.877 | 3745181.4452 | 0 |  |  | 508067.5682 | 0 | 294 | 3443447.9069 | 2231016.2906 | 94051.5288 |  |  | 382268.9917 | 1500649.0792
7054 | 3062751.805 | 4593699.1164 | 0 |  |  | 1530947.3114 | 0 | 294 | 3443447.9069 | 2231016.2906 | 94051.5288 |  |  | 382268.9917 | 1500649.0792
7055 | 2864108.45 | 5822586.7781 | 0 |  |  | 2958478.3281 | 0 | 294 | 3443447.9069 | 2231016.2906 | 94051.5288 |  |  | 382268.9917 | 1500649.0792
7056 | 2728215.696 | 6905178.2897 | 0 |  |  | 4176962.5937 | 0 | 294 | 3443447.9069 | 2231016.2906 | 94051.5288 |  |  | 382268.9917 | 1500649.0792
7057 | 2662869.011 | 7578140.5806 | 0 |  |  | 4915271.5696 | 0 | 295 | 3393048.8218 | 7954853.1674 | 258619.0738 |  |  | 4820423.4194 | 0
7058 | 2637772.308 | 8046288.2612 | 0 |  |  | 5408515.9532 | 0 | 295 | 3393048.8218 | 7954853.1674 | 258619.0738 |  |  | 4820423.4194 | 0
7059 | 2645332.574 | 8309621.3316 | 0 |  |  | 5664288.7576 | 0 | 295 | 3393048.8218 | 7954853.1674 | 258619.0738 |  |  | 4820423.4194 | 0
7060 | 2697687.766 | 8543695.1719 | 0 |  |  | 5846007.4059 | 0 | 295 | 3393048.8218 | 7954853.1674 | 258619.0738 |  |  | 4820423.4194 | 0
7061 | 2832077.739 | 8602213.632 | 0 |  |  | 5770135.893 | 0 | 295 | 3393048.8218 | 7954853.1674 | 258619.0738 |  |  | 4820423.4194 | 0
7062 | 3097916.421 | 8192584.4115 | 0 |  |  | 5094667.9905 | 0 | 295 | 3393048.8218 | 7954853.1674 | 258619.0738 |  |  | 4820423.4194 | 0
7063 | 3351940.656 | 7929251.3411 | 6517.5265 |  |  | 4583828.2116 | 0 | 295 | 3393048.8218 | 7954853.1674 | 258619.0738 |  |  | 4820423.4194 | 0
7064 | 3591911.197 | 7519622.1205 | 134695.5484 |  |  | 4062406.4719 | 0 | 295 | 3393048.8218 | 7954853.1674 | 258619.0738 |  |  | 4820423.4194 | 0
7065 | 3710014.525 | 5471476.0176 | 543127.2114 |  |  | 2304588.704 | 0 | 295 | 3393048.8218 | 7954853.1674 | 258619.0738 |  |  | 4820423.4194 | 0
7066 | 3761630.764 | 5354439.0975 | 1029769.1928 |  |  | 2622577.5262 | 0 | 295 | 3393048.8218 | 7954853.1674 | 258619.0738 |  |  | 4820423.4194 | 0
7067 | 3740703.682 | 6963696.7497 | 1218777.4623 |  |  | 4441770.5301 | 0 | 295 | 3393048.8218 | 7954853.1674 | 258619.0738 |  |  | 4820423.4194 | 0
7068 | 3636995.324 | 7431844.4304 | 1283952.7277 |  |  | 5078801.8341 | 0 | 295 | 3393048.8218 | 7954853.1674 | 258619.0738 |  |  | 4820423.4194 | 0
7069 | 3614589.166 | 7782955.1909 | 988491.5247 |  |  | 5156857.5496 | 0 | 295 | 3393048.8218 | 7954853.1674 | 258619.0738 |  |  | 4820423.4194 | 0
7070 | 3585599.993 | 8017029.0312 | 669132.7244 |  |  | 5100561.7626 | 0 | 295 | 3393048.8218 | 7954853.1674 | 258619.0738 |  |  | 4820423.4194 | 0
7071 | 3719989.947 | 7987769.8012 | 265046.0791 |  |  | 4532825.9333 | 0 | 295 | 3393048.8218 | 7954853.1674 | 258619.0738 |  |  | 4820423.4194 | 0
7072 | 4155020.247 | 8251102.8715 | 67347.7742 |  |  | 4163430.3987 | 0 | 295 | 3393048.8218 | 7954853.1674 | 258619.0738 |  |  | 4820423.4194 | 0
7073 | 4381120.883 | 7139252.13 | 0 |  |  | 2758131.247 | 0 | 295 | 3393048.8218 | 7954853.1674 | 258619.0738 |  |  | 4820423.4194 | 0
7074 | 4145710.126 | 7373325.9703 | 0 |  |  | 3227615.8443 | 0 | 295 | 3393048.8218 | 7954853.1674 | 258619.0738 |  |  | 4820423.4194 | 0
7075 | 3869033.351 | 8719250.5522 | 0 |  |  | 4850217.2012 | 0 | 295 | 3393048.8218 | 7954853.1674 | 258619.0738 |  |  | 4820423.4194 | 0
7076 | 3608419.97 | 9421472.0732 | 0 |  |  | 5813052.1032 | 0 | 295 | 3393048.8218 | 7954853.1674 | 258619.0738 |  |  | 4820423.4194 | 0
7077 | 3331834.98 | 9362953.6131 | 0 |  |  | 6031118.6331 | 0 | 295 | 3393048.8218 | 7954853.1674 | 258619.0738 |  |  | 4820423.4194 | 0
7078 | 3057600.643 | 9421472.0732 | 0 |  |  | 6363871.4302 | 0 | 295 | 3393048.8218 | 7954853.1674 | 258619.0738 |  |  | 4820423.4194 | 0
7079 | 2851240.704 | 9158139.0028 | 0 |  |  | 6306898.2988 | 0 | 295 | 3393048.8218 | 7954853.1674 | 258619.0738 |  |  | 4820423.4194 | 0
7080 | 2746159.746 | 8338880.5617 | 0 |  |  | 5592720.8157 | 0 | 295 | 3393048.8218 | 7954853.1674 | 258619.0738 |  |  | 4820423.4194 | 0
7081 | 2727972.486 | 7109992.8999 | 0 |  |  | 4382020.4139 | 0 | 296 | 4044461.7161 | 4108483.5516 | 99482.8009 |  |  | 1414529.0408 | 1251024.4044
7082 | 2774318.938 | 5617772.1679 | 0 |  |  | 2843453.2299 | 0 | 296 | 4044461.7161 | 4108483.5516 | 99482.8009 |  |  | 1414529.0408 | 1251024.4044
7083 | 2827405.136 | 4388884.5061 | 0 |  |  | 1561479.3701 | 0 | 296 | 4044461.7161 | 4108483.5516 | 99482.8009 |  |  | 1414529.0408 | 1251024.4044
7084 | 3069490.897 | 3540366.8349 | 0 |  |  | 470875.9379 | 0 | 296 | 4044461.7161 | 4108483.5516 | 99482.8009 |  |  | 1414529.0408 | 1251024.4044
7085 | 3769993.451 | 2925923.0041 | 0 |  |  | 0 | 844070.4469 | 296 | 4044461.7161 | 4108483.5516 | 99482.8009 |  |  | 1414529.0408 | 1251024.4044
7086 | 4481236.998 | 2457775.3234 | 0 |  |  | 0 | 2023461.6746 | 296 | 4044461.7161 | 4108483.5516 | 99482.8009 |  |  | 1414529.0408 | 1251024.4044
7087 | 4662300.675 | 2165183.023 | 2172.5088 |  |  | 0 | 2494945.1431 | 296 | 4044461.7161 | 4108483.5516 | 99482.8009 |  |  | 1414529.0408 | 1251024.4044
7088 | 4683758.694 | 1931109.1827 | 117315.4777 |  |  | 0 | 2635334.0336 | 296 | 4044461.7161 | 4108483.5516 | 99482.8009 |  |  | 1414529.0408 | 1251024.4044
7089 | 4766857.797 | 936295.3613 | 269391.0968 |  |  | 0 | 3561171.3389 | 296 | 4044461.7161 | 4108483.5516 | 99482.8009 |  |  | 1414529.0408 | 1251024.4044
7090 | 4759369.09 | 234073.8403 | 349773.9241 |  |  | 0 | 4175521.3255 | 296 | 4044461.7161 | 4108483.5516 | 99482.8009 |  |  | 1414529.0408 | 1251024.4044
7091 | 4691703.139 | 409629.2206 | 406259.1541 |  |  | 0 | 3875814.7643 | 296 | 4044461.7161 | 4108483.5516 | 99482.8009 |  |  | 1414529.0408 | 1251024.4044
7092 | 4706218.202 | 1228887.6617 | 401914.1364 |  |  | 0 | 3075416.4039 | 296 | 4044461.7161 | 4108483.5516 | 99482.8009 |  |  | 1414529.0408 | 1251024.4044
7093 | 4589961.847 | 1814072.2625 | 360636.4684 |  |  | 0 | 2415253.1161 | 296 | 4044461.7161 | 4108483.5516 | 99482.8009 |  |  | 1414529.0408 | 1251024.4044
7094 | 4456868.413 | 2428516.0934 | 278081.1322 |  |  | 0 | 1750271.1874 | 296 | 4044461.7161 | 4108483.5516 | 99482.8009 |  |  | 1414529.0408 | 1251024.4044
7095 | 4461715.388 | 3218515.3045 | 162938.1634 |  |  | 0 | 1080261.9201 | 296 | 4044461.7161 | 4108483.5516 | 99482.8009 |  |  | 1414529.0408 | 1251024.4044
7096 | 4838249.739 | 4184069.8958 | 39105.1592 |  |  | 0 | 615074.6839 | 296 | 4044461.7161 | 4108483.5516 | 99482.8009 |  |  | 1414529.0408 | 1251024.4044
7097 | 4920986.948 | 3832959.1354 | 0 |  |  | 0 | 1088027.8126 | 296 | 4044461.7161 | 4108483.5516 | 99482.8009 |  |  | 1414529.0408 | 1251024.4044
7098 | 4632550.21 | 4242588.3559 | 0 |  |  | 0 | 389961.8541 | 296 | 4044461.7161 | 4108483.5516 | 99482.8009 |  |  | 1414529.0408 | 1251024.4044
7099 | 4299911.866 | 5588512.9378 | 0 |  |  | 1288601.0718 | 0 | 296 | 4044461.7161 | 4108483.5516 | 99482.8009 |  |  | 1414529.0408 | 1251024.4044
7100 | 3986542.335 | 6992955.9798 | 0 |  |  | 3006413.6448 | 0 | 296 | 4044461.7161 | 4108483.5516 | 99482.8009 |  |  | 1414529.0408 | 1251024.4044
7101 | 3638748.29 | 8134065.9514 | 0 |  |  | 4495317.6614 | 0 | 296 | 4044461.7161 | 4108483.5516 | 99482.8009 |  |  | 1414529.0408 | 1251024.4044
7102 | 3293481.777 | 8748509.7822 | 0 |  |  | 5455028.0052 | 0 | 296 | 4044461.7161 | 4108483.5516 | 99482.8009 |  |  | 1414529.0408 | 1251024.4044
7103 | 3061739.96 | 8602213.632 | 0 |  |  | 5540473.672 | 0 | 296 | 4044461.7161 | 4108483.5516 | 99482.8009 |  |  | 1414529.0408 | 1251024.4044
7104 | 2965698.91 | 7870732.881 | 0 |  |  | 4905033.971 | 0 | 296 | 4044461.7161 | 4108483.5516 | 99482.8009 |  |  | 1414529.0408 | 1251024.4044
7105 | 2926071.086 | 6788141.3695 | 0 |  |  | 3862070.2835 | 0 | 297 | 4258146.8971 | 3038083.3859 | 62731.1929 |  |  | 481813.3134 | 1639145.6317
7106 | 2911488.697 | 5705549.858 | 0 |  |  | 2794061.161 | 0 | 297 | 4258146.8971 | 3038083.3859 | 62731.1929 |  |  | 481813.3134 | 1639145.6317
7107 | 2988381.031 | 4739995.2666 | 0 |  |  | 1751614.2356 | 0 | 297 | 4258146.8971 | 3038083.3859 | 62731.1929 |  |  | 481813.3134 | 1639145.6317
7108 | 3244828.016 | 3803699.9053 | 0 |  |  | 558871.8893 | 0 | 297 | 4258146.8971 | 3038083.3859 | 62731.1929 |  |  | 481813.3134 | 1639145.6317
7109 | 3924509.156 | 3189256.0745 | 0 |  |  | 0 | 735253.0815 | 297 | 4258146.8971 | 3038083.3859 | 62731.1929 |  |  | 481813.3134 | 1639145.6317
7110 | 4643897.555 | 3013700.6942 | 0 |  |  | 0 | 1630196.8608 | 297 | 4258146.8971 | 3038083.3859 | 62731.1929 |  |  | 481813.3134 | 1639145.6317
7111 | 4825840.931 | 3101478.3843 | 0 |  |  | 0 | 1724362.5467 | 297 | 4258146.8971 | 3038083.3859 | 62731.1929 |  |  | 481813.3134 | 1639145.6317
7112 | 4883373.311 | 3306292.9946 | 47795.1946 |  |  | 0 | 1529285.1218 | 297 | 4258146.8971 | 3038083.3859 | 62731.1929 |  |  | 481813.3134 | 1639145.6317
7113 | 4910901.307 | 2369997.6333 | 130350.5307 |  |  | 0 | 2410553.143 | 297 | 4258146.8971 | 3038083.3859 | 62731.1929 |  |  | 481813.3134 | 1639145.6317
7114 | 4883789.419 | 1345924.5819 | 199870.8138 |  |  | 0 | 3337994.0233 | 297 | 4258146.8971 | 3038083.3859 | 62731.1929 |  |  | 481813.3134 | 1639145.6317
7115 | 4779022.222 | 2721108.3938 | 256356.0438 |  |  | 0 | 1801557.7844 | 297 | 4258146.8971 | 3038083.3859 | 62731.1929 |  |  | 481813.3134 | 1639145.6317
7116 | 4796239.63 | 3101478.3843 | 258528.5526 |  |  | 0 | 1436232.6931 | 297 | 4258146.8971 | 3038083.3859 | 62731.1929 |  |  | 481813.3134 | 1639145.6317
7117 | 4868128.214 | 2311479.1732 | 217250.8845 |  |  | 0 | 2339398.1562 | 297 | 4258146.8971 | 3038083.3859 | 62731.1929 |  |  | 481813.3134 | 1639145.6317
7118 | 4786152.256 | 1667776.1123 | 169455.6899 |  |  | 0 | 2948920.4537 | 297 | 4258146.8971 | 3038083.3859 | 62731.1929 |  |  | 481813.3134 | 1639145.6317
7119 | 4838974.889 | 1316665.3518 | 160765.6546 |  |  | 0 | 3361543.8826 | 297 | 4258146.8971 | 3038083.3859 | 62731.1929 |  |  | 481813.3134 | 1639145.6317
7120 | 5285312.191 | 1228887.6617 | 65175.2654 |  |  | 0 | 3991249.2639 | 297 | 4258146.8971 | 3038083.3859 | 62731.1929 |  |  | 481813.3134 | 1639145.6317
7121 | 5235742.455 | 1111850.7416 | 0 |  |  | 0 | 4123891.7134 | 297 | 4258146.8971 | 3038083.3859 | 62731.1929 |  |  | 481813.3134 | 1639145.6317
7122 | 4880960.519 | 1433702.272 | 0 |  |  | 0 | 3447258.247 | 297 | 4258146.8971 | 3038083.3859 | 62731.1929 |  |  | 481813.3134 | 1639145.6317
7123 | 4577112.819 | 2077405.3329 | 0 |  |  | 0 | 2499707.4861 | 297 | 4258146.8971 | 3038083.3859 | 62731.1929 |  |  | 481813.3134 | 1639145.6317
7124 | 4330661.18 | 2779626.8539 | 0 |  |  | 0 | 1551034.3261 | 297 | 4258146.8971 | 3038083.3859 | 62731.1929 |  |  | 481813.3134 | 1639145.6317
7125 | 3923645.521 | 3452589.1448 | 0 |  |  | 0 | 471056.3762 | 297 | 4258146.8971 | 3038083.3859 | 62731.1929 |  |  | 481813.3134 | 1639145.6317
7126 | 3499440.364 | 3920736.8255 | 0 |  |  | 421296.4615 | 0 | 297 | 4258146.8971 | 3038083.3859 | 62731.1929 |  |  | 481813.3134 | 1639145.6317
7127 | 3234690.956 | 4154810.6658 | 0 |  |  | 920119.7098 | 0 | 297 | 4258146.8971 | 3038083.3859 | 62731.1929 |  |  | 481813.3134 | 1639145.6317
7128 | 3016361.806 | 4271847.586 | 0 |  |  | 1255485.78 | 0 | 297 | 4258146.8971 | 3038083.3859 | 62731.1929 |  |  | 481813.3134 | 1639145.6317
7129 | 3026834.876 | 4388884.5061 | 0 |  |  | 1362049.6301 | 0 | 298 | 4313190.2145 | 2571154.8398 | 89706.5111 |  |  | 226777.0029 | 1879105.8666
7130 | 2977323.395 | 4593699.1164 | 0 |  |  | 1616375.7214 | 0 | 298 | 4313190.2145 | 2571154.8398 | 89706.5111 |  |  | 226777.0029 | 1879105.8666
7131 | 3039018.647 | 4739995.2666 | 0 |  |  | 1700976.6196 | 0 | 298 | 4313190.2145 | 2571154.8398 | 89706.5111 |  |  | 226777.0029 | 1879105.8666
7132 | 3386268.144 | 4067032.9757 | 0 |  |  | 680764.8317 | 0 | 298 | 4313190.2145 | 2571154.8398 | 89706.5111 |  |  | 226777.0029 | 1879105.8666
7133 | 4008092.682 | 3394070.6847 | 0 |  |  | 0 | 614021.9973 | 298 | 4313190.2145 | 2571154.8398 | 89706.5111 |  |  | 226777.0029 | 1879105.8666
7134 | 4726340.908 | 2925923.0041 | 0 |  |  | 0 | 1800417.9039 | 298 | 4313190.2145 | 2571154.8398 | 89706.5111 |  |  | 226777.0029 | 1879105.8666
7135 | 4982979.121 | 2604071.4736 | 0 |  |  | 0 | 2378907.6474 | 298 | 4313190.2145 | 2571154.8398 | 89706.5111 |  |  | 226777.0029 | 1879105.8666
7136 | 5003570.493 | 2340738.4033 | 60830.2477 |  |  | 0 | 2602001.8421 | 298 | 4313190.2145 | 2571154.8398 | 89706.5111 |  |  | 226777.0029 | 1879105.8666
7137 | 5135037.791 | 1609257.6522 | 173800.7076 |  |  | 0 | 3351979.4311 | 298 | 4313190.2145 | 2571154.8398 | 89706.5111 |  |  | 226777.0029 | 1879105.8666
7138 | 5005479.793 | 731480.751 | 297633.7118 |  |  | 0 | 3976365.3301 | 298 | 4313190.2145 | 2571154.8398 | 89706.5111 |  |  | 226777.0029 | 1879105.8666
7139 | 5020347.438 | 1111850.7416 | 362808.9772 |  |  | 0 | 3545687.7192 | 298 | 4313190.2145 | 2571154.8398 | 89706.5111 |  |  | 226777.0029 | 1879105.8666
7140 | 4963321.829 | 1726294.5724 | 408431.663 |  |  | 0 | 2828595.5936 | 298 | 4313190.2145 | 2571154.8398 | 89706.5111 |  |  | 226777.0029 | 1879105.8666
7141 | 4928920.949 | 1872590.7226 | 345428.9064 |  |  | 0 | 2710901.3199 | 298 | 4313190.2145 | 2571154.8398 | 89706.5111 |  |  | 226777.0029 | 1879105.8666
7142 | 4788085.064 | 1931109.1827 | 284598.6588 |  |  | 0 | 2572377.2225 | 298 | 4313190.2145 | 2571154.8398 | 89706.5111 |  |  | 226777.0029 | 1879105.8666
7143 | 4732634.693 | 1931109.1827 | 173800.7076 |  |  | 0 | 2627724.8027 | 298 | 4313190.2145 | 2571154.8398 | 89706.5111 |  |  | 226777.0029 | 1879105.8666
7144 | 5039921.017 | 1726294.5724 | 45622.6858 |  |  | 0 | 3268003.7588 | 298 | 4313190.2145 | 2571154.8398 | 89706.5111 |  |  | 226777.0029 | 1879105.8666
7145 | 5147763.971 | 1345924.5819 | 0 |  |  | 0 | 3801839.3891 | 298 | 4313190.2145 | 2571154.8398 | 89706.5111 |  |  | 226777.0029 | 1879105.8666
7146 | 4844535.436 | 1345924.5819 | 0 |  |  | 0 | 3498610.8541 | 298 | 4313190.2145 | 2571154.8398 | 89706.5111 |  |  | 226777.0029 | 1879105.8666
7147 | 4527451.492 | 1872590.7226 | 0 |  |  | 0 | 2654860.7694 | 298 | 4313190.2145 | 2571154.8398 | 89706.5111 |  |  | 226777.0029 | 1879105.8666
7148 | 4242826.434 | 2604071.4736 | 0 |  |  | 0 | 1638754.9604 | 298 | 4313190.2145 | 2571154.8398 | 89706.5111 |  |  | 226777.0029 | 1879105.8666
7149 | 3934690.436 | 3130737.6144 | 0 |  |  | 0 | 803952.8216 | 298 | 4313190.2145 | 2571154.8398 | 89706.5111 |  |  | 226777.0029 | 1879105.8666
7150 | 3594552.347 | 3481848.3749 | 0 |  |  | 0 | 112703.9721 | 298 | 4313190.2145 | 2571154.8398 | 89706.5111 |  |  | 226777.0029 | 1879105.8666
7151 | 3282330.187 | 3364811.4547 | 0 |  |  | 82481.2677 | 0 | 298 | 4313190.2145 | 2571154.8398 | 89706.5111 |  |  | 226777.0029 | 1879105.8666
7152 | 3178238.006 | 2867404.544 | 0 |  |  | 0 | 310833.462 | 298 | 4313190.2145 | 2571154.8398 | 89706.5111 |  |  | 226777.0029 | 1879105.8666
7153 | 3075025.849 | 2282219.9432 | 0 |  |  | 0 | 792805.9058 | 299 | 4263067.2632 | 3264842.4187 | 102379.4793 |  |  | 360675.6514 | 1256521.0166
7154 | 3097897.912 | 1726294.5724 | 0 |  |  | 0 | 1371603.3396 | 299 | 4263067.2632 | 3264842.4187 | 102379.4793 |  |  | 360675.6514 | 1256521.0166
7155 | 3042440.639 | 1316665.3518 | 0 |  |  | 0 | 1725775.2872 | 299 | 4263067.2632 | 3264842.4187 | 102379.4793 |  |  | 360675.6514 | 1256521.0166
7156 | 3350399.975 | 1082591.5115 | 0 |  |  | 0 | 2267808.4635 | 299 | 4263067.2632 | 3264842.4187 | 102379.4793 |  |  | 360675.6514 | 1256521.0166
7157 | 4073794.228 | 1228887.6617 | 0 |  |  | 0 | 2844906.5663 | 299 | 4263067.2632 | 3264842.4187 | 102379.4793 |  |  | 360675.6514 | 1256521.0166
7158 | 4810131.735 | 1697035.3424 | 0 |  |  | 0 | 3113096.3926 | 299 | 4263067.2632 | 3264842.4187 | 102379.4793 |  |  | 360675.6514 | 1256521.0166
7159 | 5045367.994 | 2399256.8634 | 0 |  |  | 0 | 2646111.1306 | 299 | 4263067.2632 | 3264842.4187 | 102379.4793 |  |  | 360675.6514 | 1256521.0166
7160 | 4958104.709 | 3159996.8444 | 102107.9157 |  |  | 0 | 1695999.9488 | 299 | 4263067.2632 | 3264842.4187 | 102379.4793 |  |  | 360675.6514 | 1256521.0166
7161 | 4886619.547 | 2984441.4642 | 247666.0084 |  |  | 0 | 1654512.0744 | 299 | 4263067.2632 | 3264842.4187 | 102379.4793 |  |  | 360675.6514 | 1256521.0166
7162 | 4847991.876 | 1726294.5724 | 321531.3091 |  |  | 0 | 2800165.9945 | 299 | 4263067.2632 | 3264842.4187 | 102379.4793 |  |  | 360675.6514 | 1256521.0166
7163 | 4811819.886 | 3277033.7646 | 323703.818 |  |  | 0 | 1211082.3034 | 299 | 4263067.2632 | 3264842.4187 | 102379.4793 |  |  | 360675.6514 | 1256521.0166
7164 | 4965729.296 | 4067032.9757 | 369326.5037 |  |  | 0 | 529369.8166 | 299 | 4263067.2632 | 3264842.4187 | 102379.4793 |  |  | 360675.6514 | 1256521.0166
7165 | 4870594.347 | 3803699.9053 | 521402.1229 |  |  | 0 | 545492.3188 | 299 | 4263067.2632 | 3264842.4187 | 102379.4793 |  |  | 360675.6514 | 1256521.0166
7166 | 4582632.709 | 3452589.1448 | 382361.5568 |  |  | 0 | 747682.0074 | 299 | 4263067.2632 | 3264842.4187 | 102379.4793 |  |  | 360675.6514 | 1256521.0166
7167 | 4692267.716 | 3335552.2247 | 162938.1634 |  |  | 0 | 1193777.3279 | 299 | 4263067.2632 | 3264842.4187 | 102379.4793 |  |  | 360675.6514 | 1256521.0166
7168 | 4961123.375 | 3189256.0745 | 26070.1061 |  |  | 0 | 1745797.1944 | 299 | 4263067.2632 | 3264842.4187 | 102379.4793 |  |  | 360675.6514 | 1256521.0166
7169 | 5015770.041 | 2925923.0041 | 0 |  |  | 0 | 2089847.0369 | 299 | 4263067.2632 | 3264842.4187 | 102379.4793 |  |  | 360675.6514 | 1256521.0166
7170 | 4779556.585 | 3598885.295 | 0 |  |  | 0 | 1180671.29 | 299 | 4263067.2632 | 3264842.4187 | 102379.4793 |  |  | 360675.6514 | 1256521.0166
7171 | 4551304.895 | 5061846.7971 | 0 |  |  | 510541.9021 | 0 | 299 | 4263067.2632 | 3264842.4187 | 102379.4793 |  |  | 360675.6514 | 1256521.0166
7172 | 4204536.05 | 6261475.2288 | 0 |  |  | 2056939.1788 | 0 | 299 | 4263067.2632 | 3264842.4187 | 102379.4793 |  |  | 360675.6514 | 1256521.0166
7173 | 3922122.419 | 6612585.9892 | 0 |  |  | 2690463.5702 | 0 | 299 | 4263067.2632 | 3264842.4187 | 102379.4793 |  |  | 360675.6514 | 1256521.0166
7174 | 3559047.044 | 5705549.858 | 0 |  |  | 2146502.814 | 0 | 299 | 4263067.2632 | 3264842.4187 | 102379.4793 |  |  | 360675.6514 | 1256521.0166
7175 | 3164546.679 | 4330366.0461 | 0 |  |  | 1165819.3671 | 0 | 299 | 4263067.2632 | 3264842.4187 | 102379.4793 |  |  | 360675.6514 | 1256521.0166
7176 | 3044788.812 | 3130737.6144 | 0 |  |  | 85948.8024 | 0 | 299 | 4263067.2632 | 3264842.4187 | 102379.4793 |  |  | 360675.6514 | 1256521.0166
7177 | 3033194.221 | 2223701.4831 | 0 |  |  | 0 | 809492.7379 | 300 | 4154961.1783 | 693687.5789 | 193172.2448 |  |  | 0 | 3268101.3546
7178 | 3057901.659 | 1609257.6522 | 0 |  |  | 0 | 1448644.0068 | 300 | 4154961.1783 | 693687.5789 | 193172.2448 |  |  | 0 | 3268101.3546
7179 | 3115898.933 | 1170369.2016 | 0 |  |  | 0 | 1945529.7314 | 300 | 4154961.1783 | 693687.5789 | 193172.2448 |  |  | 0 | 3268101.3546
7180 | 3506022.624 | 907036.1313 | 0 |  |  | 0 | 2598986.4927 | 300 | 4154961.1783 | 693687.5789 | 193172.2448 |  |  | 0 | 3268101.3546
7181 | 4163292.035 | 731480.751 | 0 |  |  | 0 | 3431811.284 | 300 | 4154961.1783 | 693687.5789 | 193172.2448 |  |  | 0 | 3268101.3546
7182 | 4882122.888 | 672962.2909 | 0 |  |  | 0 | 4209160.5971 | 300 | 4154961.1783 | 693687.5789 | 193172.2448 |  |  | 0 | 3268101.3546
7183 | 5015993.574 | 702221.521 | 0 |  |  | 0 | 4313772.053 | 300 | 4154961.1783 | 693687.5789 | 193172.2448 |  |  | 0 | 3268101.3546
7184 | 4930244.347 | 848517.6712 | 41277.6681 |  |  | 0 | 4040449.0077 | 300 | 4154961.1783 | 693687.5789 | 193172.2448 |  |  | 0 | 3268101.3546
7185 | 4893428.856 | 614443.8309 | 184663.2519 |  |  | 0 | 4094321.7733 | 300 | 4154961.1783 | 693687.5789 | 193172.2448 |  |  | 0 | 3268101.3546
7186 | 4946784.893 | 234073.8403 | 482296.9637 |  |  | 0 | 4230414.089 | 300 | 4154961.1783 | 693687.5789 | 193172.2448 |  |  | 0 | 3268101.3546
7187 | 4736018.933 | 731480.751 | 810345.7994 |  |  | 0 | 3194192.3826 | 300 | 4154961.1783 | 693687.5789 | 193172.2448 |  |  | 0 | 3268101.3546
7188 | 4505411.563 | 731480.751 | 953731.3832 |  |  | 0 | 2820199.4288 | 300 | 4154961.1783 | 693687.5789 | 193172.2448 |  |  | 0 | 3268101.3546
7189 | 4368597.271 | 497406.9107 | 916798.7328 |  |  | 0 | 2954391.6275 | 300 | 4154961.1783 | 693687.5789 | 193172.2448 |  |  | 0 | 3268101.3546
7190 | 4251488.407 | 351110.7605 | 701720.3571 |  |  | 0 | 3198657.2894 | 300 | 4154961.1783 | 693687.5789 | 193172.2448 |  |  | 0 | 3268101.3546
7191 | 4484406.216 | 234073.8403 | 427984.2426 |  |  | 0 | 3822348.1331 | 300 | 4154961.1783 | 693687.5789 | 193172.2448 |  |  | 0 | 3268101.3546
7192 | 4803661.146 | 175555.3802 | 117315.4777 |  |  | 0 | 4510790.2881 | 300 | 4154961.1783 | 693687.5789 | 193172.2448 |  |  | 0 | 3268101.3546
7193 | 4827151.55 | 87777.6901 | 0 |  |  | 0 | 4739373.8599 | 300 | 4154961.1783 | 693687.5789 | 193172.2448 |  |  | 0 | 3268101.3546
7194 | 4539228.841 | 58518.4601 | 0 |  |  | 0 | 4480710.3809 | 300 | 4154961.1783 | 693687.5789 | 193172.2448 |  |  | 0 | 3268101.3546
7195 | 4195192.998 | 87777.6901 | 0 |  |  | 0 | 4107415.3079 | 300 | 4154961.1783 | 693687.5789 | 193172.2448 |  |  | 0 | 3268101.3546
7196 | 3950422.374 | 204814.6103 | 0 |  |  | 0 | 3745607.7637 | 300 | 4154961.1783 | 693687.5789 | 193172.2448 |  |  | 0 | 3268101.3546
7197 | 3702084.884 | 526666.1407 | 0 |  |  | 0 | 3175418.7433 | 300 | 4154961.1783 | 693687.5789 | 193172.2448 |  |  | 0 | 3268101.3546
7198 | 3374972.177 | 907036.1313 | 0 |  |  | 0 | 2467936.0457 | 300 | 4154961.1783 | 693687.5789 | 193172.2448 |  |  | 0 | 3268101.3546
7199 | 3282748.756 | 1170369.2016 | 0 |  |  | 0 | 2112379.5544 | 300 | 4154961.1783 | 693687.5789 | 193172.2448 |  |  | 0 | 3268101.3546
7200 | 3152799.133 | 1170369.2016 | 0 |  |  | 0 | 1982429.9314 | 300 | 4154961.1783 | 693687.5789 | 193172.2448 |  |  | 0 | 3268101.3546
7201 | 3115943.279 | 907036.1313 | 0 |  |  | 0 | 2208907.1477 | 301 | 3815960.3604 | 475462.4882 | 356019.8871 |  |  | 2789.3448 | 2987267.3299
7202 | 3103058.593 | 497406.9107 | 0 |  |  | 0 | 2605651.6823 | 301 | 3815960.3604 | 475462.4882 | 356019.8871 |  |  | 2789.3448 | 2987267.3299
7203 | 3111560.876 | 146296.1502 | 0 |  |  | 0 | 2965264.7258 | 301 | 3815960.3604 | 475462.4882 | 356019.8871 |  |  | 2789.3448 | 2987267.3299
7204 | 3122796.726 | 0 | 0 |  |  | 0 | 3122796.726 | 301 | 3815960.3604 | 475462.4882 | 356019.8871 |  |  | 2789.3448 | 2987267.3299
7205 | 3356643.897 | 0 | 0 |  |  | 0 | 3356643.897 | 301 | 3815960.3604 | 475462.4882 | 356019.8871 |  |  | 2789.3448 | 2987267.3299
7206 | 3660274.926 | 0 | 0 |  |  | 0 | 3660274.926 | 301 | 3815960.3604 | 475462.4882 | 356019.8871 |  |  | 2789.3448 | 2987267.3299
7207 | 3988689.15 | 87777.6901 | 0 |  |  | 0 | 3900911.4599 | 301 | 3815960.3604 | 475462.4882 | 356019.8871 |  |  | 2789.3448 | 2987267.3299
7208 | 4195976.396 | 555925.3708 | 273736.1145 |  |  | 0 | 3366314.9107 | 301 | 3815960.3604 | 475462.4882 | 356019.8871 |  |  | 2789.3448 | 2987267.3299
7209 | 4433732.339 | 731480.751 | 773413.149 |  |  | 0 | 2928838.439 | 301 | 3815960.3604 | 475462.4882 | 356019.8871 |  |  | 2789.3448 | 2987267.3299
7210 | 4374882.238 | 409629.2206 | 1201397.3916 |  |  | 0 | 2763855.6259 | 301 | 3815960.3604 | 475462.4882 | 356019.8871 |  |  | 2789.3448 | 2987267.3299
7211 | 4258635.831 | 321851.5304 | 1427338.3115 |  |  | 0 | 2509445.9891 | 301 | 3815960.3604 | 475462.4882 | 356019.8871 |  |  | 2789.3448 | 2987267.3299
7212 | 4213054.571 | 117036.9202 | 1488168.5592 |  |  | 0 | 2607849.0917 | 301 | 3815960.3604 | 475462.4882 | 356019.8871 |  |  | 2789.3448 | 2987267.3299
7213 | 4153246.732 | 29259.23 | 1373025.5904 |  |  | 0 | 2750961.9116 | 301 | 3815960.3604 | 475462.4882 | 356019.8871 |  |  | 2789.3448 | 2987267.3299
7214 | 4094798.793 | 0 | 1116669.5466 |  |  | 0 | 2978129.2464 | 301 | 3815960.3604 | 475462.4882 | 356019.8871 |  |  | 2789.3448 | 2987267.3299
7215 | 4060268.776 | 0 | 706065.3748 |  |  | 0 | 3354203.4012 | 301 | 3815960.3604 | 475462.4882 | 356019.8871 |  |  | 2789.3448 | 2987267.3299
7216 | 4377113.257 | 0 | 184663.2519 |  |  | 0 | 4192450.0051 | 301 | 3815960.3604 | 475462.4882 | 356019.8871 |  |  | 2789.3448 | 2987267.3299
7217 | 4544943.372 | 0 | 0 |  |  | 0 | 4544943.372 | 301 | 3815960.3604 | 475462.4882 | 356019.8871 |  |  | 2789.3448 | 2987267.3299
7218 | 4245124.729 | 0 | 0 |  |  | 0 | 4245124.729 | 301 | 3815960.3604 | 475462.4882 | 356019.8871 |  |  | 2789.3448 | 2987267.3299
7219 | 3993998.055 | 0 | 0 |  |  | 0 | 3993998.055 | 301 | 3815960.3604 | 475462.4882 | 356019.8871 |  |  | 2789.3448 | 2987267.3299
7220 | 3833145.142 | 117036.9202 | 0 |  |  | 0 | 3716108.2218 | 301 | 3815960.3604 | 475462.4882 | 356019.8871 |  |  | 2789.3448 | 2987267.3299
7221 | 3616037.756 | 585184.6008 | 0 |  |  | 0 | 3030853.1552 | 301 | 3815960.3604 | 475462.4882 | 356019.8871 |  |  | 2789.3448 | 2987267.3299
7222 | 3392494.452 | 1404443.042 | 0 |  |  | 0 | 1988051.41 | 301 | 3815960.3604 | 475462.4882 | 356019.8871 |  |  | 2789.3448 | 2987267.3299
7223 | 3243576.193 | 2340738.4033 | 0 |  |  | 0 | 902837.7897 | 301 | 3815960.3604 | 475462.4882 | 356019.8871 |  |  | 2789.3448 | 2987267.3299
7224 | 3093052.57 | 3159996.8444 | 0 |  |  | 66944.2744 | 0 | 301 | 3815960.3604 | 475462.4882 | 356019.8871 |  |  | 2789.3448 | 2987267.3299
7225 | 2993700 | 3628144.5251 | 0 |  |  | 634444.5251 | 0 | 302 | 3737751.371 | 2029859.0841 | 130984.1791 |  |  | 195356.9669 | 1772265.0747
7226 | 2994200 | 3686662.9852 | 0 |  |  | 692462.9852 | 0 | 302 | 3737751.371 | 2029859.0841 | 130984.1791 |  |  | 195356.9669 | 1772265.0747
7227 | 3014979.494 | 3452589.1448 | 0 |  |  | 437609.6508 | 0 | 302 | 3737751.371 | 2029859.0841 | 130984.1791 |  |  | 195356.9669 | 1772265.0747
7228 | 3049921.285 | 3072219.1543 | 0 |  |  | 22297.8693 | 0 | 302 | 3737751.371 | 2029859.0841 | 130984.1791 |  |  | 195356.9669 | 1772265.0747
7229 | 3129772.466 | 2779626.8539 | 0 |  |  | 0 | 350145.6121 | 302 | 3737751.371 | 2029859.0841 | 130984.1791 |  |  | 195356.9669 | 1772265.0747
7230 | 3357353.151 | 2545553.0136 | 0 |  |  | 0 | 811800.1374 | 302 | 3737751.371 | 2029859.0841 | 130984.1791 |  |  | 195356.9669 | 1772265.0747
7231 | 3583553.521 | 2399256.8634 | 0 |  |  | 0 | 1184296.6576 | 302 | 3737751.371 | 2029859.0841 | 130984.1791 |  |  | 195356.9669 | 1772265.0747
7232 | 3948188.907 | 1989627.6428 | 13035.0531 |  |  | 0 | 1945526.2111 | 302 | 3737751.371 | 2029859.0841 | 130984.1791 |  |  | 195356.9669 | 1772265.0747
7233 | 4063522.014 | 1053332.2815 | 73865.3007 |  |  | 0 | 2936324.4318 | 302 | 3737751.371 | 2029859.0841 | 130984.1791 |  |  | 195356.9669 | 1772265.0747
7234 | 4120564.001 | 497406.9107 | 236803.4642 |  |  | 0 | 3386353.6261 | 302 | 3737751.371 | 2029859.0841 | 130984.1791 |  |  | 195356.9669 | 1772265.0747
7235 | 4197407.675 | 263333.0704 | 495332.0168 |  |  | 0 | 3438742.5879 | 302 | 3737751.371 | 2029859.0841 | 130984.1791 |  |  | 195356.9669 | 1772265.0747
7236 | 4201040.857 | 117036.9202 | 669132.7244 |  |  | 0 | 3414871.2124 | 302 | 3737751.371 | 2029859.0841 | 130984.1791 |  |  | 195356.9669 | 1772265.0747
7237 | 4149889.922 | 29259.23 | 732135.4809 |  |  | 0 | 3388495.211 | 302 | 3737751.371 | 2029859.0841 | 130984.1791 |  |  | 195356.9669 | 1772265.0747
7238 | 4062868.606 | 0 | 571369.8264 |  |  | 0 | 3491498.7796 | 302 | 3737751.371 | 2029859.0841 | 130984.1791 |  |  | 195356.9669 | 1772265.0747
7239 | 3945509.81 | 29259.23 | 295461.203 |  |  | 0 | 3620789.377 | 302 | 3737751.371 | 2029859.0841 | 130984.1791 |  |  | 195356.9669 | 1772265.0747
7240 | 4038643.025 | 87777.6901 | 56485.23 |  |  | 0 | 3894380.1049 | 302 | 3737751.371 | 2029859.0841 | 130984.1791 |  |  | 195356.9669 | 1772265.0747
7241 | 4668095.875 | 351110.7605 | 0 |  |  | 0 | 4316985.1145 | 302 | 3737751.371 | 2029859.0841 | 130984.1791 |  |  | 195356.9669 | 1772265.0747
7242 | 4531981.467 | 1170369.2016 | 0 |  |  | 0 | 3361612.2654 | 302 | 3737751.371 | 2029859.0841 | 130984.1791 |  |  | 195356.9669 | 1772265.0747
7243 | 4370900.782 | 2223701.4831 | 0 |  |  | 0 | 2147199.2989 | 302 | 3737751.371 | 2029859.0841 | 130984.1791 |  |  | 195356.9669 | 1772265.0747
7244 | 3976078.78 | 3130737.6144 | 0 |  |  | 0 | 845341.1656 | 302 | 3737751.371 | 2029859.0841 | 130984.1791 |  |  | 195356.9669 | 1772265.0747
7245 | 3708309.764 | 3774440.6753 | 0 |  |  | 66130.9113 | 0 | 302 | 3737751.371 | 2029859.0841 | 130984.1791 |  |  | 195356.9669 | 1772265.0747
7246 | 3435100.882 | 4096292.2057 | 0 |  |  | 661191.3237 | 0 | 302 | 3737751.371 | 2029859.0841 | 130984.1791 |  |  | 195356.9669 | 1772265.0747
7247 | 3179044.241 | 4184069.8958 | 0 |  |  | 1005025.6548 | 0 | 302 | 3737751.371 | 2029859.0841 | 130984.1791 |  |  | 195356.9669 | 1772265.0747
7248 | 2985406.38 | 4154810.6658 | 0 |  |  | 1169404.2858 | 0 | 302 | 3737751.371 | 2029859.0841 | 130984.1791 |  |  | 195356.9669 | 1772265.0747
7249 | 2910088.172 | 3920736.8255 | 0 |  |  | 1010648.6535 | 0 | 303 | 4170254.9731 | 3252651.0729 | 176787.9073 |  |  | 875049.8854 | 1615865.8783
7250 | 2886431.169 | 3715922.2152 | 0 |  |  | 829491.0462 | 0 | 303 | 4170254.9731 | 3252651.0729 | 176787.9073 |  |  | 875049.8854 | 1615865.8783
7251 | 2907306.998 | 3598885.295 | 0 |  |  | 691578.297 | 0 | 303 | 4170254.9731 | 3252651.0729 | 176787.9073 |  |  | 875049.8854 | 1615865.8783
7252 | 3011427.859 | 3218515.3045 | 0 |  |  | 207087.4455 | 0 | 303 | 4170254.9731 | 3252651.0729 | 176787.9073 |  |  | 875049.8854 | 1615865.8783
7253 | 3305055.565 | 2955182.2341 | 0 |  |  | 0 | 349873.3309 | 303 | 4170254.9731 | 3252651.0729 | 176787.9073 |  |  | 875049.8854 | 1615865.8783
7254 | 4004103.159 | 2896663.774 | 0 |  |  | 0 | 1107439.385 | 303 | 4170254.9731 | 3252651.0729 | 176787.9073 |  |  | 875049.8854 | 1615865.8783
7255 | 4595129.57 | 2955182.2341 | 0 |  |  | 0 | 1639947.3359 | 303 | 4170254.9731 | 3252651.0729 | 176787.9073 |  |  | 875049.8854 | 1615865.8783
7256 | 4817316.998 | 3072219.1543 | 89072.8627 |  |  | 0 | 1656024.981 | 303 | 4170254.9731 | 3252651.0729 | 176787.9073 |  |  | 875049.8854 | 1615865.8783
7257 | 4878677.575 | 1901849.9527 | 180318.2342 |  |  | 0 | 2796509.3882 | 303 | 4170254.9731 | 3252651.0729 | 176787.9073 |  |  | 875049.8854 | 1615865.8783
7258 | 4862400.702 | 819258.4411 | 323703.818 |  |  | 0 | 3719438.4429 | 303 | 4170254.9731 | 3252651.0729 | 176787.9073 |  |  | 875049.8854 | 1615865.8783
7259 | 4805688.522 | 731480.751 | 441019.2956 |  |  | 0 | 3633188.4753 | 303 | 4170254.9731 | 3252651.0729 | 176787.9073 |  |  | 875049.8854 | 1615865.8783
7260 | 4728430.727 | 497406.9107 | 540954.7025 |  |  | 0 | 3690069.1138 | 303 | 4170254.9731 | 3252651.0729 | 176787.9073 |  |  | 875049.8854 | 1615865.8783
7261 | 4757072.635 | 321851.5304 | 975456.4716 |  |  | 0 | 3459764.6329 | 303 | 4170254.9731 | 3252651.0729 | 176787.9073 |  |  | 875049.8854 | 1615865.8783
7262 | 4674308.73 | 292592.3004 | 1029769.1928 |  |  | 0 | 3351947.2368 | 303 | 4170254.9731 | 3252651.0729 | 176787.9073 |  |  | 875049.8854 | 1615865.8783
7263 | 4559075.057 | 438888.4506 | 593094.9148 |  |  | 0 | 3527091.6916 | 303 | 4170254.9731 | 3252651.0729 | 176787.9073 |  |  | 875049.8854 | 1615865.8783
7264 | 4677802.856 | 731480.751 | 69520.2831 |  |  | 0 | 3876801.8219 | 303 | 4170254.9731 | 3252651.0729 | 176787.9073 |  |  | 875049.8854 | 1615865.8783
7265 | 5262504.41 | 1404443.042 | 0 |  |  | 0 | 3858061.368 | 303 | 4170254.9731 | 3252651.0729 | 176787.9073 |  |  | 875049.8854 | 1615865.8783
7266 | 5040546.879 | 2925923.0041 | 0 |  |  | 0 | 2114623.8749 | 303 | 4170254.9731 | 3252651.0729 | 176787.9073 |  |  | 875049.8854 | 1615865.8783
7267 | 4690277.948 | 4798513.7267 | 0 |  |  | 108235.7787 | 0 | 303 | 4170254.9731 | 3252651.0729 | 176787.9073 |  |  | 875049.8854 | 1615865.8783
7268 | 4380849.507 | 6056660.6185 | 0 |  |  | 1675811.1115 | 0 | 303 | 4170254.9731 | 3252651.0729 | 176787.9073 |  |  | 875049.8854 | 1615865.8783
7269 | 4066782.374 | 6729622.9094 | 0 |  |  | 2662840.5354 | 0 | 303 | 4170254.9731 | 3252651.0729 | 176787.9073 |  |  | 875049.8854 | 1615865.8783
7270 | 3681375.473 | 7578140.5806 | 0 |  |  | 3896765.1076 | 0 | 303 | 4170254.9731 | 3252651.0729 | 176787.9073 |  |  | 875049.8854 | 1615865.8783
7271 | 3355305.965 | 8251102.8715 | 0 |  |  | 4895796.9065 | 0 | 303 | 4170254.9731 | 3252651.0729 | 176787.9073 |  |  | 875049.8854 | 1615865.8783
7272 | 3228160.504 | 8251102.8715 | 0 |  |  | 5022942.3675 | 0 | 303 | 4170254.9731 | 3252651.0729 | 176787.9073 |  |  | 875049.8854 | 1615865.8783
7273 | 3195762.281 | 7841473.651 | 0 |  |  | 4645711.37 | 0 | 304 | 4203510.945 | 3296539.9179 | 59472.4296 |  |  | 680777.9873 | 1528276.5847
7274 | 3065789.9 | 7168511.36 | 0 |  |  | 4102721.46 | 0 | 304 | 4203510.945 | 3296539.9179 | 59472.4296 |  |  | 680777.9873 | 1528276.5847
7275 | 3055318.248 | 6407771.379 | 0 |  |  | 3352453.131 | 0 | 304 | 4203510.945 | 3296539.9179 | 59472.4296 |  |  | 680777.9873 | 1528276.5847
7276 | 3162563.671 | 5617772.1679 | 0 |  |  | 2455208.4969 | 0 | 304 | 4203510.945 | 3296539.9179 | 59472.4296 |  |  | 680777.9873 | 1528276.5847
7277 | 3424837.258 | 4915550.6469 | 0 |  |  | 1490713.3889 | 0 | 304 | 4203510.945 | 3296539.9179 | 59472.4296 |  |  | 680777.9873 | 1528276.5847
7278 | 4097020.658 | 4388884.5061 | 0 |  |  | 291863.8481 | 0 | 304 | 4203510.945 | 3296539.9179 | 59472.4296 |  |  | 680777.9873 | 1528276.5847
7279 | 4666675.22 | 4242588.3559 | 0 |  |  | 0 | 424086.8641 | 304 | 4203510.945 | 3296539.9179 | 59472.4296 |  |  | 680777.9873 | 1528276.5847
7280 | 4809576.803 | 3774440.6753 | 36932.6504 |  |  | 0 | 998203.4774 | 304 | 4203510.945 | 3296539.9179 | 59472.4296 |  |  | 680777.9873 | 1528276.5847
7281 | 4796135.061 | 3511107.6049 | 149903.1103 |  |  | 0 | 1135124.3458 | 304 | 4203510.945 | 3296539.9179 | 59472.4296 |  |  | 680777.9873 | 1528276.5847
7282 | 4852705.732 | 3364811.4547 | 245493.4995 |  |  | 0 | 1242400.7778 | 304 | 4203510.945 | 3296539.9179 | 59472.4296 |  |  | 680777.9873 | 1528276.5847
7283 | 4847368.252 | 3072219.1543 | 247666.0084 |  |  | 0 | 1527483.0893 | 304 | 4203510.945 | 3296539.9179 | 59472.4296 |  |  | 680777.9873 | 1528276.5847
7284 | 4776423.986 | 2867404.544 | 241148.4818 |  |  | 0 | 1667870.9601 | 304 | 4203510.945 | 3296539.9179 | 59472.4296 |  |  | 680777.9873 | 1528276.5847
7285 | 4757999.614 | 2662589.9337 | 225940.9199 |  |  | 0 | 1869468.7603 | 304 | 4203510.945 | 3296539.9179 | 59472.4296 |  |  | 680777.9873 | 1528276.5847
7286 | 4683941.288 | 2311479.1732 | 165110.6723 |  |  | 0 | 2207351.4425 | 304 | 4203510.945 | 3296539.9179 | 59472.4296 |  |  | 680777.9873 | 1528276.5847
7287 | 4579927.404 | 1989627.6428 | 97762.898 |  |  | 0 | 2492536.8632 | 304 | 4203510.945 | 3296539.9179 | 59472.4296 |  |  | 680777.9873 | 1528276.5847
7288 | 4736545.805 | 1521479.9621 | 17380.0708 |  |  | 0 | 3197685.7721 | 304 | 4203510.945 | 3296539.9179 | 59472.4296 |  |  | 680777.9873 | 1528276.5847
7289 | 5213263.405 | 936295.3613 | 0 |  |  | 0 | 4276968.0437 | 304 | 4203510.945 | 3296539.9179 | 59472.4296 |  |  | 680777.9873 | 1528276.5847
7290 | 4986645.218 | 819258.4411 | 0 |  |  | 0 | 4167386.7769 | 304 | 4203510.945 | 3296539.9179 | 59472.4296 |  |  | 680777.9873 | 1528276.5847
7291 | 4632391.104 | 1082591.5115 | 0 |  |  | 0 | 3549799.5925 | 304 | 4203510.945 | 3296539.9179 | 59472.4296 |  |  | 680777.9873 | 1528276.5847
7292 | 4324289.182 | 1521479.9621 | 0 |  |  | 0 | 2802809.2199 | 304 | 4203510.945 | 3296539.9179 | 59472.4296 |  |  | 680777.9873 | 1528276.5847
7293 | 4076397.343 | 1931109.1827 | 0 |  |  | 0 | 2145288.1603 | 304 | 4203510.945 | 3296539.9179 | 59472.4296 |  |  | 680777.9873 | 1528276.5847
7294 | 3674615.254 | 2311479.1732 | 0 |  |  | 0 | 1363136.0808 | 304 | 4203510.945 | 3296539.9179 | 59472.4296 |  |  | 680777.9873 | 1528276.5847
7295 | 3354168.72 | 2457775.3234 | 0 |  |  | 0 | 896393.3966 | 304 | 4203510.945 | 3296539.9179 | 59472.4296 |  |  | 680777.9873 | 1528276.5847
7296 | 3113901.272 | 2399256.8634 | 0 |  |  | 0 | 714644.4086 | 304 | 4203510.945 | 3296539.9179 | 59472.4296 |  |  | 680777.9873 | 1528276.5847
7297 | 2989779.465 | 2165183.023 | 0 |  |  | 0 | 824596.442 | 305 | 4306817.0363 | 375493.4522 | 249838.5172 |  |  | 0 | 3681485.0669
7298 | 2949522.82 | 1843331.4926 | 0 |  |  | 0 | 1106191.3274 | 305 | 4306817.0363 | 375493.4522 | 249838.5172 |  |  | 0 | 3681485.0669
7299 | 2983863.424 | 1404443.042 | 0 |  |  | 0 | 1579420.382 | 305 | 4306817.0363 | 375493.4522 | 249838.5172 |  |  | 0 | 3681485.0669
7300 | 3048871.737 | 965554.5913 | 0 |  |  | 0 | 2083317.1457 | 305 | 4306817.0363 | 375493.4522 | 249838.5172 |  |  | 0 | 3681485.0669
7301 | 3316528.693 | 614443.8309 | 0 |  |  | 0 | 2702084.8621 | 305 | 4306817.0363 | 375493.4522 | 249838.5172 |  |  | 0 | 3681485.0669
7302 | 4188945.113 | 351110.7605 | 0 |  |  | 0 | 3837834.3525 | 305 | 4306817.0363 | 375493.4522 | 249838.5172 |  |  | 0 | 3681485.0669
7303 | 4792076.368 | 204814.6103 | 0 |  |  | 0 | 4587261.7577 | 305 | 4306817.0363 | 375493.4522 | 249838.5172 |  |  | 0 | 3681485.0669
7304 | 5019424.669 | 117036.9202 | 117315.4777 |  |  | 0 | 4785072.2712 | 305 | 4306817.0363 | 375493.4522 | 249838.5172 |  |  | 0 | 3681485.0669
7305 | 5067169.806 | 58518.4601 | 425811.7337 |  |  | 0 | 4582839.6122 | 305 | 4306817.0363 | 375493.4522 | 249838.5172 |  |  | 0 | 3681485.0669
7306 | 5083847.94 | 0 | 779930.6755 |  |  | 0 | 4303917.2645 | 305 | 4306817.0363 | 375493.4522 | 249838.5172 |  |  | 0 | 3681485.0669
7307 | 5004048.309 | 0 | 997181.5601 |  |  | 0 | 4006866.7489 | 305 | 4306817.0363 | 375493.4522 | 249838.5172 |  |  | 0 | 3681485.0669
7308 | 4903028.128 | 0 | 1094944.4581 |  |  | 0 | 3808083.6699 | 305 | 4306817.0363 | 375493.4522 | 249838.5172 |  |  | 0 | 3681485.0669
7309 | 4853242.731 | 0 | 1058011.8078 |  |  | 0 | 3795230.9232 | 305 | 4306817.0363 | 375493.4522 | 249838.5172 |  |  | 0 | 3681485.0669
7310 | 4973552.605 | 0 | 923316.2593 |  |  | 0 | 4050236.3457 | 305 | 4306817.0363 | 375493.4522 | 249838.5172 |  |  | 0 | 3681485.0669
7311 | 4852372.368 | 0 | 523574.6318 |  |  | 0 | 4328797.7362 | 305 | 4306817.0363 | 375493.4522 | 249838.5172 |  |  | 0 | 3681485.0669
7312 | 4916382.404 | 0 | 76037.8096 |  |  | 0 | 4840344.5944 | 305 | 4306817.0363 | 375493.4522 | 249838.5172 |  |  | 0 | 3681485.0669
7313 | 5329088.137 | 0 | 0 |  |  | 0 | 5329088.137 | 305 | 4306817.0363 | 375493.4522 | 249838.5172 |  |  | 0 | 3681485.0669
7314 | 5126187.524 | 0 | 0 |  |  | 0 | 5126187.524 | 305 | 4306817.0363 | 375493.4522 | 249838.5172 |  |  | 0 | 3681485.0669
7315 | 4751625.061 | 0 | 0 |  |  | 0 | 4751625.061 | 305 | 4306817.0363 | 375493.4522 | 249838.5172 |  |  | 0 | 3681485.0669
7316 | 4435068.077 | 29259.23 | 0 |  |  | 0 | 4405808.847 | 305 | 4306817.0363 | 375493.4522 | 249838.5172 |  |  | 0 | 3681485.0669
7317 | 4144505.472 | 175555.3802 | 0 |  |  | 0 | 3968950.0918 | 305 | 4306817.0363 | 375493.4522 | 249838.5172 |  |  | 0 | 3681485.0669
7318 | 3887909.921 | 351110.7605 | 0 |  |  | 0 | 3536799.1605 | 305 | 4306817.0363 | 375493.4522 | 249838.5172 |  |  | 0 | 3681485.0669
7319 | 3459798.848 | 409629.2206 | 0 |  |  | 0 | 3050169.6274 | 305 | 4306817.0363 | 375493.4522 | 249838.5172 |  |  | 0 | 3681485.0669
7320 | 3286769.252 | 321851.5304 | 0 |  |  | 0 | 2964917.7216 | 305 | 4306817.0363 | 375493.4522 | 249838.5172 |  |  | 0 | 3681485.0669
7321 | 3217549.101 | 263333.0704 | 0 |  |  | 0 | 2954216.0306 | 306 | 4218772.585 | 1953053.6052 | 287404.816 |  |  | 0 | 1978314.1638
7322 | 3159524.777 | 234073.8403 | 0 |  |  | 0 | 2925450.9367 | 306 | 4218772.585 | 1953053.6052 | 287404.816 |  |  | 0 | 1978314.1638
7323 | 3170552.178 | 263333.0704 | 0 |  |  | 0 | 2907219.1076 | 306 | 4218772.585 | 1953053.6052 | 287404.816 |  |  | 0 | 1978314.1638
7324 | 3204103.381 | 380369.9905 | 0 |  |  | 0 | 2823733.3905 | 306 | 4218772.585 | 1953053.6052 | 287404.816 |  |  | 0 | 1978314.1638
7325 | 3420901.697 | 585184.6008 | 0 |  |  | 0 | 2835717.0962 | 306 | 4218772.585 | 1953053.6052 | 287404.816 |  |  | 0 | 1978314.1638
7326 | 4134629.817 | 848517.6712 | 0 |  |  | 0 | 3286112.1458 | 306 | 4218772.585 | 1953053.6052 | 287404.816 |  |  | 0 | 1978314.1638
7327 | 4620643.499 | 1170369.2016 | 0 |  |  | 0 | 3450274.2974 | 306 | 4218772.585 | 1953053.6052 | 287404.816 |  |  | 0 | 1978314.1638
7328 | 4785609.395 | 1492220.7321 | 191180.7784 |  |  | 0 | 3102207.8845 | 306 | 4218772.585 | 1953053.6052 | 287404.816 |  |  | 0 | 1978314.1638
7329 | 4799506.952 | 1316665.3518 | 677822.7598 |  |  | 0 | 2805018.8404 | 306 | 4218772.585 | 1953053.6052 | 287404.816 |  |  | 0 | 1978314.1638
7330 | 4864929.617 | 1024073.0514 | 1044976.7547 |  |  | 0 | 2795879.8109 | 306 | 4218772.585 | 1953053.6052 | 287404.816 |  |  | 0 | 1978314.1638
7331 | 4874769.16 | 1579998.4222 | 1236157.5331 |  |  | 0 | 2058613.2047 | 306 | 4218772.585 | 1953053.6052 | 287404.816 |  |  | 0 | 1978314.1638
7332 | 4802290.486 | 2252960.7131 | 1240502.5508 |  |  | 0 | 1308827.2221 | 306 | 4218772.585 | 1953053.6052 | 287404.816 |  |  | 0 | 1978314.1638
7333 | 4800877.064 | 2750367.6238 | 1047149.2635 |  |  | 0 | 1003360.1766 | 306 | 4218772.585 | 1953053.6052 | 287404.816 |  |  | 0 | 1978314.1638
7334 | 4702597.312 | 3189256.0745 | 836415.9055 |  |  | 0 | 676925.332 | 306 | 4218772.585 | 1953053.6052 | 287404.816 |  |  | 0 | 1978314.1638
7335 | 4570804.464 | 3774440.6753 | 536609.6848 |  |  | 0 | 259754.1039 | 306 | 4218772.585 | 1953053.6052 | 287404.816 |  |  | 0 | 1978314.1638
7336 | 4703856.39 | 4447402.9662 | 86900.3538 |  |  | 0 | 169553.07 | 306 | 4218772.585 | 1953053.6052 | 287404.816 |  |  | 0 | 1978314.1638
7337 | 5195001.181 | 4593699.1164 | 0 |  |  | 0 | 601302.0646 | 306 | 4218772.585 | 1953053.6052 | 287404.816 |  |  | 0 | 1978314.1638
7338 | 4994734.597 | 4125551.4358 | 0 |  |  | 0 | 869183.1612 | 306 | 4218772.585 | 1953053.6052 | 287404.816 |  |  | 0 | 1978314.1638
7339 | 4656788.326 | 3540366.8349 | 0 |  |  | 0 | 1116421.4911 | 306 | 4218772.585 | 1953053.6052 | 287404.816 |  |  | 0 | 1978314.1638
7340 | 4394749.831 | 2604071.4736 | 0 |  |  | 0 | 1790678.3574 | 306 | 4218772.585 | 1953053.6052 | 287404.816 |  |  | 0 | 1978314.1638
7341 | 4085449.975 | 1931109.1827 | 0 |  |  | 0 | 2154340.7923 | 306 | 4218772.585 | 1953053.6052 | 287404.816 |  |  | 0 | 1978314.1638
7342 | 3664880.922 | 1521479.9621 | 0 |  |  | 0 | 2143400.9599 | 306 | 4218772.585 | 1953053.6052 | 287404.816 |  |  | 0 | 1978314.1638
7343 | 3329253.119 | 1433702.272 | 0 |  |  | 0 | 1895550.847 | 306 | 4218772.585 | 1953053.6052 | 287404.816 |  |  | 0 | 1978314.1638
7344 | 3096538.799 | 1550739.1922 | 0 |  |  | 0 | 1545799.6068 | 306 | 4218772.585 | 1953053.6052 | 287404.816 |  |  | 0 | 1978314.1638
7345 | 3000905.183 | 1726294.5724 | 0 |  |  | 0 | 1274610.6106 | 307 | 4050395.7762 | 11474494.7144 | 196340.4869 |  |  | 8103875.3432 | 483435.9181
7346 | 2970089.546 | 1989627.6428 | 0 |  |  | 0 | 980461.9032 | 307 | 4050395.7762 | 11474494.7144 | 196340.4869 |  |  | 8103875.3432 | 483435.9181
7347 | 2985486.082 | 2282219.9432 | 0 |  |  | 0 | 703266.1388 | 307 | 4050395.7762 | 11474494.7144 | 196340.4869 |  |  | 8103875.3432 | 483435.9181
7348 | 3064092.088 | 2399256.8634 | 0 |  |  | 0 | 664835.2246 | 307 | 4050395.7762 | 11474494.7144 | 196340.4869 |  |  | 8103875.3432 | 483435.9181
7349 | 3333851.594 | 2399256.8634 | 0 |  |  | 0 | 934594.7306 | 307 | 4050395.7762 | 11474494.7144 | 196340.4869 |  |  | 8103875.3432 | 483435.9181
7350 | 4001306.345 | 2516293.7835 | 0 |  |  | 0 | 1485012.5615 | 307 | 4050395.7762 | 11474494.7144 | 196340.4869 |  |  | 8103875.3432 | 483435.9181
7351 | 4606015.351 | 2896663.774 | 0 |  |  | 0 | 1709351.577 | 307 | 4050395.7762 | 11474494.7144 | 196340.4869 |  |  | 8103875.3432 | 483435.9181
7352 | 4780696.699 | 2925923.0041 | 45622.6858 |  |  | 0 | 1809151.0092 | 307 | 4050395.7762 | 11474494.7144 | 196340.4869 |  |  | 8103875.3432 | 483435.9181
7353 | 4797464.65 | 2545553.0136 | 210733.358 |  |  | 0 | 2041178.2784 | 307 | 4050395.7762 | 11474494.7144 | 196340.4869 |  |  | 8103875.3432 | 483435.9181
7354 | 4846475.28 | 4271847.586 | 640890.1094 |  |  | 66262.4154 | 0 | 307 | 4050395.7762 | 11474494.7144 | 196340.4869 |  |  | 8103875.3432 | 483435.9181
7355 | 4771166.318 | 6729622.9094 | 706065.3748 |  |  | 2664521.9662 | 0 | 307 | 4050395.7762 | 11474494.7144 | 196340.4869 |  |  | 8103875.3432 | 483435.9181
7356 | 4612307.733 | 8017029.0312 | 873348.5559 |  |  | 4278069.8541 | 0 | 307 | 4050395.7762 | 11474494.7144 | 196340.4869 |  |  | 8103875.3432 | 483435.9181
7357 | 4519591.711 | 9918878.9839 | 1027596.6839 |  |  | 6426883.9568 | 0 | 307 | 4050395.7762 | 11474494.7144 | 196340.4869 |  |  | 8103875.3432 | 483435.9181
7358 | 4360101.468 | 12493691.2275 | 762550.6048 |  |  | 8896140.3642 | 0 | 307 | 4050395.7762 | 11474494.7144 | 196340.4869 |  |  | 8103875.3432 | 483435.9181
7359 | 4272688.674 | 14892948.0908 | 410604.1718 |  |  | 11030863.5886 | 0 | 307 | 4050395.7762 | 11474494.7144 | 196340.4869 |  |  | 8103875.3432 | 483435.9181
7360 | 4489475.497 | 16911834.9636 | 34760.1415 |  |  | 12457119.6082 | 0 | 307 | 4050395.7762 | 11474494.7144 | 196340.4869 |  |  | 8103875.3432 | 483435.9181
7361 | 4906795.347 | 16765538.8134 | 0 |  |  | 11858743.4664 | 0 | 307 | 4050395.7762 | 11474494.7144 | 196340.4869 |  |  | 8103875.3432 | 483435.9181
7362 | 4738959.198 | 16063317.2925 | 0 |  |  | 11324358.0945 | 0 | 307 | 4050395.7762 | 11474494.7144 | 196340.4869 |  |  | 8103875.3432 | 483435.9181
7363 | 4384139.048 | 19867017.1978 | 0 |  |  | 15482878.1498 | 0 | 307 | 4050395.7762 | 11474494.7144 | 196340.4869 |  |  | 8103875.3432 | 483435.9181
7364 | 4032999.733 | 23319606.3426 | 0 |  |  | 19286606.6096 | 0 | 307 | 4050395.7762 | 11474494.7144 | 196340.4869 |  |  | 8103875.3432 | 483435.9181
7365 | 3829785.636 | 24928863.9948 | 0 |  |  | 21099078.3588 | 0 | 307 | 4050395.7762 | 11474494.7144 | 196340.4869 |  |  | 8103875.3432 | 483435.9181
7366 | 3557698.888 | 25865159.3562 | 0 |  |  | 22307460.4682 | 0 | 307 | 4050395.7762 | 11474494.7144 | 196340.4869 |  |  | 8103875.3432 | 483435.9181
7367 | 3317551.861 | 26596640.1072 | 0 |  |  | 23279088.2462 | 0 | 307 | 4050395.7762 | 11474494.7144 | 196340.4869 |  |  | 8103875.3432 | 483435.9181
7368 | 3029854.698 | 27064787.7878 | 0 |  |  | 24034933.0898 | 0 | 307 | 4050395.7762 | 11474494.7144 | 196340.4869 |  |  | 8103875.3432 | 483435.9181
7369 | 2852675.272 | 27415898.5483 | 0 |  |  | 24563223.2763 | 0 | 308 | 3579429.8188 | 16233996.1344 | 103646.7762 |  |  | 12758213.0918 | 0
7370 | 2783406.163 | 27591453.9286 | 0 |  |  | 24808047.7656 | 0 | 308 | 3579429.8188 | 16233996.1344 | 103646.7762 |  |  | 12758213.0918 | 0
7371 | 2947716.251 | 27503676.2384 | 0 |  |  | 24555959.9874 | 0 | 308 | 3579429.8188 | 16233996.1344 | 103646.7762 |  |  | 12758213.0918 | 0
7372 | 2753408.998 | 26596640.1072 | 0 |  |  | 23843231.1092 | 0 | 308 | 3579429.8188 | 16233996.1344 | 103646.7762 |  |  | 12758213.0918 | 0
7373 | 2839934.294 | 24372938.6241 | 0 |  |  | 21533004.3301 | 0 | 308 | 3579429.8188 | 16233996.1344 | 103646.7762 |  |  | 12758213.0918 | 0
7374 | 3078543.692 | 21710348.6903 | 0 |  |  | 18631804.9983 | 0 | 308 | 3579429.8188 | 16233996.1344 | 103646.7762 |  |  | 12758213.0918 | 0
7375 | 3384675.001 | 19018499.5266 | 0 |  |  | 15633824.5256 | 0 | 308 | 3579429.8188 | 16233996.1344 | 103646.7762 |  |  | 12758213.0918 | 0
7376 | 3694565.248 | 13956652.7295 | 73865.3007 |  |  | 10335952.7823 | 0 | 308 | 3579429.8188 | 16233996.1344 | 103646.7762 |  |  | 12758213.0918 | 0
7377 | 3987987.943 | 11323322.0258 | 330221.3445 |  |  | 7665555.4273 | 0 | 308 | 3579429.8188 | 16233996.1344 | 103646.7762 |  |  | 12758213.0918 | 0
7378 | 3999931.047 | 12786283.5279 | 610474.9856 |  |  | 9396827.4665 | 0 | 308 | 3579429.8188 | 16233996.1344 | 103646.7762 |  |  | 12758213.0918 | 0
7379 | 3992850.776 | 13371468.1287 | 493159.5079 |  |  | 9871776.8606 | 0 | 308 | 3579429.8188 | 16233996.1344 | 103646.7762 |  |  | 12758213.0918 | 0
7380 | 4025893.27 | 12932579.6781 | 369326.5037 |  |  | 9276012.9118 | 0 | 308 | 3579429.8188 | 16233996.1344 | 103646.7762 |  |  | 12758213.0918 | 0
7381 | 3979175.007 | 13459245.8188 | 364981.486 |  |  | 9845052.2979 | 0 | 308 | 3579429.8188 | 16233996.1344 | 103646.7762 |  |  | 12758213.0918 | 0
7382 | 3824228.871 | 14775911.1707 | 184663.2519 |  |  | 11136345.5515 | 0 | 308 | 3579429.8188 | 16233996.1344 | 103646.7762 |  |  | 12758213.0918 | 0
7383 | 3842427.334 | 15917021.1422 | 58657.7388 |  |  | 12133251.5471 | 0 | 308 | 3579429.8188 | 16233996.1344 | 103646.7762 |  |  | 12758213.0918 | 0
7384 | 4073024.242 | 16589983.4332 | 2172.5088 |  |  | 12519131.7 | 0 | 308 | 3579429.8188 | 16233996.1344 | 103646.7762 |  |  | 12758213.0918 | 0
7385 | 4566785.265 | 16121835.7525 | 0 |  |  | 11555050.4875 | 0 | 308 | 3579429.8188 | 16233996.1344 | 103646.7762 |  |  | 12758213.0918 | 0
7386 | 4441232.854 | 14044430.4196 | 0 |  |  | 9603197.5656 | 0 | 308 | 3579429.8188 | 16233996.1344 | 103646.7762 |  |  | 12758213.0918 | 0
7387 | 4104066.326 | 12698505.8377 | 0 |  |  | 8594439.5117 | 0 | 308 | 3579429.8188 | 16233996.1344 | 103646.7762 |  |  | 12758213.0918 | 0
7388 | 3782456.734 | 11147766.6456 | 0 |  |  | 7365309.9116 | 0 | 308 | 3579429.8188 | 16233996.1344 | 103646.7762 |  |  | 12758213.0918 | 0
7389 | 3551666.152 | 9626286.6835 | 0 |  |  | 6074620.5315 | 0 | 308 | 3579429.8188 | 16233996.1344 | 103646.7762 |  |  | 12758213.0918 | 0
7390 | 3310759.42 | 8689991.3221 | 0 |  |  | 5379231.9021 | 0 | 308 | 3579429.8188 | 16233996.1344 | 103646.7762 |  |  | 12758213.0918 | 0
7391 | 3126322.069 | 8689991.3221 | 0 |  |  | 5563669.2531 | 0 | 308 | 3579429.8188 | 16233996.1344 | 103646.7762 |  |  | 12758213.0918 | 0
7392 | 2962583.421 | 9275175.923 | 0 |  |  | 6312592.502 | 0 | 308 | 3579429.8188 | 16233996.1344 | 103646.7762 |  |  | 12758213.0918 | 0
7393 | 2837413.679 | 9801842.0637 | 0 |  |  | 6964428.3847 | 0 | 309 | 3528698.1287 | 8882614.5866 | 36842.1292 |  |  | 5390758.587 | 0
7394 | 2756893.975 | 9801842.0637 | 0 |  |  | 7044948.0887 | 0 | 309 | 3528698.1287 | 8882614.5866 | 36842.1292 |  |  | 5390758.587 | 0
7395 | 2714677.393 | 9333694.383 | 0 |  |  | 6619016.99 | 0 | 309 | 3528698.1287 | 8882614.5866 | 36842.1292 |  |  | 5390758.587 | 0
7396 | 2737760.1 | 9362953.6131 | 0 |  |  | 6625193.5131 | 0 | 309 | 3528698.1287 | 8882614.5866 | 36842.1292 |  |  | 5390758.587 | 0
7397 | 2779291.027 | 9918878.9839 | 0 |  |  | 7139587.9569 | 0 | 309 | 3528698.1287 | 8882614.5866 | 36842.1292 |  |  | 5390758.587 | 0
7398 | 2949841.843 | 10416285.8946 | 0 |  |  | 7466444.0516 | 0 | 309 | 3528698.1287 | 8882614.5866 | 36842.1292 |  |  | 5390758.587 | 0
7399 | 3144956.604 | 10416285.8946 | 0 |  |  | 7271329.2906 | 0 | 309 | 3528698.1287 | 8882614.5866 | 36842.1292 |  |  | 5390758.587 | 0
7400 | 3623338.136 | 9918878.9839 | 13035.0531 |  |  | 6308575.9009 | 0 | 309 | 3528698.1287 | 8882614.5866 | 36842.1292 |  |  | 5390758.587 | 0
7401 | 3704308.057 | 8397399.0217 | 82555.3361 |  |  | 4775646.3009 | 0 | 309 | 3528698.1287 | 8882614.5866 | 36842.1292 |  |  | 5390758.587 | 0
7402 | 3819405.092 | 10562582.0448 | 143385.5838 |  |  | 6886562.5366 | 0 | 309 | 3528698.1287 | 8882614.5866 | 36842.1292 |  |  | 5390758.587 | 0
7403 | 3839624.615 | 11879247.3966 | 182490.743 |  |  | 8222113.5246 | 0 | 309 | 3528698.1287 | 8882614.5866 | 36842.1292 |  |  | 5390758.587 | 0
7404 | 3811957.773 | 11615914.3262 | 182490.743 |  |  | 7986447.2963 | 0 | 309 | 3528698.1287 | 8882614.5866 | 36842.1292 |  |  | 5390758.587 | 0
7405 | 3804558.24 | 10679618.9649 | 152075.6192 |  |  | 7027136.3441 | 0 | 309 | 3528698.1287 | 8882614.5866 | 36842.1292 |  |  | 5390758.587 | 0
7406 | 3811945.566 | 9655545.9135 | 89072.8627 |  |  | 5932673.2102 | 0 | 309 | 3528698.1287 | 8882614.5866 | 36842.1292 |  |  | 5390758.587 | 0
7407 | 3840137.294 | 8924065.1625 | 39105.1592 |  |  | 5123033.0277 | 0 | 309 | 3528698.1287 | 8882614.5866 | 36842.1292 |  |  | 5390758.587 | 0
7408 | 4119277.323 | 8807028.2423 | 0 |  |  | 4687750.9193 | 0 | 309 | 3528698.1287 | 8882614.5866 | 36842.1292 |  |  | 5390758.587 | 0
7409 | 4662833.387 | 7987769.8012 | 0 |  |  | 3324936.4142 | 0 | 309 | 3528698.1287 | 8882614.5866 | 36842.1292 |  |  | 5390758.587 | 0
7410 | 4524078.379 | 7051474.4399 | 0 |  |  | 2527396.0609 | 0 | 309 | 3528698.1287 | 8882614.5866 | 36842.1292 |  |  | 5390758.587 | 0
7411 | 4205346.546 | 7431844.4304 | 0 |  |  | 3226497.8844 | 0 | 309 | 3528698.1287 | 8882614.5866 | 36842.1292 |  |  | 5390758.587 | 0
7412 | 3915405.911 | 7256289.0501 | 0 |  |  | 3340883.1391 | 0 | 309 | 3528698.1287 | 8882614.5866 | 36842.1292 |  |  | 5390758.587 | 0
7413 | 3635783.324 | 6583326.7592 | 0 |  |  | 2947543.4352 | 0 | 309 | 3528698.1287 | 8882614.5866 | 36842.1292 |  |  | 5390758.587 | 0
7414 | 3360164.177 | 6056660.6185 | 0 |  |  | 2696496.4415 | 0 | 309 | 3528698.1287 | 8882614.5866 | 36842.1292 |  |  | 5390758.587 | 0
7415 | 3123247.852 | 5588512.9378 | 0 |  |  | 2465265.0858 | 0 | 309 | 3528698.1287 | 8882614.5866 | 36842.1292 |  |  | 5390758.587 | 0
7416 | 2966508.796 | 5734809.088 | 0 |  |  | 2768300.292 | 0 | 309 | 3528698.1287 | 8882614.5866 | 36842.1292 |  |  | 5390758.587 | 0
7417 | 2874885.07 | 5295920.6374 | 0 |  |  | 2421035.5674 | 0 | 310 | 4190370.8261 | 4093853.9366 | 41639.7529 |  |  | 1239547.5171 | 1294424.6538
7418 | 2840896.828 | 4184069.8958 | 0 |  |  | 1343173.0678 | 0 | 310 | 4190370.8261 | 4093853.9366 | 41639.7529 |  |  | 1239547.5171 | 1294424.6538
7419 | 2864475.815 | 3423329.9148 | 0 |  |  | 558854.0998 | 0 | 310 | 4190370.8261 | 4093853.9366 | 41639.7529 |  |  | 1239547.5171 | 1294424.6538
7420 | 2962771.891 | 2691849.1638 | 0 |  |  | 0 | 270922.7272 | 310 | 4190370.8261 | 4093853.9366 | 41639.7529 |  |  | 1239547.5171 | 1294424.6538
7421 | 3266533.692 | 2223701.4831 | 0 |  |  | 0 | 1042832.2089 | 310 | 4190370.8261 | 4093853.9366 | 41639.7529 |  |  | 1239547.5171 | 1294424.6538
7422 | 4019863.84 | 1901849.9527 | 0 |  |  | 0 | 2118013.8873 | 310 | 4190370.8261 | 4093853.9366 | 41639.7529 |  |  | 1239547.5171 | 1294424.6538
7423 | 4835590.82 | 1492220.7321 | 0 |  |  | 0 | 3343370.0879 | 310 | 4190370.8261 | 4093853.9366 | 41639.7529 |  |  | 1239547.5171 | 1294424.6538
7424 | 4896409.606 | 994813.8214 | 8690.0354 |  |  | 0 | 3892905.7492 | 310 | 4190370.8261 | 4093853.9366 | 41639.7529 |  |  | 1239547.5171 | 1294424.6538
7425 | 4864597.632 | 321851.5304 | 58657.7388 |  |  | 0 | 4484088.3627 | 310 | 4190370.8261 | 4093853.9366 | 41639.7529 |  |  | 1239547.5171 | 1294424.6538
7426 | 4899901.013 | 58518.4601 | 121660.4953 |  |  | 0 | 4719722.0576 | 310 | 4190370.8261 | 4093853.9366 | 41639.7529 |  |  | 1239547.5171 | 1294424.6538
7427 | 4831988.92 | 643703.0609 | 171628.1988 |  |  | 0 | 4016657.6603 | 310 | 4190370.8261 | 4093853.9366 | 41639.7529 |  |  | 1239547.5171 | 1294424.6538
7428 | 4728755.328 | 1492220.7321 | 184663.2519 |  |  | 0 | 3051871.344 | 310 | 4190370.8261 | 4093853.9366 | 41639.7529 |  |  | 1239547.5171 | 1294424.6538
7429 | 4730117.666 | 2311479.1732 | 199870.8138 |  |  | 0 | 2218767.679 | 310 | 4190370.8261 | 4093853.9366 | 41639.7529 |  |  | 1239547.5171 | 1294424.6538
7430 | 4654264.794 | 3042959.9243 | 169455.6899 |  |  | 0 | 1441849.1798 | 310 | 4190370.8261 | 4093853.9366 | 41639.7529 |  |  | 1239547.5171 | 1294424.6538
7431 | 4527001.369 | 3979255.2856 | 82555.3361 |  |  | 0 | 465190.7473 | 310 | 4190370.8261 | 4093853.9366 | 41639.7529 |  |  | 1239547.5171 | 1294424.6538
7432 | 4709675.8 | 5617772.1679 | 2172.5088 |  |  | 910268.8767 | 0 | 310 | 4190370.8261 | 4093853.9366 | 41639.7529 |  |  | 1239547.5171 | 1294424.6538
7433 | 5300096.346 | 5851846.0082 | 0 |  |  | 551749.6622 | 0 | 310 | 4190370.8261 | 4093853.9366 | 41639.7529 |  |  | 1239547.5171 | 1294424.6538
7434 | 5091524.34 | 5149624.4872 | 0 |  |  | 58100.1472 | 0 | 310 | 4190370.8261 | 4093853.9366 | 41639.7529 |  |  | 1239547.5171 | 1294424.6538
7435 | 4743759.649 | 5178883.7172 | 0 |  |  | 435124.0682 | 0 | 310 | 4190370.8261 | 4093853.9366 | 41639.7529 |  |  | 1239547.5171 | 1294424.6538
7436 | 4410456.666 | 5500735.2477 | 0 |  |  | 1090278.5817 | 0 | 310 | 4190370.8261 | 4093853.9366 | 41639.7529 |  |  | 1239547.5171 | 1294424.6538
7437 | 4106921.949 | 6817400.5995 | 0 |  |  | 2710478.6505 | 0 | 310 | 4190370.8261 | 4093853.9366 | 41639.7529 |  |  | 1239547.5171 | 1294424.6538
7438 | 3756213.218 | 8689991.3221 | 0 |  |  | 4933778.1041 | 0 | 310 | 4190370.8261 | 4093853.9366 | 41639.7529 |  |  | 1239547.5171 | 1294424.6538
7439 | 3426012.25 | 10123693.5941 | 0 |  |  | 6697681.3441 | 0 | 310 | 4190370.8261 | 4093853.9366 | 41639.7529 |  |  | 1239547.5171 | 1294424.6538
7440 | 3226185.325 | 11264803.5657 | 0 |  |  | 8038618.2407 | 0 | 310 | 4190370.8261 | 4093853.9366 | 41639.7529 |  |  | 1239547.5171 | 1294424.6538
7441 | 3125399.939 | 12171839.697 | 0 |  |  | 9046439.758 | 0 | 311 | 4320688.831 | 11370868.2746 | 283421.8831 |  |  | 7398891.7881 | 65290.4613
7442 | 3096110.089 | 12903320.448 | 0 |  |  | 9807210.359 | 0 | 311 | 4320688.831 | 11370868.2746 | 283421.8831 |  |  | 7398891.7881 | 65290.4613
7443 | 3114050.571 | 13517764.2789 | 0 |  |  | 10403713.7079 | 0 | 311 | 4320688.831 | 11370868.2746 | 283421.8831 |  |  | 7398891.7881 | 65290.4613
7444 | 3208459.192 | 14073689.6497 | 0 |  |  | 10865230.4577 | 0 | 311 | 4320688.831 | 11370868.2746 | 283421.8831 |  |  | 7398891.7881 | 65290.4613
7445 | 3490983.448 | 14629615.0204 | 0 |  |  | 11138631.5724 | 0 | 311 | 4320688.831 | 11370868.2746 | 283421.8831 |  |  | 7398891.7881 | 65290.4613
7446 | 4432675.926 | 15185540.3912 | 0 |  |  | 10752864.4652 | 0 | 311 | 4320688.831 | 11370868.2746 | 283421.8831 |  |  | 7398891.7881 | 65290.4613
7447 | 4863182.915 | 15448873.4616 | 0 |  |  | 10585690.5466 | 0 | 311 | 4320688.831 | 11370868.2746 | 283421.8831 |  |  | 7398891.7881 | 65290.4613
7448 | 5000285.657 | 15185540.3912 | 123833.0042 |  |  | 10309087.7384 | 0 | 311 | 4320688.831 | 11370868.2746 | 283421.8831 |  |  | 7398891.7881 | 65290.4613
7449 | 5006896.248 | 13868875.0394 | 599612.4414 |  |  | 9461591.2327 | 0 | 311 | 4320688.831 | 11370868.2746 | 283421.8831 |  |  | 7398891.7881 | 65290.4613
7450 | 5020117.753 | 12318135.8472 | 1066701.8431 |  |  | 8364719.9374 | 0 | 311 | 4320688.831 | 11370868.2746 | 283421.8831 |  |  | 7398891.7881 | 65290.4613
7451 | 4928890.961 | 12991098.1382 | 1316540.3604 |  |  | 9378747.5375 | 0 | 311 | 4320688.831 | 11370868.2746 | 283421.8831 |  |  | 7398891.7881 | 65290.4613
7452 | 4800815.889 | 14073689.6497 | 1303505.3073 |  |  | 10576379.068 | 0 | 311 | 4320688.831 | 11370868.2746 | 283421.8831 |  |  | 7398891.7881 | 65290.4613
7453 | 4813826.155 | 15448873.4616 | 1151429.6881 |  |  | 11786476.9947 | 0 | 311 | 4320688.831 | 11370868.2746 | 283421.8831 |  |  | 7398891.7881 | 65290.4613
7454 | 4905844.425 | 16589983.4332 | 808173.2905 |  |  | 12492312.2987 | 0 | 311 | 4320688.831 | 11370868.2746 | 283421.8831 |  |  | 7398891.7881 | 65290.4613
7455 | 4651368.604 | 15624428.8418 | 393224.101 |  |  | 11366284.3389 | 0 | 311 | 4320688.831 | 11370868.2746 | 283421.8831 |  |  | 7398891.7881 | 65290.4613
7456 | 4795607.747 | 13898134.2694 | 39105.1592 |  |  | 9141631.6816 | 0 | 311 | 4320688.831 | 11370868.2746 | 283421.8831 |  |  | 7398891.7881 | 65290.4613
7457 | 5336263.191 | 9860360.5238 | 0 |  |  | 4524097.3328 | 0 | 311 | 4320688.831 | 11370868.2746 | 283421.8831 |  |  | 7398891.7881 | 65290.4613
7458 | 5125143.481 | 7636659.0407 | 0 |  |  | 2511515.5597 | 0 | 311 | 4320688.831 | 11370868.2746 | 283421.8831 |  |  | 7398891.7881 | 65290.4613
7459 | 4855228.127 | 6934437.5197 | 0 |  |  | 2079209.3927 | 0 | 311 | 4320688.831 | 11370868.2746 | 283421.8831 |  |  | 7398891.7881 | 65290.4613
7460 | 4503003.089 | 6202956.7687 | 0 |  |  | 1699953.6797 | 0 | 311 | 4320688.831 | 11370868.2746 | 283421.8831 |  |  | 7398891.7881 | 65290.4613
7461 | 4158385.159 | 5237402.1773 | 0 |  |  | 1079017.0183 | 0 | 311 | 4320688.831 | 11370868.2746 | 283421.8831 |  |  | 7398891.7881 | 65290.4613
7462 | 3776657.049 | 3979255.2856 | 0 |  |  | 202598.2366 | 0 | 311 | 4320688.831 | 11370868.2746 | 283421.8831 |  |  | 7398891.7881 | 65290.4613
7463 | 3442737.042 | 2925923.0041 | 0 |  |  | 0 | 516814.0379 | 311 | 4320688.831 | 11370868.2746 | 283421.8831 |  |  | 7398891.7881 | 65290.4613
7464 | 3244599.286 | 2194442.2531 | 0 |  |  | 0 | 1050157.0329 | 311 | 4320688.831 | 11370868.2746 | 283421.8831 |  |  | 7398891.7881 | 65290.4613
7465 | 3145943.618 | 1667776.1123 | 0 |  |  | 0 | 1478167.5057 | 312 | 4294511.7225 | 7085610.2082 | 58205.1328 |  |  | 3750298.0437 | 900994.4251
7466 | 3105159.288 | 1521479.9621 | 0 |  |  | 0 | 1583679.3259 | 312 | 4294511.7225 | 7085610.2082 | 58205.1328 |  |  | 3750298.0437 | 900994.4251
7467 | 3119152.915 | 1784813.0325 | 0 |  |  | 0 | 1334339.8825 | 312 | 4294511.7225 | 7085610.2082 | 58205.1328 |  |  | 3750298.0437 | 900994.4251
7468 | 3197488.868 | 1872590.7226 | 0 |  |  | 0 | 1324898.1454 | 312 | 4294511.7225 | 7085610.2082 | 58205.1328 |  |  | 3750298.0437 | 900994.4251
7469 | 3472801.15 | 1901849.9527 | 0 |  |  | 0 | 1570951.1973 | 312 | 4294511.7225 | 7085610.2082 | 58205.1328 |  |  | 3750298.0437 | 900994.4251
7470 | 4157183.736 | 1726294.5724 | 0 |  |  | 0 | 2430889.1636 | 312 | 4294511.7225 | 7085610.2082 | 58205.1328 |  |  | 3750298.0437 | 900994.4251
7471 | 4825453.133 | 1521479.9621 | 0 |  |  | 0 | 3303973.1709 | 312 | 4294511.7225 | 7085610.2082 | 58205.1328 |  |  | 3750298.0437 | 900994.4251
7472 | 4965555.364 | 1550739.1922 | 41277.6681 |  |  | 0 | 3373538.5038 | 312 | 4294511.7225 | 7085610.2082 | 58205.1328 |  |  | 3750298.0437 | 900994.4251
7473 | 4970500.824 | 1433702.272 | 154248.128 |  |  | 0 | 3382550.424 | 312 | 4294511.7225 | 7085610.2082 | 58205.1328 |  |  | 3750298.0437 | 900994.4251
7474 | 5023018.653 | 2984441.4642 | 197698.3049 |  |  | 0 | 1840878.8839 | 312 | 4294511.7225 | 7085610.2082 | 58205.1328 |  |  | 3750298.0437 | 900994.4251
7475 | 4957284.303 | 5412957.5576 | 173800.7076 |  |  | 629473.9622 | 0 | 312 | 4294511.7225 | 7085610.2082 | 58205.1328 |  |  | 3750298.0437 | 900994.4251
7476 | 4877389.011 | 7314807.5102 | 208560.8492 |  |  | 2645979.3484 | 0 | 312 | 4294511.7225 | 7085610.2082 | 58205.1328 |  |  | 3750298.0437 | 900994.4251
7477 | 4863365.263 | 9918878.9839 | 254183.5349 |  |  | 5309697.2558 | 0 | 312 | 4294511.7225 | 7085610.2082 | 58205.1328 |  |  | 3750298.0437 | 900994.4251
7478 | 4775697.214 | 12025543.5468 | 245493.4995 |  |  | 7495339.8323 | 0 | 312 | 4294511.7225 | 7085610.2082 | 58205.1328 |  |  | 3750298.0437 | 900994.4251
7479 | 4675272.032 | 12610728.1476 | 121660.4953 |  |  | 8057116.611 | 0 | 312 | 4294511.7225 | 7085610.2082 | 58205.1328 |  |  | 3750298.0437 | 900994.4251
7480 | 4865415.442 | 12464431.9974 | 0 |  |  | 7599016.5554 | 0 | 312 | 4294511.7225 | 7085610.2082 | 58205.1328 |  |  | 3750298.0437 | 900994.4251
7481 | 5328903.05 | 11089248.1855 | 0 |  |  | 5760345.1355 | 0 | 312 | 4294511.7225 | 7085610.2082 | 58205.1328 |  |  | 3750298.0437 | 900994.4251
7482 | 5082584.33 | 9450731.3032 | 0 |  |  | 4368146.9732 | 0 | 312 | 4294511.7225 | 7085610.2082 | 58205.1328 |  |  | 3750298.0437 | 900994.4251
7483 | 4745221.563 | 10328508.2044 | 0 |  |  | 5583286.6414 | 0 | 312 | 4294511.7225 | 7085610.2082 | 58205.1328 |  |  | 3750298.0437 | 900994.4251
7484 | 4420522.685 | 11528136.6361 | 0 |  |  | 7107613.9511 | 0 | 312 | 4294511.7225 | 7085610.2082 | 58205.1328 |  |  | 3750298.0437 | 900994.4251
7485 | 4112092.039 | 12581468.9176 | 0 |  |  | 8469376.8786 | 0 | 312 | 4294511.7225 | 7085610.2082 | 58205.1328 |  |  | 3750298.0437 | 900994.4251
7486 | 3754306.602 | 13108135.0583 | 0 |  |  | 9353828.4563 | 0 | 312 | 4294511.7225 | 7085610.2082 | 58205.1328 |  |  | 3750298.0437 | 900994.4251
7487 | 3425131.477 | 12786283.5279 | 0 |  |  | 9361152.0509 | 0 | 312 | 4294511.7225 | 7085610.2082 | 58205.1328 |  |  | 3750298.0437 | 900994.4251
7488 | 3202838.779 | 11469618.176 | 0 |  |  | 8266779.397 | 0 | 312 | 4294511.7225 | 7085610.2082 | 58205.1328 |  |  | 3750298.0437 | 900994.4251
7489 | 3095899.284 | 9362953.6131 | 0 |  |  | 6267054.3291 | 0 | 313 | 4402174.755 | 3089287.0385 | 169274.6475 |  |  | 570149.8816 | 1713762.9506
7490 | 3039525.833 | 7051474.4399 | 0 |  |  | 4011948.6069 | 0 | 313 | 4402174.755 | 3089287.0385 | 169274.6475 |  |  | 570149.8816 | 1713762.9506
7491 | 3037784.139 | 5325179.8674 | 0 |  |  | 2287395.7284 | 0 | 313 | 4402174.755 | 3089287.0385 | 169274.6475 |  |  | 570149.8816 | 1713762.9506
7492 | 3125389.862 | 4242588.3559 | 0 |  |  | 1117198.4939 | 0 | 313 | 4402174.755 | 3089287.0385 | 169274.6475 |  |  | 570149.8816 | 1713762.9506
7493 | 3401624.321 | 3306292.9946 | 0 |  |  | 0 | 95331.3264 | 313 | 4402174.755 | 3089287.0385 | 169274.6475 |  |  | 570149.8816 | 1713762.9506
7494 | 4258453.722 | 2574812.2436 | 0 |  |  | 0 | 1683641.4784 | 313 | 4402174.755 | 3089287.0385 | 169274.6475 |  |  | 570149.8816 | 1713762.9506
7495 | 4872755.586 | 2428516.0934 | 0 |  |  | 0 | 2444239.4926 | 313 | 4402174.755 | 3089287.0385 | 169274.6475 |  |  | 570149.8816 | 1713762.9506
7496 | 5148623.072 | 2399256.8634 | 19552.5796 |  |  | 0 | 2729813.629 | 313 | 4402174.755 | 3089287.0385 | 169274.6475 |  |  | 570149.8816 | 1713762.9506
7497 | 5201643.367 | 2369997.6333 | 78210.3184 |  |  | 0 | 2753435.4152 | 313 | 4402174.755 | 3089287.0385 | 169274.6475 |  |  | 570149.8816 | 1713762.9506
7498 | 5096764.865 | 2106664.5629 | 152075.6192 |  |  | 0 | 2838024.6829 | 313 | 4402174.755 | 3089287.0385 | 169274.6475 |  |  | 570149.8816 | 1713762.9506
7499 | 5226004.855 | 2106664.5629 | 441019.2956 |  |  | 0 | 2678320.9964 | 313 | 4402174.755 | 3089287.0385 | 169274.6475 |  |  | 570149.8816 | 1713762.9506
7500 | 5137033.468 | 2574812.2436 | 1264400.1481 |  |  | 0 | 1297821.0763 | 313 | 4402174.755 | 3089287.0385 | 169274.6475 |  |  | 570149.8816 | 1713762.9506
7501 | 5150100.276 | 3130737.6144 | 1151429.6881 |  |  | 0 | 867932.9735 | 313 | 4402174.755 | 3089287.0385 | 169274.6475 |  |  | 570149.8816 | 1713762.9506
7502 | 5028534.809 | 2925923.0041 | 597439.9325 |  |  | 0 | 1505171.8724 | 313 | 4402174.755 | 3089287.0385 | 169274.6475 |  |  | 570149.8816 | 1713762.9506
7503 | 4973304.248 | 2574812.2436 | 345428.9064 |  |  | 0 | 2053063.098 | 313 | 4402174.755 | 3089287.0385 | 169274.6475 |  |  | 570149.8816 | 1713762.9506
7504 | 5157630.339 | 2779626.8539 | 13035.0531 |  |  | 0 | 2364968.432 | 313 | 4402174.755 | 3089287.0385 | 169274.6475 |  |  | 570149.8816 | 1713762.9506
7505 | 5571284.874 | 2721108.3938 | 0 |  |  | 0 | 2850176.4802 | 313 | 4402174.755 | 3089287.0385 | 169274.6475 |  |  | 570149.8816 | 1713762.9506
7506 | 5171773.546 | 2282219.9432 | 0 |  |  | 0 | 2889553.6028 | 313 | 4402174.755 | 3089287.0385 | 169274.6475 |  |  | 570149.8816 | 1713762.9506
7507 | 4887176.265 | 2252960.7131 | 0 |  |  | 0 | 2634215.5519 | 313 | 4402174.755 | 3089287.0385 | 169274.6475 |  |  | 570149.8816 | 1713762.9506
7508 | 4513733.425 | 2077405.3329 | 0 |  |  | 0 | 2436328.0921 | 313 | 4402174.755 | 3089287.0385 | 169274.6475 |  |  | 570149.8816 | 1713762.9506
7509 | 4147914.043 | 1872590.7226 | 0 |  |  | 0 | 2275323.3204 | 313 | 4402174.755 | 3089287.0385 | 169274.6475 |  |  | 570149.8816 | 1713762.9506
7510 | 3763089.347 | 1872590.7226 | 0 |  |  | 0 | 1890498.6244 | 313 | 4402174.755 | 3089287.0385 | 169274.6475 |  |  | 570149.8816 | 1713762.9506
7511 | 3438523.609 | 1843331.4926 | 0 |  |  | 0 | 1595192.1164 | 313 | 4402174.755 | 3089287.0385 | 169274.6475 |  |  | 570149.8816 | 1713762.9506
7512 | 3207626.965 | 1960368.4127 | 0 |  |  | 0 | 1247258.5523 | 313 | 4402174.755 | 3089287.0385 | 169274.6475 |  |  | 570149.8816 | 1713762.9506
7513 | 3088916.627 | 2077405.3329 | 0 |  |  | 0 | 1011511.2941 | 314 | 4367213.6202 | 1972559.7586 | 21634.5673 |  |  | 557657.9215 | 2930677.2158
7514 | 3030996.864 | 2223701.4831 | 0 |  |  | 0 | 807295.3809 | 314 | 4367213.6202 | 1972559.7586 | 21634.5673 |  |  | 557657.9215 | 2930677.2158
7515 | 3057321.793 | 2282219.9432 | 0 |  |  | 0 | 775101.8498 | 314 | 4367213.6202 | 1972559.7586 | 21634.5673 |  |  | 557657.9215 | 2930677.2158
7516 | 3157720.151 | 1989627.6428 | 0 |  |  | 0 | 1168092.5082 | 314 | 4367213.6202 | 1972559.7586 | 21634.5673 |  |  | 557657.9215 | 2930677.2158
7517 | 3415037.657 | 1404443.042 | 0 |  |  | 0 | 2010594.615 | 314 | 4367213.6202 | 1972559.7586 | 21634.5673 |  |  | 557657.9215 | 2930677.2158
7518 | 4198262.277 | 731480.751 | 0 |  |  | 0 | 3466781.526 | 314 | 4367213.6202 | 1972559.7586 | 21634.5673 |  |  | 557657.9215 | 2930677.2158
7519 | 4793594.49 | 263333.0704 | 0 |  |  | 0 | 4530261.4196 | 314 | 4367213.6202 | 1972559.7586 | 21634.5673 |  |  | 557657.9215 | 2930677.2158
7520 | 4995224.305 | 58518.4601 | 2172.5088 |  |  | 0 | 4934533.3361 | 314 | 4367213.6202 | 1972559.7586 | 21634.5673 |  |  | 557657.9215 | 2930677.2158
7521 | 5024576.187 | 0 | 28242.615 |  |  | 0 | 4996333.572 | 314 | 4367213.6202 | 1972559.7586 | 21634.5673 |  |  | 557657.9215 | 2930677.2158
7522 | 5128346.876 | 0 | 58657.7388 |  |  | 0 | 5069689.1372 | 314 | 4367213.6202 | 1972559.7586 | 21634.5673 |  |  | 557657.9215 | 2930677.2158
7523 | 5078190.724 | 0 | 86900.3538 |  |  | 0 | 4991290.3702 | 314 | 4367213.6202 | 1972559.7586 | 21634.5673 |  |  | 557657.9215 | 2930677.2158
7524 | 4972140.396 | 146296.1502 | 102107.9157 |  |  | 0 | 4723736.3301 | 314 | 4367213.6202 | 1972559.7586 | 21634.5673 |  |  | 557657.9215 | 2930677.2158
7525 | 4884637.115 | 292592.3004 | 102107.9157 |  |  | 0 | 4489936.8989 | 314 | 4367213.6202 | 1972559.7586 | 21634.5673 |  |  | 557657.9215 | 2930677.2158
7526 | 4768611.34 | 438888.4506 | 89072.8627 |  |  | 0 | 4240650.0267 | 314 | 4367213.6202 | 1972559.7586 | 21634.5673 |  |  | 557657.9215 | 2930677.2158
7527 | 4766475.34 | 585184.6008 | 49967.7034 |  |  | 0 | 4131323.0357 | 314 | 4367213.6202 | 1972559.7586 | 21634.5673 |  |  | 557657.9215 | 2930677.2158
7528 | 5126456.021 | 702221.521 | 0 |  |  | 0 | 4424234.5 | 314 | 4367213.6202 | 1972559.7586 | 21634.5673 |  |  | 557657.9215 | 2930677.2158
7529 | 5451142.955 | 672962.2909 | 0 |  |  | 0 | 4778180.6641 | 314 | 4367213.6202 | 1972559.7586 | 21634.5673 |  |  | 557657.9215 | 2930677.2158
7530 | 5216706.246 | 789999.2111 | 0 |  |  | 0 | 4426707.0349 | 314 | 4367213.6202 | 1972559.7586 | 21634.5673 |  |  | 557657.9215 | 2930677.2158
7531 | 4795117.875 | 1404443.042 | 0 |  |  | 0 | 3390674.833 | 314 | 4367213.6202 | 1972559.7586 | 21634.5673 |  |  | 557657.9215 | 2930677.2158
7532 | 4544137.091 | 2574812.2436 | 0 |  |  | 0 | 1969324.8474 | 314 | 4367213.6202 | 1972559.7586 | 21634.5673 |  |  | 557657.9215 | 2930677.2158
7533 | 4290167.727 | 4301106.816 | 0 |  |  | 10939.089 | 0 | 314 | 4367213.6202 | 1972559.7586 | 21634.5673 |  |  | 557657.9215 | 2930677.2158
7534 | 4014478.581 | 6554067.5292 | 0 |  |  | 2539588.9482 | 0 | 314 | 4367213.6202 | 1972559.7586 | 21634.5673 |  |  | 557657.9215 | 2930677.2158
7535 | 3742218.758 | 8485176.7119 | 0 |  |  | 4742957.9539 | 0 | 314 | 4367213.6202 | 1972559.7586 | 21634.5673 |  |  | 557657.9215 | 2930677.2158
7536 | 3272649.489 | 9362953.6131 | 0 |  |  | 6090304.1241 | 0 | 314 | 4367213.6202 | 1972559.7586 | 21634.5673 |  |  | 557657.9215 | 2930677.2158
7537 | 3321902.974 | 9597027.4534 | 0 |  |  | 6275124.4794 | 0 | 315 | 3826093.5302 | 16872822.6569 | 248661.7416 |  |  | 13295390.8683 | 0
7538 | 3257112.519 | 9860360.5238 | 0 |  |  | 6603248.0048 | 0 | 315 | 3826093.5302 | 16872822.6569 | 248661.7416 |  |  | 13295390.8683 | 0
7539 | 3133839.58 | 10913692.8053 | 0 |  |  | 7779853.2253 | 0 | 315 | 3826093.5302 | 16872822.6569 | 248661.7416 |  |  | 13295390.8683 | 0
7540 | 3062209.64 | 12464431.9974 | 0 |  |  | 9402222.3574 | 0 | 315 | 3826093.5302 | 16872822.6569 | 248661.7416 |  |  | 13295390.8683 | 0
7541 | 3108640.113 | 14307763.49 | 0 |  |  | 11199123.377 | 0 | 315 | 3826093.5302 | 16872822.6569 | 248661.7416 |  |  | 13295390.8683 | 0
7542 | 3484567.64 | 15917021.1422 | 0 |  |  | 12432453.5022 | 0 | 315 | 3826093.5302 | 16872822.6569 | 248661.7416 |  |  | 13295390.8683 | 0
7543 | 3782326.741 | 17467760.3344 | 0 |  |  | 13685433.5934 | 0 | 315 | 3826093.5302 | 16872822.6569 | 248661.7416 |  |  | 13295390.8683 | 0
7544 | 3930042.288 | 18901462.6064 | 19552.5796 |  |  | 14990972.898 | 0 | 315 | 3826093.5302 | 16872822.6569 | 248661.7416 |  |  | 13295390.8683 | 0
7545 | 4125580.155 | 19837757.9677 | 136868.0573 |  |  | 15849045.87 | 0 | 315 | 3826093.5302 | 16872822.6569 | 248661.7416 |  |  | 13295390.8683 | 0
7546 | 4192139.021 | 19837757.9677 | 608302.4767 |  |  | 16253921.4235 | 0 | 315 | 3826093.5302 | 16872822.6569 | 248661.7416 |  |  | 13295390.8683 | 0
7547 | 4170517.279 | 18813684.9163 | 1010216.6132 |  |  | 15653384.2504 | 0 | 315 | 3826093.5302 | 16872822.6569 | 248661.7416 |  |  | 13295390.8683 | 0
7548 | 4102914.094 | 17555538.0245 | 1292642.7631 |  |  | 14745266.6936 | 0 | 315 | 3826093.5302 | 16872822.6569 | 248661.7416 |  |  | 13295390.8683 | 0
7549 | 4028714.472 | 18257759.5455 | 1292642.7631 |  |  | 15521687.8366 | 0 | 315 | 3826093.5302 | 16872822.6569 | 248661.7416 |  |  | 13295390.8683 | 0
7550 | 3980497.282 | 19457387.9772 | 1029769.1928 |  |  | 16506659.888 | 0 | 315 | 3826093.5302 | 16872822.6569 | 248661.7416 |  |  | 13295390.8683 | 0
7551 | 4001836.416 | 19749980.2776 | 560507.2821 |  |  | 16308651.1437 | 0 | 315 | 3826093.5302 | 16872822.6569 | 248661.7416 |  |  | 13295390.8683 | 0
7552 | 4302900.255 | 18696647.9961 | 17380.0708 |  |  | 14411127.8119 | 0 | 315 | 3826093.5302 | 16872822.6569 | 248661.7416 |  |  | 13295390.8683 | 0
7553 | 4748162.039 | 17789611.8649 | 0 |  |  | 13041449.8259 | 0 | 315 | 3826093.5302 | 16872822.6569 | 248661.7416 |  |  | 13295390.8683 | 0
7554 | 4565916.969 | 18521092.6159 | 0 |  |  | 13955175.6469 | 0 | 315 | 3826093.5302 | 16872822.6569 | 248661.7416 |  |  | 13295390.8683 | 0
7555 | 4224717.44 | 19077017.9867 | 0 |  |  | 14852300.5467 | 0 | 315 | 3826093.5302 | 16872822.6569 | 248661.7416 |  |  | 13295390.8683 | 0
7556 | 4090215.986 | 18930721.8365 | 0 |  |  | 14840505.8505 | 0 | 315 | 3826093.5302 | 16872822.6569 | 248661.7416 |  |  | 13295390.8683 | 0
7557 | 3870066.043 | 18374796.4657 | 0 |  |  | 14504730.4227 | 0 | 315 | 3826093.5302 | 16872822.6569 | 248661.7416 |  |  | 13295390.8683 | 0
7558 | 3710119.369 | 17848130.3249 | 0 |  |  | 14138010.9559 | 0 | 315 | 3826093.5302 | 16872822.6569 | 248661.7416 |  |  | 13295390.8683 | 0
7559 | 3507717.544 | 16970353.4237 | 0 |  |  | 13462635.8797 | 0 | 315 | 3826093.5302 | 16872822.6569 | 248661.7416 |  |  | 13295390.8683 | 0
7560 | 3123588.867 | 15799984.2221 | 0 |  |  | 12676395.3551 | 0 | 315 | 3826093.5302 | 16872822.6569 | 248661.7416 |  |  | 13295390.8683 | 0
7561 | 2986167.985 | 14337022.72 | 0 |  |  | 11350854.735 | 0 | 316 | 3676270.5837 | 9899372.8305 | 18285.2828 |  |  | 6295379.6061 | 53992.0764
7562 | 2910698.831 | 13254431.2085 | 0 |  |  | 10343732.3775 | 0 | 316 | 3676270.5837 | 9899372.8305 | 18285.2828 |  |  | 6295379.6061 | 53992.0764
7563 | 2878966.037 | 12903320.448 | 0 |  |  | 10024354.411 | 0 | 316 | 3676270.5837 | 9899372.8305 | 18285.2828 |  |  | 6295379.6061 | 53992.0764
7564 | 2944445.196 | 12639987.3777 | 0 |  |  | 9695542.1817 | 0 | 316 | 3676270.5837 | 9899372.8305 | 18285.2828 |  |  | 6295379.6061 | 53992.0764
7565 | 2940567.431 | 11615914.3262 | 0 |  |  | 8675346.8952 | 0 | 316 | 3676270.5837 | 9899372.8305 | 18285.2828 |  |  | 6295379.6061 | 53992.0764
7566 | 3088346.224 | 10445545.1246 | 0 |  |  | 7357198.9006 | 0 | 316 | 3676270.5837 | 9899372.8305 | 18285.2828 |  |  | 6295379.6061 | 53992.0764
7567 | 3351923.553 | 9538508.9933 | 0 |  |  | 6186585.4403 | 0 | 316 | 3676270.5837 | 9899372.8305 | 18285.2828 |  |  | 6295379.6061 | 53992.0764
7568 | 3616104.06 | 8777769.0123 | 0 |  |  | 5161664.9523 | 0 | 316 | 3676270.5837 | 9899372.8305 | 18285.2828 |  |  | 6295379.6061 | 53992.0764
7569 | 3855970.02 | 8280362.1016 | 28242.615 |  |  | 4452634.6966 | 0 | 316 | 3676270.5837 | 9899372.8305 | 18285.2828 |  |  | 6295379.6061 | 53992.0764
7570 | 3991097.609 | 8982583.6226 | 69520.2831 |  |  | 5061006.2966 | 0 | 316 | 3676270.5837 | 9899372.8305 | 18285.2828 |  |  | 6295379.6061 | 53992.0764
7571 | 4008765.087 | 11645173.5563 | 97762.898 |  |  | 7734171.3673 | 0 | 316 | 3676270.5837 | 9899372.8305 | 18285.2828 |  |  | 6295379.6061 | 53992.0764
7572 | 3965472.039 | 14073689.6497 | 106452.9334 |  |  | 10214670.5441 | 0 | 316 | 3676270.5837 | 9899372.8305 | 18285.2828 |  |  | 6295379.6061 | 53992.0764
7573 | 3929715.658 | 16092576.5225 | 86900.3538 |  |  | 12249761.2183 | 0 | 316 | 3676270.5837 | 9899372.8305 | 18285.2828 |  |  | 6295379.6061 | 53992.0764
7574 | 3895660.878 | 16794798.0435 | 41277.6681 |  |  | 12940414.8335 | 0 | 316 | 3676270.5837 | 9899372.8305 | 18285.2828 |  |  | 6295379.6061 | 53992.0764
7575 | 3918377.222 | 15565910.3818 | 8690.0354 |  |  | 11656223.1951 | 0 | 316 | 3676270.5837 | 9899372.8305 | 18285.2828 |  |  | 6295379.6061 | 53992.0764
7576 | 4265846.735 | 12991098.1382 | 0 |  |  | 8725251.4032 | 0 | 316 | 3676270.5837 | 9899372.8305 | 18285.2828 |  |  | 6295379.6061 | 53992.0764
7577 | 4794722.105 | 8953324.3925 | 0 |  |  | 4158602.2875 | 0 | 316 | 3676270.5837 | 9899372.8305 | 18285.2828 |  |  | 6295379.6061 | 53992.0764
7578 | 4680053.598 | 6407771.379 | 0 |  |  | 1727717.781 | 0 | 316 | 3676270.5837 | 9899372.8305 | 18285.2828 |  |  | 6295379.6061 | 53992.0764
7579 | 4344253.383 | 4798513.7267 | 0 |  |  | 454260.3437 | 0 | 316 | 3676270.5837 | 9899372.8305 | 18285.2828 |  |  | 6295379.6061 | 53992.0764
7580 | 4105119.243 | 3569626.065 | 0 |  |  | 0 | 535493.178 | 316 | 3676270.5837 | 9899372.8305 | 18285.2828 |  |  | 6295379.6061 | 53992.0764
7581 | 3832535.811 | 3072219.1543 | 0 |  |  | 0 | 760316.6567 | 316 | 3676270.5837 | 9899372.8305 | 18285.2828 |  |  | 6295379.6061 | 53992.0764
7582 | 3541573.849 | 3891477.5954 | 0 |  |  | 349903.7464 | 0 | 316 | 3676270.5837 | 9899372.8305 | 18285.2828 |  |  | 6295379.6061 | 53992.0764
7583 | 3291465.414 | 4622958.3465 | 0 |  |  | 1331492.9325 | 0 | 316 | 3676270.5837 | 9899372.8305 | 18285.2828 |  |  | 6295379.6061 | 53992.0764
7584 | 3092646.04 | 4330366.0461 | 0 |  |  | 1237720.0061 | 0 | 316 | 3676270.5837 | 9899372.8305 | 18285.2828 |  |  | 6295379.6061 | 53992.0764
7585 | 3018124.724 | 4125551.4358 | 0 |  |  | 1107426.7118 | 0 | 317 | 4334315.1149 | 9933508.5989 | 13216.0955 |  |  | 5612409.5794 | 0
7586 | 2992667.085 | 4622958.3465 | 0 |  |  | 1630291.2615 | 0 | 317 | 4334315.1149 | 9933508.5989 | 13216.0955 |  |  | 5612409.5794 | 0
7587 | 3023291.602 | 5471476.0176 | 0 |  |  | 2448184.4156 | 0 | 317 | 4334315.1149 | 9933508.5989 | 13216.0955 |  |  | 5612409.5794 | 0
7588 | 3123786.254 | 6115179.0785 | 0 |  |  | 2991392.8245 | 0 | 317 | 4334315.1149 | 9933508.5989 | 13216.0955 |  |  | 5612409.5794 | 0
7589 | 3427318.628 | 6290734.4588 | 0 |  |  | 2863415.8308 | 0 | 317 | 4334315.1149 | 9933508.5989 | 13216.0955 |  |  | 5612409.5794 | 0
7590 | 4150564.031 | 6056660.6185 | 0 |  |  | 1906096.5875 | 0 | 317 | 4334315.1149 | 9933508.5989 | 13216.0955 |  |  | 5612409.5794 | 0
7591 | 4899983.151 | 5968882.9283 | 0 |  |  | 1068899.7773 | 0 | 317 | 4334315.1149 | 9933508.5989 | 13216.0955 |  |  | 5612409.5794 | 0
7592 | 5037534.489 | 5998142.1584 | 0 |  |  | 960607.6694 | 0 | 317 | 4334315.1149 | 9933508.5989 | 13216.0955 |  |  | 5612409.5794 | 0
7593 | 5023236.028 | 5851846.0082 | 19552.5796 |  |  | 848162.5598 | 0 | 317 | 4334315.1149 | 9933508.5989 | 13216.0955 |  |  | 5612409.5794 | 0
7594 | 5027308.706 | 6407771.379 | 49967.7034 |  |  | 1430430.3764 | 0 | 317 | 4334315.1149 | 9933508.5989 | 13216.0955 |  |  | 5612409.5794 | 0
7595 | 5017064.413 | 8924065.1625 | 73865.3007 |  |  | 3980866.0502 | 0 | 317 | 4334315.1149 | 9933508.5989 | 13216.0955 |  |  | 5612409.5794 | 0
7596 | 4937579.837 | 10416285.8946 | 73865.3007 |  |  | 5552571.3583 | 0 | 317 | 4334315.1149 | 9933508.5989 | 13216.0955 |  |  | 5612409.5794 | 0
7597 | 4941042.225 | 11235544.3357 | 56485.23 |  |  | 6350987.3407 | 0 | 317 | 4334315.1149 | 9933508.5989 | 13216.0955 |  |  | 5612409.5794 | 0
7598 | 4806603.768 | 11264803.5657 | 34760.1415 |  |  | 6492959.9393 | 0 | 317 | 4334315.1149 | 9933508.5989 | 13216.0955 |  |  | 5612409.5794 | 0
7599 | 4724110.494 | 11089248.1855 | 8690.0354 |  |  | 6373827.7269 | 0 | 317 | 4334315.1149 | 9933508.5989 | 13216.0955 |  |  | 5612409.5794 | 0
7600 | 4951977.339 | 10767396.655 | 0 |  |  | 5815419.316 | 0 | 317 | 4334315.1149 | 9933508.5989 | 13216.0955 |  |  | 5612409.5794 | 0
7601 | 5419915.855 | 9655545.9135 | 0 |  |  | 4235630.0585 | 0 | 317 | 4334315.1149 | 9933508.5989 | 13216.0955 |  |  | 5612409.5794 | 0
7602 | 5198582.515 | 10152952.8242 | 0 |  |  | 4954370.3092 | 0 | 317 | 4334315.1149 | 9933508.5989 | 13216.0955 |  |  | 5612409.5794 | 0
7603 | 4851817.96 | 12142580.467 | 0 |  |  | 7290762.507 | 0 | 317 | 4334315.1149 | 9933508.5989 | 13216.0955 |  |  | 5612409.5794 | 0
7604 | 4561979.097 | 14219985.7999 | 0 |  |  | 9658006.7029 | 0 | 317 | 4334315.1149 | 9933508.5989 | 13216.0955 |  |  | 5612409.5794 | 0
7605 | 4228664.74 | 16063317.2925 | 0 |  |  | 11834652.5525 | 0 | 317 | 4334315.1149 | 9933508.5989 | 13216.0955 |  |  | 5612409.5794 | 0
7606 | 3847557.811 | 17789611.8649 | 0 |  |  | 13942054.0539 | 0 | 317 | 4334315.1149 | 9933508.5989 | 13216.0955 |  |  | 5612409.5794 | 0
7607 | 3506573.507 | 18667388.7661 | 0 |  |  | 15160815.2591 | 0 | 317 | 4334315.1149 | 9933508.5989 | 13216.0955 |  |  | 5612409.5794 | 0
7608 | 3306278.499 | 19106277.2167 | 0 |  |  | 15799998.7177 | 0 | 317 | 4334315.1149 | 9933508.5989 | 13216.0955 |  |  | 5612409.5794 | 0
7609 | 3190468.278 | 19662202.5875 | 0 |  |  | 16471734.3095 | 0 | 318 | 4472269.4895 | 16741156.1217 | 38743.0744 |  |  | 12307629.7066 | 0
7610 | 3133925.33 | 20393683.3385 | 0 |  |  | 17259758.0085 | 0 | 318 | 4472269.4895 | 16741156.1217 | 38743.0744 |  |  | 12307629.7066 | 0
7611 | 3150143.032 | 20978867.9393 | 0 |  |  | 17828724.9073 | 0 | 318 | 4472269.4895 | 16741156.1217 | 38743.0744 |  |  | 12307629.7066 | 0
7612 | 3422489.163 | 21300719.4698 | 0 |  |  | 17878230.3068 | 0 | 318 | 4472269.4895 | 16741156.1217 | 38743.0744 |  |  | 12307629.7066 | 0
7613 | 3675086.234 | 21564052.5401 | 0 |  |  | 17888966.3061 | 0 | 318 | 4472269.4895 | 16741156.1217 | 38743.0744 |  |  | 12307629.7066 | 0
7614 | 4469723.158 | 21212941.7796 | 0 |  |  | 16743218.6216 | 0 | 318 | 4472269.4895 | 16741156.1217 | 38743.0744 |  |  | 12307629.7066 | 0
7615 | 5133787.876 | 20510720.2587 | 0 |  |  | 15376932.3827 | 0 | 318 | 4472269.4895 | 16741156.1217 | 38743.0744 |  |  | 12307629.7066 | 0
7616 | 5197320.59 | 19515906.4373 | 6517.5265 |  |  | 14325103.3738 | 0 | 318 | 4472269.4895 | 16741156.1217 | 38743.0744 |  |  | 12307629.7066 | 0
7617 | 5356229.727 | 18082204.1653 | 67347.7742 |  |  | 12793322.2125 | 0 | 318 | 4472269.4895 | 16741156.1217 | 38743.0744 |  |  | 12307629.7066 | 0
7618 | 5275176.976 | 17497019.5645 | 123833.0042 |  |  | 12345675.5926 | 0 | 318 | 4472269.4895 | 16741156.1217 | 38743.0744 |  |  | 12307629.7066 | 0
7619 | 5257210.197 | 18755166.4562 | 169455.6899 |  |  | 13667411.9492 | 0 | 318 | 4472269.4895 | 16741156.1217 | 38743.0744 |  |  | 12307629.7066 | 0
7620 | 5103313.845 | 20686275.6389 | 206388.3403 |  |  | 15789350.1342 | 0 | 318 | 4472269.4895 | 16741156.1217 | 38743.0744 |  |  | 12307629.7066 | 0
7621 | 5119768.555 | 21564052.5401 | 191180.7784 |  |  | 16635464.7635 | 0 | 318 | 4472269.4895 | 16741156.1217 | 38743.0744 |  |  | 12307629.7066 | 0
7622 | 4971204.878 | 21066645.6294 | 130350.5307 |  |  | 16225791.2822 | 0 | 318 | 4472269.4895 | 16741156.1217 | 38743.0744 |  |  | 12307629.7066 | 0
7623 | 4864748.128 | 19106277.2167 | 34760.1415 |  |  | 14276289.2302 | 0 | 318 | 4472269.4895 | 16741156.1217 | 38743.0744 |  |  | 12307629.7066 | 0
7624 | 5032800.437 | 16736279.5834 | 0 |  |  | 11703479.1464 | 0 | 318 | 4472269.4895 | 16741156.1217 | 38743.0744 |  |  | 12307629.7066 | 0
7625 | 5481697.125 | 12639987.3777 | 0 |  |  | 7158290.2527 | 0 | 318 | 4472269.4895 | 16741156.1217 | 38743.0744 |  |  | 12307629.7066 | 0
7626 | 5247104.667 | 10152952.8242 | 0 |  |  | 4905848.1572 | 0 | 318 | 4472269.4895 | 16741156.1217 | 38743.0744 |  |  | 12307629.7066 | 0
7627 | 4890926.387 | 9450731.3032 | 0 |  |  | 4559804.9162 | 0 | 318 | 4472269.4895 | 16741156.1217 | 38743.0744 |  |  | 12307629.7066 | 0
7628 | 4531820.503 | 9099620.5427 | 0 |  |  | 4567800.0397 | 0 | 318 | 4472269.4895 | 16741156.1217 | 38743.0744 |  |  | 12307629.7066 | 0
7629 | 4206262.237 | 9333694.383 | 0 |  |  | 5127432.146 | 0 | 318 | 4472269.4895 | 16741156.1217 | 38743.0744 |  |  | 12307629.7066 | 0
7630 | 3860165.793 | 9801842.0637 | 0 |  |  | 5941676.2707 | 0 | 318 | 4472269.4895 | 16741156.1217 | 38743.0744 |  |  | 12307629.7066 | 0
7631 | 3503058.493 | 10650359.7349 | 0 |  |  | 7147301.2419 | 0 | 318 | 4472269.4895 | 16741156.1217 | 38743.0744 |  |  | 12307629.7066 | 0
7632 | 3260036.14 | 12025543.5468 | 0 |  |  | 8765507.4068 | 0 | 318 | 4472269.4895 | 16741156.1217 | 38743.0744 |  |  | 12307629.7066 | 0
7633 | 3141224.918 | 14015171.1896 | 0 |  |  | 10873946.2716 | 0 | 319 | 4341832.283 | 16543656.319 | 19371.5372 |  |  | 12221195.5732 | 0
7634 | 3083300.912 | 15653688.0719 | 0 |  |  | 12570387.1599 | 0 | 319 | 4341832.283 | 16543656.319 | 19371.5372 |  |  | 12221195.5732 | 0
7635 | 3097470.261 | 17204427.264 | 0 |  |  | 14106957.003 | 0 | 319 | 4341832.283 | 16543656.319 | 19371.5372 |  |  | 12221195.5732 | 0
7636 | 3181879.111 | 17818871.0949 | 0 |  |  | 14636991.9839 | 0 | 319 | 4341832.283 | 16543656.319 | 19371.5372 |  |  | 12221195.5732 | 0
7637 | 3466360.269 | 17467760.3344 | 0 |  |  | 14001400.0654 | 0 | 319 | 4341832.283 | 16543656.319 | 19371.5372 |  |  | 12221195.5732 | 0
7638 | 4159990.968 | 16326650.3628 | 0 |  |  | 12166659.3948 | 0 | 319 | 4341832.283 | 16543656.319 | 19371.5372 |  |  | 12221195.5732 | 0
7639 | 4836609.489 | 14424800.4102 | 0 |  |  | 9588190.9212 | 0 | 319 | 4341832.283 | 16543656.319 | 19371.5372 |  |  | 12221195.5732 | 0
7640 | 4975610.965 | 12464431.9974 | 0 |  |  | 7488821.0324 | 0 | 319 | 4341832.283 | 16543656.319 | 19371.5372 |  |  | 12221195.5732 | 0
7641 | 5084315.36 | 11615914.3262 | 26070.1061 |  |  | 6557669.0724 | 0 | 319 | 4341832.283 | 16543656.319 | 19371.5372 |  |  | 12221195.5732 | 0
7642 | 5150392.252 | 12991098.1382 | 65175.2654 |  |  | 7905881.1515 | 0 | 319 | 4341832.283 | 16543656.319 | 19371.5372 |  |  | 12221195.5732 | 0
7643 | 4999324.127 | 15185540.3912 | 106452.9334 |  |  | 10292669.1977 | 0 | 319 | 4341832.283 | 16543656.319 | 19371.5372 |  |  | 12221195.5732 | 0
7644 | 4936976.268 | 16824057.2735 | 121660.4953 |  |  | 12008741.5009 | 0 | 319 | 4341832.283 | 16543656.319 | 19371.5372 |  |  | 12221195.5732 | 0
7645 | 4964598.681 | 17438501.1044 | 86900.3538 |  |  | 12560802.7772 | 0 | 319 | 4341832.283 | 16543656.319 | 19371.5372 |  |  | 12221195.5732 | 0
7646 | 4828691.756 | 18082204.1653 | 47795.1946 |  |  | 13301307.6039 | 0 | 319 | 4341832.283 | 16543656.319 | 19371.5372 |  |  | 12221195.5732 | 0
7647 | 4718984.582 | 18374796.4657 | 10862.5442 |  |  | 13666674.4279 | 0 | 319 | 4341832.283 | 16543656.319 | 19371.5372 |  |  | 12221195.5732 | 0
7648 | 4963834.101 | 18842944.1463 | 0 |  |  | 13879110.0453 | 0 | 319 | 4341832.283 | 16543656.319 | 19371.5372 |  |  | 12221195.5732 | 0
7649 | 5375820.663 | 17409241.8743 | 0 |  |  | 12033421.2113 | 0 | 319 | 4341832.283 | 16543656.319 | 19371.5372 |  |  | 12221195.5732 | 0
7650 | 5156371.235 | 16911834.9636 | 0 |  |  | 11755463.7286 | 0 | 319 | 4341832.283 | 16543656.319 | 19371.5372 |  |  | 12221195.5732 | 0
7651 | 4833764.546 | 17438501.1044 | 0 |  |  | 12604736.5584 | 0 | 319 | 4341832.283 | 16543656.319 | 19371.5372 |  |  | 12221195.5732 | 0
7652 | 4487693.687 | 18257759.5455 | 0 |  |  | 13770065.8585 | 0 | 319 | 4341832.283 | 16543656.319 | 19371.5372 |  |  | 12221195.5732 | 0
7653 | 4176713.042 | 18813684.9163 | 0 |  |  | 14636971.8743 | 0 | 319 | 4341832.283 | 16543656.319 | 19371.5372 |  |  | 12221195.5732 | 0
7654 | 3815739.935 | 18842944.1463 | 0 |  |  | 15027204.2113 | 0 | 319 | 4341832.283 | 16543656.319 | 19371.5372 |  |  | 12221195.5732 | 0
7655 | 3493542.857 | 18111463.3953 | 0 |  |  | 14617920.5383 | 0 | 319 | 4341832.283 | 16543656.319 | 19371.5372 |  |  | 12221195.5732 | 0
7656 | 3274764.807 | 16531464.9731 | 0 |  |  | 13256700.1661 | 0 | 319 | 4341832.283 | 16543656.319 | 19371.5372 |  |  | 12221195.5732 | 0
7657 | 3165813.128 | 15214799.6213 | 0 |  |  | 12048986.4933 | 0 | 320 | 4467222.1912 | 10393122.3374 | 9142.6414 |  |  | 5935042.7876 | 0
7658 | 3110724.412 | 13664060.4291 | 0 |  |  | 10553336.0171 | 0 | 320 | 4467222.1912 | 10393122.3374 | 9142.6414 |  |  | 5935042.7876 | 0
7659 | 3120392.508 | 11147766.6456 | 0 |  |  | 8027374.1376 | 0 | 320 | 4467222.1912 | 10393122.3374 | 9142.6414 |  |  | 5935042.7876 | 0
7660 | 3210546.688 | 9275175.923 | 0 |  |  | 6064629.235 | 0 | 320 | 4467222.1912 | 10393122.3374 | 9142.6414 |  |  | 5935042.7876 | 0
7661 | 3490488.153 | 8046288.2612 | 0 |  |  | 4555800.1082 | 0 | 320 | 4467222.1912 | 10393122.3374 | 9142.6414 |  |  | 5935042.7876 | 0
7662 | 4240341.658 | 7636659.0407 | 0 |  |  | 3396317.3827 | 0 | 320 | 4467222.1912 | 10393122.3374 | 9142.6414 |  |  | 5935042.7876 | 0
7663 | 4894982.987 | 6729622.9094 | 0 |  |  | 1834639.9224 | 0 | 320 | 4467222.1912 | 10393122.3374 | 9142.6414 |  |  | 5935042.7876 | 0
7664 | 5045285.881 | 5822586.7781 | 0 |  |  | 777300.8971 | 0 | 320 | 4467222.1912 | 10393122.3374 | 9142.6414 |  |  | 5935042.7876 | 0
7665 | 5063154.671 | 5676290.6279 | 13035.0531 |  |  | 626171.01 | 0 | 320 | 4467222.1912 | 10393122.3374 | 9142.6414 |  |  | 5935042.7876 | 0
7666 | 5153922.071 | 5968882.9283 | 41277.6681 |  |  | 856238.5254 | 0 | 320 | 4467222.1912 | 10393122.3374 | 9142.6414 |  |  | 5935042.7876 | 0
7667 | 5139495.259 | 8485176.7119 | 49967.7034 |  |  | 3395649.1563 | 0 | 320 | 4467222.1912 | 10393122.3374 | 9142.6414 |  |  | 5935042.7876 | 0
7668 | 5065176.448 | 11440358.946 | 54312.7211 |  |  | 6429495.2191 | 0 | 320 | 4467222.1912 | 10393122.3374 | 9142.6414 |  |  | 5935042.7876 | 0
7669 | 5056165.001 | 13108135.0583 | 39105.1592 |  |  | 8091075.2165 | 0 | 320 | 4467222.1912 | 10393122.3374 | 9142.6414 |  |  | 5935042.7876 | 0
7670 | 5014534.394 | 14190726.5698 | 19552.5796 |  |  | 9195744.7554 | 0 | 320 | 4467222.1912 | 10393122.3374 | 9142.6414 |  |  | 5935042.7876 | 0
7671 | 5055325.321 | 14424800.4102 | 2172.5088 |  |  | 9371647.598 | 0 | 320 | 4467222.1912 | 10393122.3374 | 9142.6414 |  |  | 5935042.7876 | 0
7672 | 5180730.026 | 13195912.7484 | 0 |  |  | 8015182.7224 | 0 | 320 | 4467222.1912 | 10393122.3374 | 9142.6414 |  |  | 5935042.7876 | 0
7673 | 5594590.505 | 10416285.8946 | 0 |  |  | 4821695.3896 | 0 | 320 | 4467222.1912 | 10393122.3374 | 9142.6414 |  |  | 5935042.7876 | 0
7674 | 5372209.982 | 9158139.0028 | 0 |  |  | 3785929.0208 | 0 | 320 | 4467222.1912 | 10393122.3374 | 9142.6414 |  |  | 5935042.7876 | 0
7675 | 5097652.738 | 9772582.8337 | 0 |  |  | 4674930.0957 | 0 | 320 | 4467222.1912 | 10393122.3374 | 9142.6414 |  |  | 5935042.7876 | 0
7676 | 4577976.097 | 10474804.3546 | 0 |  |  | 5896828.2576 | 0 | 320 | 4467222.1912 | 10393122.3374 | 9142.6414 |  |  | 5935042.7876 | 0
7677 | 4357417.775 | 10972211.2653 | 0 |  |  | 6614793.4903 | 0 | 320 | 4467222.1912 | 10393122.3374 | 9142.6414 |  |  | 5935042.7876 | 0
7678 | 4005533.803 | 11294062.7958 | 0 |  |  | 7288528.9928 | 0 | 320 | 4467222.1912 | 10393122.3374 | 9142.6414 |  |  | 5935042.7876 | 0
7679 | 3696327.35 | 11615914.3262 | 0 |  |  | 7919586.9762 | 0 | 320 | 4467222.1912 | 10393122.3374 | 9142.6414 |  |  | 5935042.7876 | 0
7680 | 3504545.733 | 11703692.0164 | 0 |  |  | 8199146.2834 | 0 | 320 | 4467222.1912 | 10393122.3374 | 9142.6414 |  |  | 5935042.7876 | 0
7681 | 3418053.683 | 11235544.3357 | 0 |  |  | 7817490.6527 | 0 | 321 | 4344623.3326 | 5551938.9003 | 70334.9739 |  |  | 2431034.4942 | 1153383.9527
7682 | 3274638.901 | 10621100.5048 | 0 |  |  | 7346461.6038 | 0 | 321 | 4344623.3326 | 5551938.9003 | 70334.9739 |  |  | 2431034.4942 | 1153383.9527
7683 | 3345091.512 | 10035915.904 | 0 |  |  | 6690824.392 | 0 | 321 | 4344623.3326 | 5551938.9003 | 70334.9739 |  |  | 2431034.4942 | 1153383.9527
7684 | 3462496.535 | 10269989.7444 | 0 |  |  | 6807493.2094 | 0 | 321 | 4344623.3326 | 5551938.9003 | 70334.9739 |  |  | 2431034.4942 | 1153383.9527
7685 | 3641592.419 | 10094434.3641 | 0 |  |  | 6452841.9451 | 0 | 321 | 4344623.3326 | 5551938.9003 | 70334.9739 |  |  | 2431034.4942 | 1153383.9527
7686 | 4292572.618 | 9655545.9135 | 0 |  |  | 5362973.2955 | 0 | 321 | 4344623.3326 | 5551938.9003 | 70334.9739 |  |  | 2431034.4942 | 1153383.9527
7687 | 4962808.457 | 8748509.7822 | 0 |  |  | 3785701.3252 | 0 | 321 | 4344623.3326 | 5551938.9003 | 70334.9739 |  |  | 2431034.4942 | 1153383.9527
7688 | 5047198.02 | 7929251.3411 | 2172.5088 |  |  | 2884225.8299 | 0 | 321 | 4344623.3326 | 5551938.9003 | 70334.9739 |  |  | 2431034.4942 | 1153383.9527
7689 | 4999071.839 | 7197770.5901 | 89072.8627 |  |  | 2287771.6137 | 0 | 321 | 4344623.3326 | 5551938.9003 | 70334.9739 |  |  | 2431034.4942 | 1153383.9527
7690 | 5049085.573 | 6524808.2991 | 206388.3403 |  |  | 1682111.0664 | 0 | 321 | 4344623.3326 | 5551938.9003 | 70334.9739 |  |  | 2431034.4942 | 1153383.9527
7691 | 4949689.77 | 7227029.8201 | 325876.3268 |  |  | 2603216.3769 | 0 | 321 | 4344623.3326 | 5551938.9003 | 70334.9739 |  |  | 2431034.4942 | 1153383.9527
7692 | 4786229.504 | 7109992.8999 | 380189.048 |  |  | 2703952.4439 | 0 | 321 | 4344623.3326 | 5551938.9003 | 70334.9739 |  |  | 2431034.4942 | 1153383.9527
7693 | 4735966.484 | 6027401.3884 | 401914.1364 |  |  | 1693349.0408 | 0 | 321 | 4344623.3326 | 5551938.9003 | 70334.9739 |  |  | 2431034.4942 | 1153383.9527
7694 | 4584534.935 | 4593699.1164 | 217250.8845 |  |  | 226415.066 | 0 | 321 | 4344623.3326 | 5551938.9003 | 70334.9739 |  |  | 2431034.4942 | 1153383.9527
7695 | 4660015.726 | 3364811.4547 | 65175.2654 |  |  | 0 | 1230029.0059 | 321 | 4344623.3326 | 5551938.9003 | 70334.9739 |  |  | 2431034.4942 | 1153383.9527
7696 | 4815813.7 | 2399256.8634 | 0 |  |  | 0 | 2416556.8366 | 321 | 4344623.3326 | 5551938.9003 | 70334.9739 |  |  | 2431034.4942 | 1153383.9527
7697 | 5143046.268 | 1521479.9621 | 0 |  |  | 0 | 3621566.3059 | 321 | 4344623.3326 | 5551938.9003 | 70334.9739 |  |  | 2431034.4942 | 1153383.9527
7698 | 5037297.627 | 1199628.4317 | 0 |  |  | 0 | 3837669.1953 | 321 | 4344623.3326 | 5551938.9003 | 70334.9739 |  |  | 2431034.4942 | 1153383.9527
7699 | 4718126.808 | 1170369.2016 | 0 |  |  | 0 | 3547757.6064 | 321 | 4344623.3326 | 5551938.9003 | 70334.9739 |  |  | 2431034.4942 | 1153383.9527
7700 | 4365586.398 | 1228887.6617 | 0 |  |  | 0 | 3136698.7363 | 321 | 4344623.3326 | 5551938.9003 | 70334.9739 |  |  | 2431034.4942 | 1153383.9527
7701 | 4092328.174 | 1258146.8918 | 0 |  |  | 0 | 2834181.2822 | 321 | 4344623.3326 | 5551938.9003 | 70334.9739 |  |  | 2431034.4942 | 1153383.9527
7702 | 3895274.482 | 1258146.8918 | 0 |  |  | 0 | 2637127.5902 | 321 | 4344623.3326 | 5551938.9003 | 70334.9739 |  |  | 2431034.4942 | 1153383.9527
7703 | 3589831.45 | 1316665.3518 | 0 |  |  | 0 | 2273166.0982 | 321 | 4344623.3326 | 5551938.9003 | 70334.9739 |  |  | 2431034.4942 | 1153383.9527
7704 | 3404609.1 | 1258146.8918 | 0 |  |  | 0 | 2146462.2082 | 321 | 4344623.3326 | 5551938.9003 | 70334.9739 |  |  | 2431034.4942 | 1153383.9527
7705 | 3246547.292 | 1141109.9716 | 0 |  |  | 0 | 2105437.3204 | 322 | 3926754.524 | 405971.8168 | 26975.3182 |  |  | 0 | 3493807.389
7706 | 3229548.079 | 1053332.2815 | 0 |  |  | 0 | 2176215.7975 | 322 | 3926754.524 | 405971.8168 | 26975.3182 |  |  | 0 | 3493807.389
7707 | 3191925.413 | 936295.3613 | 0 |  |  | 0 | 2255630.0517 | 322 | 3926754.524 | 405971.8168 | 26975.3182 |  |  | 0 | 3493807.389
7708 | 3172252.735 | 497406.9107 | 0 |  |  | 0 | 2674845.8243 | 322 | 3926754.524 | 405971.8168 | 26975.3182 |  |  | 0 | 3493807.389
7709 | 3200177.963 | 146296.1502 | 0 |  |  | 0 | 3053881.8128 | 322 | 3926754.524 | 405971.8168 | 26975.3182 |  |  | 0 | 3493807.389
7710 | 3349714.939 | 29259.23 | 0 |  |  | 0 | 3320455.709 | 322 | 3926754.524 | 405971.8168 | 26975.3182 |  |  | 0 | 3493807.389
7711 | 3683265.869 | 29259.23 | 0 |  |  | 0 | 3654006.639 | 322 | 3926754.524 | 405971.8168 | 26975.3182 |  |  | 0 | 3493807.389
7712 | 4008210.213 | 29259.23 | 0 |  |  | 0 | 3978950.983 | 322 | 3926754.524 | 405971.8168 | 26975.3182 |  |  | 0 | 3493807.389
7713 | 4253274.807 | 29259.23 | 49967.7034 |  |  | 0 | 4174047.8735 | 322 | 3926754.524 | 405971.8168 | 26975.3182 |  |  | 0 | 3493807.389
7714 | 4377393.283 | 58518.4601 | 115142.9688 |  |  | 0 | 4203731.8541 | 322 | 3926754.524 | 405971.8168 | 26975.3182 |  |  | 0 | 3493807.389
7715 | 4353668.26 | 58518.4601 | 154248.128 |  |  | 0 | 4140901.6719 | 322 | 3926754.524 | 405971.8168 | 26975.3182 |  |  | 0 | 3493807.389
7716 | 4266818.168 | 146296.1502 | 136868.0573 |  |  | 0 | 3983653.9605 | 322 | 3926754.524 | 405971.8168 | 26975.3182 |  |  | 0 | 3493807.389
7717 | 4183551.004 | 292592.3004 | 95590.3892 |  |  | 0 | 3795368.3144 | 322 | 3926754.524 | 405971.8168 | 26975.3182 |  |  | 0 | 3493807.389
7718 | 4146218.204 | 351110.7605 | 69520.2831 |  |  | 0 | 3725587.1605 | 322 | 3926754.524 | 405971.8168 | 26975.3182 |  |  | 0 | 3493807.389
7719 | 4136189.239 | 321851.5304 | 26070.1061 |  |  | 0 | 3788267.6024 | 322 | 3926754.524 | 405971.8168 | 26975.3182 |  |  | 0 | 3493807.389
7720 | 4473725.962 | 204814.6103 | 0 |  |  | 0 | 4268911.3517 | 322 | 3926754.524 | 405971.8168 | 26975.3182 |  |  | 0 | 3493807.389
7721 | 4851181.978 | 29259.23 | 0 |  |  | 0 | 4821922.748 | 322 | 3926754.524 | 405971.8168 | 26975.3182 |  |  | 0 | 3493807.389
7722 | 4660322.88 | 0 | 0 |  |  | 0 | 4660322.88 | 322 | 3926754.524 | 405971.8168 | 26975.3182 |  |  | 0 | 3493807.389
7723 | 4380108.212 | 29259.23 | 0 |  |  | 0 | 4350848.982 | 322 | 3926754.524 | 405971.8168 | 26975.3182 |  |  | 0 | 3493807.389
7724 | 4157092.685 | 146296.1502 | 0 |  |  | 0 | 4010796.5348 | 322 | 3926754.524 | 405971.8168 | 26975.3182 |  |  | 0 | 3493807.389
7725 | 4073658.321 | 409629.2206 | 0 |  |  | 0 | 3664029.1004 | 322 | 3926754.524 | 405971.8168 | 26975.3182 |  |  | 0 | 3493807.389
7726 | 3686768.641 | 819258.4411 | 0 |  |  | 0 | 2867510.1999 | 322 | 3926754.524 | 405971.8168 | 26975.3182 |  |  | 0 | 3493807.389
7727 | 3665593.605 | 1287406.1218 | 0 |  |  | 0 | 2378187.4832 | 322 | 3926754.524 | 405971.8168 | 26975.3182 |  |  | 0 | 3493807.389
7728 | 3494900.824 | 1697035.3424 | 0 |  |  | 0 | 1797865.4816 | 322 | 3926754.524 | 405971.8168 | 26975.3182 |  |  | 0 | 3493807.389
7729 | 3365570.695 | 2106664.5629 | 0 |  |  | 0 | 1258906.1321 | 323 | 3908949.845 | 2966154.4454 | 56847.3148 |  |  | 1195967.5483 | 2081915.6331
7730 | 3327829.003 | 2282219.9432 | 0 |  |  | 0 | 1045609.0598 | 323 | 3908949.845 | 2966154.4454 | 56847.3148 |  |  | 1195967.5483 | 2081915.6331
7731 | 3312956.64 | 2223701.4831 | 0 |  |  | 0 | 1089255.1569 | 323 | 3908949.845 | 2966154.4454 | 56847.3148 |  |  | 1195967.5483 | 2081915.6331
7732 | 3284119.749 | 1550739.1922 | 0 |  |  | 0 | 1733380.5568 | 323 | 3908949.845 | 2966154.4454 | 56847.3148 |  |  | 1195967.5483 | 2081915.6331
7733 | 3333176.351 | 789999.2111 | 0 |  |  | 0 | 2543177.1399 | 323 | 3908949.845 | 2966154.4454 | 56847.3148 |  |  | 1195967.5483 | 2081915.6331
7734 | 3483872.6 | 292592.3004 | 0 |  |  | 0 | 3191280.2996 | 323 | 3908949.845 | 2966154.4454 | 56847.3148 |  |  | 1195967.5483 | 2081915.6331
7735 | 3633569.179 | 87777.6901 | 0 |  |  | 0 | 3545791.4889 | 323 | 3908949.845 | 2966154.4454 | 56847.3148 |  |  | 1195967.5483 | 2081915.6331
7736 | 3881775.603 | 117036.9202 | 6517.5265 |  |  | 0 | 3758221.1563 | 323 | 3908949.845 | 2966154.4454 | 56847.3148 |  |  | 1195967.5483 | 2081915.6331
7737 | 4040796.658 | 409629.2206 | 115142.9688 |  |  | 0 | 3516024.4686 | 323 | 3908949.845 | 2966154.4454 | 56847.3148 |  |  | 1195967.5483 | 2081915.6331
7738 | 4131345.451 | 351110.7605 | 256356.0438 |  |  | 0 | 3523878.6467 | 323 | 3908949.845 | 2966154.4454 | 56847.3148 |  |  | 1195967.5483 | 2081915.6331
7739 | 4181980.711 | 380369.9905 | 330221.3445 |  |  | 0 | 3471389.376 | 323 | 3908949.845 | 2966154.4454 | 56847.3148 |  |  | 1195967.5483 | 2081915.6331
7740 | 4181885.683 | 614443.8309 | 295461.203 |  |  | 0 | 3271980.6492 | 323 | 3908949.845 | 2966154.4454 | 56847.3148 |  |  | 1195967.5483 | 2081915.6331
7741 | 4139757.38 | 877776.9012 | 206388.3403 |  |  | 0 | 3055592.1385 | 323 | 3908949.845 | 2966154.4454 | 56847.3148 |  |  | 1195967.5483 | 2081915.6331
7742 | 4125067.558 | 1111850.7416 | 117315.4777 |  |  | 0 | 2895901.3388 | 323 | 3908949.845 | 2966154.4454 | 56847.3148 |  |  | 1195967.5483 | 2081915.6331
7743 | 4173934.962 | 1228887.6617 | 36932.6504 |  |  | 0 | 2908114.6499 | 323 | 3908949.845 | 2966154.4454 | 56847.3148 |  |  | 1195967.5483 | 2081915.6331
7744 | 4536520.411 | 1111850.7416 | 0 |  |  | 0 | 3424669.6694 | 323 | 3908949.845 | 2966154.4454 | 56847.3148 |  |  | 1195967.5483 | 2081915.6331
7745 | 4962147.306 | 1258146.8918 | 0 |  |  | 0 | 3704000.4142 | 323 | 3908949.845 | 2966154.4454 | 56847.3148 |  |  | 1195967.5483 | 2081915.6331
7746 | 4808429.706 | 2779626.8539 | 0 |  |  | 0 | 2028802.8521 | 323 | 3908949.845 | 2966154.4454 | 56847.3148 |  |  | 1195967.5483 | 2081915.6331
7747 | 4499693.123 | 5237402.1773 | 0 |  |  | 737709.0543 | 0 | 323 | 3908949.845 | 2966154.4454 | 56847.3148 |  |  | 1195967.5483 | 2081915.6331
7748 | 4192112.352 | 7490362.8905 | 0 |  |  | 3298250.5385 | 0 | 323 | 3908949.845 | 2966154.4454 | 56847.3148 |  |  | 1195967.5483 | 2081915.6331
7749 | 3928016.914 | 9041102.0826 | 0 |  |  | 5113085.1686 | 0 | 323 | 3908949.845 | 2966154.4454 | 56847.3148 |  |  | 1195967.5483 | 2081915.6331
7750 | 3630331.337 | 9860360.5238 | 0 |  |  | 6230029.1868 | 0 | 323 | 3908949.845 | 2966154.4454 | 56847.3148 |  |  | 1195967.5483 | 2081915.6331
7751 | 3407139.15 | 10065175.1341 | 0 |  |  | 6658035.9841 | 0 | 323 | 3908949.845 | 2966154.4454 | 56847.3148 |  |  | 1195967.5483 | 2081915.6331
7752 | 3252767.757 | 9918878.9839 | 0 |  |  | 6666111.2269 | 0 | 323 | 3908949.845 | 2966154.4454 | 56847.3148 |  |  | 1195967.5483 | 2081915.6331
7753 | 3170090.896 | 9801842.0637 | 0 |  |  | 6631751.1677 | 0 | 324 | 4433817.6896 | 12782626.1241 | 80473.3485 |  |  | 8429281.783 | 0
7754 | 3139096.225 | 9860360.5238 | 0 |  |  | 6721264.2988 | 0 | 324 | 4433817.6896 | 12782626.1241 | 80473.3485 |  |  | 8429281.783 | 0
7755 | 3156197.12 | 9918878.9839 | 0 |  |  | 6762681.8639 | 0 | 324 | 4433817.6896 | 12782626.1241 | 80473.3485 |  |  | 8429281.783 | 0
7756 | 3241025.717 | 9597027.4534 | 0 |  |  | 6356001.7364 | 0 | 324 | 4433817.6896 | 12782626.1241 | 80473.3485 |  |  | 8429281.783 | 0
7757 | 3525213.033 | 9216657.4629 | 0 |  |  | 5691444.4299 | 0 | 324 | 4433817.6896 | 12782626.1241 | 80473.3485 |  |  | 8429281.783 | 0
7758 | 4212035.809 | 9801842.0637 | 0 |  |  | 5589806.2547 | 0 | 324 | 4433817.6896 | 12782626.1241 | 80473.3485 |  |  | 8429281.783 | 0
7759 | 4934064.706 | 10445545.1246 | 0 |  |  | 5511480.4186 | 0 | 324 | 4433817.6896 | 12782626.1241 | 80473.3485 |  |  | 8429281.783 | 0
7760 | 5115771.304 | 11089248.1855 | 2172.5088 |  |  | 5975649.3903 | 0 | 324 | 4433817.6896 | 12782626.1241 | 80473.3485 |  |  | 8429281.783 | 0
7761 | 5095456.647 | 11235544.3357 | 115142.9688 |  |  | 6255230.6575 | 0 | 324 | 4433817.6896 | 12782626.1241 | 80473.3485 |  |  | 8429281.783 | 0
7762 | 5119080.02 | 10942952.0353 | 297633.7118 |  |  | 6121505.7271 | 0 | 324 | 4433817.6896 | 12782626.1241 | 80473.3485 |  |  | 8429281.783 | 0
7763 | 5099525.349 | 12815542.7579 | 436674.2779 |  |  | 8152691.6869 | 0 | 324 | 4433817.6896 | 12782626.1241 | 80473.3485 |  |  | 8429281.783 | 0
7764 | 4975976.292 | 14541837.3303 | 427984.2426 |  |  | 9993845.2809 | 0 | 324 | 4433817.6896 | 12782626.1241 | 80473.3485 |  |  | 8429281.783 | 0
7765 | 4991692.44 | 15624428.8418 | 345428.9064 |  |  | 10978165.3083 | 0 | 324 | 4433817.6896 | 12782626.1241 | 80473.3485 |  |  | 8429281.783 | 0
7766 | 4928339.095 | 16268131.9027 | 228113.4288 |  |  | 11567906.2365 | 0 | 324 | 4433817.6896 | 12782626.1241 | 80473.3485 |  |  | 8429281.783 | 0
7767 | 4854871.199 | 16355909.5929 | 78210.3184 |  |  | 11579248.7123 | 0 | 324 | 4433817.6896 | 12782626.1241 | 80473.3485 |  |  | 8429281.783 | 0
7768 | 5143288.18 | 16209613.4427 | 0 |  |  | 11066325.2627 | 0 | 324 | 4433817.6896 | 12782626.1241 | 80473.3485 |  |  | 8429281.783 | 0
7769 | 5532283.567 | 15127021.9311 | 0 |  |  | 9594738.3641 | 0 | 324 | 4433817.6896 | 12782626.1241 | 80473.3485 |  |  | 8429281.783 | 0
7770 | 5301716.758 | 16297391.1328 | 0 |  |  | 10995674.3748 | 0 | 324 | 4433817.6896 | 12782626.1241 | 80473.3485 |  |  | 8429281.783 | 0
7771 | 4972274.925 | 16707020.3534 | 0 |  |  | 11734745.4284 | 0 | 324 | 4433817.6896 | 12782626.1241 | 80473.3485 |  |  | 8429281.783 | 0
7772 | 4619564.594 | 15917021.1422 | 0 |  |  | 11297456.5482 | 0 | 324 | 4433817.6896 | 12782626.1241 | 80473.3485 |  |  | 8429281.783 | 0
7773 | 4359171.532 | 14922207.3209 | 0 |  |  | 10563035.7889 | 0 | 324 | 4433817.6896 | 12782626.1241 | 80473.3485 |  |  | 8429281.783 | 0
7774 | 3934588.279 | 13137394.2884 | 0 |  |  | 9202806.0094 | 0 | 324 | 4433817.6896 | 12782626.1241 | 80473.3485 |  |  | 8429281.783 | 0
7775 | 3610015.034 | 11089248.1855 | 0 |  |  | 7479233.1515 | 0 | 324 | 4433817.6896 | 12782626.1241 | 80473.3485 |  |  | 8429281.783 | 0
7776 | 3380285.83 | 9860360.5238 | 0 |  |  | 6480074.6938 | 0 | 324 | 4433817.6896 | 12782626.1241 | 80473.3485 |  |  | 8429281.783 | 0
7777 | 3270917.169 | 8807028.2423 | 0 |  |  | 5536111.0733 | 0 | 325 | 4494972.786 | 7344066.7403 | 77033.5428 |  |  | 3241781.0862 | 315653.5891
7778 | 3234146.196 | 7753695.9608 | 0 |  |  | 4519549.7648 | 0 | 325 | 4494972.786 | 7344066.7403 | 77033.5428 |  |  | 3241781.0862 | 315653.5891
7779 | 3248006.007 | 7109992.8999 | 0 |  |  | 3861986.8929 | 0 | 325 | 4494972.786 | 7344066.7403 | 77033.5428 |  |  | 3241781.0862 | 315653.5891
7780 | 3339235.002 | 6905178.2897 | 0 |  |  | 3565943.2877 | 0 | 325 | 4494972.786 | 7344066.7403 | 77033.5428 |  |  | 3241781.0862 | 315653.5891
7781 | 3618832.071 | 6934437.5197 | 0 |  |  | 3315605.4487 | 0 | 325 | 4494972.786 | 7344066.7403 | 77033.5428 |  |  | 3241781.0862 | 315653.5891
7782 | 4329182.053 | 7080733.6699 | 0 |  |  | 2751551.6169 | 0 | 325 | 4494972.786 | 7344066.7403 | 77033.5428 |  |  | 3241781.0862 | 315653.5891
7783 | 5047870.224 | 7548881.3506 | 0 |  |  | 2501011.1266 | 0 | 325 | 4494972.786 | 7344066.7403 | 77033.5428 |  |  | 3241781.0862 | 315653.5891
7784 | 5180877.593 | 8397399.0217 | 0 |  |  | 3216521.4287 | 0 | 325 | 4494972.786 | 7344066.7403 | 77033.5428 |  |  | 3241781.0862 | 315653.5891
7785 | 5160896.053 | 8894805.9324 | 65175.2654 |  |  | 3799085.1448 | 0 | 325 | 4494972.786 | 7344066.7403 | 77033.5428 |  |  | 3241781.0862 | 315653.5891
7786 | 5210322.349 | 8748509.7822 | 169455.6899 |  |  | 3707643.1232 | 0 | 325 | 4494972.786 | 7344066.7403 | 77033.5428 |  |  | 3241781.0862 | 315653.5891
7787 | 5153940.665 | 9889619.7538 | 269391.0968 |  |  | 5005070.1857 | 0 | 325 | 4494972.786 | 7344066.7403 | 77033.5428 |  |  | 3241781.0862 | 315653.5891
7788 | 5035261.622 | 10240730.5143 | 412776.6806 |  |  | 5618245.573 | 0 | 325 | 4494972.786 | 7344066.7403 | 77033.5428 |  |  | 3241781.0862 | 315653.5891
7789 | 5040720.512 | 9392212.8431 | 517057.1052 |  |  | 4868549.4364 | 0 | 325 | 4494972.786 | 7344066.7403 | 77033.5428 |  |  | 3241781.0862 | 315653.5891
7790 | 4953325.215 | 7987769.8012 | 312841.2738 |  |  | 3347285.8599 | 0 | 325 | 4494972.786 | 7344066.7403 | 77033.5428 |  |  | 3241781.0862 | 315653.5891
7791 | 4869628.499 | 5998142.1584 | 102107.9157 |  |  | 1230621.5751 | 0 | 325 | 4494972.786 | 7344066.7403 | 77033.5428 |  |  | 3241781.0862 | 315653.5891
7792 | 5171809.464 | 3452589.1448 | 0 |  |  | 0 | 1719220.3192 | 325 | 4494972.786 | 7344066.7403 | 77033.5428 |  |  | 3241781.0862 | 315653.5891
7793 | 5507788.027 | 1784813.0325 | 0 |  |  | 0 | 3722974.9945 | 325 | 4494972.786 | 7344066.7403 | 77033.5428 |  |  | 3241781.0862 | 315653.5891
7794 | 5264228.439 | 3130737.6144 | 0 |  |  | 0 | 2133490.8246 | 325 | 4494972.786 | 7344066.7403 | 77033.5428 |  |  | 3241781.0862 | 315653.5891
7795 | 4934615.819 | 6583326.7592 | 0 |  |  | 1648710.9402 | 0 | 325 | 4494972.786 | 7344066.7403 | 77033.5428 |  |  | 3241781.0862 | 315653.5891
7796 | 4611972.208 | 8748509.7822 | 0 |  |  | 4136537.5742 | 0 | 325 | 4494972.786 | 7344066.7403 | 77033.5428 |  |  | 3241781.0862 | 315653.5891
7797 | 4310365.595 | 8836287.4724 | 0 |  |  | 4525921.8774 | 0 | 325 | 4494972.786 | 7344066.7403 | 77033.5428 |  |  | 3241781.0862 | 315653.5891
7798 | 4023339.904 | 7987769.8012 | 0 |  |  | 3964429.8972 | 0 | 325 | 4494972.786 | 7344066.7403 | 77033.5428 |  |  | 3241781.0862 | 315653.5891
7799 | 3626904.33 | 7314807.5102 | 0 |  |  | 3687903.1802 | 0 | 325 | 4494972.786 | 7344066.7403 | 77033.5428 |  |  | 3241781.0862 | 315653.5891
7800 | 3735161.847 | 6729622.9094 | 0 |  |  | 2994461.0624 | 0 | 325 | 4494972.786 | 7344066.7403 | 77033.5428 |  |  | 3241781.0862 | 315653.5891
7801 | 3557853.127 | 5968882.9283 | 0 |  |  | 2411029.8013 | 0 | 326 | 4586006.599 | 12147457.0053 | 31772.9419 |  |  | 7723186.8658 | 129963.5176
7802 | 3578084.429 | 4827772.9567 | 0 |  |  | 1249688.5277 | 0 | 326 | 4586006.599 | 12147457.0053 | 31772.9419 |  |  | 7723186.8658 | 129963.5176
7803 | 3433409.853 | 3657403.7551 | 0 |  |  | 223993.9021 | 0 | 326 | 4586006.599 | 12147457.0053 | 31772.9419 |  |  | 7723186.8658 | 129963.5176
7804 | 3591101.624 | 2867404.544 | 0 |  |  | 0 | 723697.08 | 326 | 4586006.599 | 12147457.0053 | 31772.9419 |  |  | 7723186.8658 | 129963.5176
7805 | 3798597.49 | 2691849.1638 | 0 |  |  | 0 | 1106748.3262 | 326 | 4586006.599 | 12147457.0053 | 31772.9419 |  |  | 7723186.8658 | 129963.5176
7806 | 4269604.592 | 3277033.7646 | 0 |  |  | 0 | 992570.8274 | 326 | 4586006.599 | 12147457.0053 | 31772.9419 |  |  | 7723186.8658 | 129963.5176
7807 | 4948325.765 | 4652217.5765 | 0 |  |  | 0 | 296108.1885 | 326 | 4586006.599 | 12147457.0053 | 31772.9419 |  |  | 7723186.8658 | 129963.5176
7808 | 5158613.359 | 6349252.9189 | 0 |  |  | 1190639.5599 | 0 | 326 | 4586006.599 | 12147457.0053 | 31772.9419 |  |  | 7723186.8658 | 129963.5176
7809 | 5125231.215 | 7022215.2098 | 36932.6504 |  |  | 1933916.6452 | 0 | 326 | 4586006.599 | 12147457.0053 | 31772.9419 |  |  | 7723186.8658 | 129963.5176
7810 | 5222255.303 | 5354439.0975 | 76037.8096 |  |  | 208221.6041 | 0 | 326 | 4586006.599 | 12147457.0053 | 31772.9419 |  |  | 7723186.8658 | 129963.5176
7811 | 5170955.661 | 6349252.9189 | 182490.743 |  |  | 1360788.0009 | 0 | 326 | 4586006.599 | 12147457.0053 | 31772.9419 |  |  | 7723186.8658 | 129963.5176
7812 | 5110594.843 | 9567768.2234 | 284598.6588 |  |  | 4741772.0391 | 0 | 326 | 4586006.599 | 12147457.0053 | 31772.9419 |  |  | 7723186.8658 | 129963.5176
7813 | 5097072.956 | 12464431.9974 | 141213.075 |  |  | 7508572.1164 | 0 | 326 | 4586006.599 | 12147457.0053 | 31772.9419 |  |  | 7723186.8658 | 129963.5176
7814 | 5197853.642 | 13634801.1991 | 34760.1415 |  |  | 8471707.6986 | 0 | 326 | 4586006.599 | 12147457.0053 | 31772.9419 |  |  | 7723186.8658 | 129963.5176
7815 | 5073663.183 | 12844801.988 | 6517.5265 |  |  | 7777656.3315 | 0 | 326 | 4586006.599 | 12147457.0053 | 31772.9419 |  |  | 7723186.8658 | 129963.5176
7816 | 5234814.285 | 12464431.9974 | 0 |  |  | 7229617.7124 | 0 | 326 | 4586006.599 | 12147457.0053 | 31772.9419 |  |  | 7723186.8658 | 129963.5176
7817 | 5514781.589 | 15448873.4616 | 0 |  |  | 9934091.8726 | 0 | 326 | 4586006.599 | 12147457.0053 | 31772.9419 |  |  | 7723186.8658 | 129963.5176
7818 | 5256820.75 | 20159609.4982 | 0 |  |  | 14902788.7482 | 0 | 326 | 4586006.599 | 12147457.0053 | 31772.9419 |  |  | 7723186.8658 | 129963.5176
7819 | 4909006.82 | 23582939.413 | 0 |  |  | 18673932.593 | 0 | 326 | 4586006.599 | 12147457.0053 | 31772.9419 |  |  | 7723186.8658 | 129963.5176
7820 | 4800768.49 | 24724049.3846 | 0 |  |  | 19923280.8946 | 0 | 326 | 4586006.599 | 12147457.0053 | 31772.9419 |  |  | 7723186.8658 | 129963.5176
7821 | 4491464.454 | 24899604.7648 | 0 |  |  | 20408140.3108 | 0 | 326 | 4586006.599 | 12147457.0053 | 31772.9419 |  |  | 7723186.8658 | 129963.5176
7822 | 4097756.345 | 24168124.0138 | 0 |  |  | 20070367.6688 | 0 | 326 | 4586006.599 | 12147457.0053 | 31772.9419 |  |  | 7723186.8658 | 129963.5176
7823 | 3815182.23 | 23056273.2722 | 0 |  |  | 19241091.0422 | 0 | 326 | 4586006.599 | 12147457.0053 | 31772.9419 |  |  | 7723186.8658 | 129963.5176
7824 | 3610346.371 | 21505534.0801 | 0 |  |  | 17895187.7091 | 0 | 326 | 4586006.599 | 12147457.0053 | 31772.9419 |  |  | 7723186.8658 | 129963.5176
7825 | 3456989.476 | 19428128.7472 | 0 |  |  | 15971139.2712 | 0 | 327 | 4578116.9892 | 10970992.1308 | 48428.843 |  |  | 6465957.881 | 24653.8965
7826 | 3430765.215 | 17204427.264 | 0 |  |  | 13773662.049 | 0 | 327 | 4578116.9892 | 10970992.1308 | 48428.843 |  |  | 6465957.881 | 24653.8965
7827 | 3451201.036 | 15361095.7715 | 0 |  |  | 11909894.7355 | 0 | 327 | 4578116.9892 | 10970992.1308 | 48428.843 |  |  | 6465957.881 | 24653.8965
7828 | 3537524.776 | 15185540.3912 | 0 |  |  | 11648015.6152 | 0 | 327 | 4578116.9892 | 10970992.1308 | 48428.843 |  |  | 6465957.881 | 24653.8965
7829 | 3812705.55 | 15273318.0813 | 0 |  |  | 11460612.5313 | 0 | 327 | 4578116.9892 | 10970992.1308 | 48428.843 |  |  | 6465957.881 | 24653.8965
7830 | 4424343.989 | 15331836.5414 | 0 |  |  | 10907492.5524 | 0 | 327 | 4578116.9892 | 10970992.1308 | 48428.843 |  |  | 6465957.881 | 24653.8965
7831 | 5131121.809 | 15595169.6118 | 0 |  |  | 10464047.8028 | 0 | 327 | 4578116.9892 | 10970992.1308 | 48428.843 |  |  | 6465957.881 | 24653.8965
7832 | 5283514.641 | 15682947.3019 | 0 |  |  | 10399432.6609 | 0 | 327 | 4578116.9892 | 10970992.1308 | 48428.843 |  |  | 6465957.881 | 24653.8965
7833 | 5119152.538 | 14161467.3398 | 36932.6504 |  |  | 9079247.4522 | 0 | 327 | 4578116.9892 | 10970992.1308 | 48428.843 |  |  | 6465957.881 | 24653.8965
7834 | 5410143.786 | 12025543.5468 | 130350.5307 |  |  | 6745750.2915 | 0 | 327 | 4578116.9892 | 10970992.1308 | 48428.843 |  |  | 6465957.881 | 24653.8965
7835 | 5393465.132 | 13312949.6686 | 219423.3934 |  |  | 8138907.93 | 0 | 327 | 4578116.9892 | 10970992.1308 | 48428.843 |  |  | 6465957.881 | 24653.8965
7836 | 5339872.583 | 13839615.8093 | 341083.8887 |  |  | 8840827.1151 | 0 | 327 | 4578116.9892 | 10970992.1308 | 48428.843 |  |  | 6465957.881 | 24653.8965
7837 | 5281958.063 | 12610728.1476 | 284598.6588 |  |  | 7613368.7434 | 0 | 327 | 4578116.9892 | 10970992.1308 | 48428.843 |  |  | 6465957.881 | 24653.8965
7838 | 5123956.42 | 11001470.4954 | 130350.5307 |  |  | 6007864.6061 | 0 | 327 | 4578116.9892 | 10970992.1308 | 48428.843 |  |  | 6465957.881 | 24653.8965
7839 | 5024664.712 | 9070361.3127 | 19552.5796 |  |  | 4065249.1803 | 0 | 327 | 4578116.9892 | 10970992.1308 | 48428.843 |  |  | 6465957.881 | 24653.8965
7840 | 5230111.067 | 6671104.4493 | 0 |  |  | 1440993.3823 | 0 | 327 | 4578116.9892 | 10970992.1308 | 48428.843 |  |  | 6465957.881 | 24653.8965
7841 | 5448725.702 | 4857032.1868 | 0 |  |  | 0 | 591693.5152 | 327 | 4578116.9892 | 10970992.1308 | 48428.843 |  |  | 6465957.881 | 24653.8965
7842 | 5178494.128 | 5237402.1773 | 0 |  |  | 58908.0493 | 0 | 327 | 4578116.9892 | 10970992.1308 | 48428.843 |  |  | 6465957.881 | 24653.8965
7843 | 4825523.041 | 5910364.4683 | 0 |  |  | 1084841.4273 | 0 | 327 | 4578116.9892 | 10970992.1308 | 48428.843 |  |  | 6465957.881 | 24653.8965
7844 | 4522026.447 | 6115179.0785 | 0 |  |  | 1593152.6315 | 0 | 327 | 4578116.9892 | 10970992.1308 | 48428.843 |  |  | 6465957.881 | 24653.8965
7845 | 4242511.604 | 5676290.6279 | 0 |  |  | 1433779.0239 | 0 | 327 | 4578116.9892 | 10970992.1308 | 48428.843 |  |  | 6465957.881 | 24653.8965
7846 | 3912065.412 | 5208142.9473 | 0 |  |  | 1296077.5353 | 0 | 327 | 4578116.9892 | 10970992.1308 | 48428.843 |  |  | 6465957.881 | 24653.8965
7847 | 3744125.978 | 4652217.5765 | 0 |  |  | 908091.5985 | 0 | 327 | 4578116.9892 | 10970992.1308 | 48428.843 |  |  | 6465957.881 | 24653.8965
7848 | 3549844.637 | 3891477.5954 | 0 |  |  | 341632.9584 | 0 | 327 | 4578116.9892 | 10970992.1308 | 48428.843 |  |  | 6465957.881 | 24653.8965
7849 | 3292082.558 | 3218515.3045 | 0 |  |  | 0 | 73567.2535 | 328 | 4244544.3146 | 1631202.0748 | 154067.0856 |  |  | 55089.0947 | 2514364.2489
7850 | 3211463.923 | 2925923.0041 | 0 |  |  | 0 | 285540.9189 | 328 | 4244544.3146 | 1631202.0748 | 154067.0856 |  |  | 55089.0947 | 2514364.2489
7851 | 3150300.279 | 3101478.3843 | 0 |  |  | 0 | 48821.8947 | 328 | 4244544.3146 | 1631202.0748 | 154067.0856 |  |  | 55089.0947 | 2514364.2489
7852 | 3180239.923 | 3452589.1448 | 0 |  |  | 272349.2218 | 0 | 328 | 4244544.3146 | 1631202.0748 | 154067.0856 |  |  | 55089.0947 | 2514364.2489
7853 | 3470836.275 | 4067032.9757 | 0 |  |  | 596196.7007 | 0 | 328 | 4244544.3146 | 1631202.0748 | 154067.0856 |  |  | 55089.0947 | 2514364.2489
7854 | 4140106.766 | 4593699.1164 | 0 |  |  | 453592.3504 | 0 | 328 | 4244544.3146 | 1631202.0748 | 154067.0856 |  |  | 55089.0947 | 2514364.2489
7855 | 4844396.124 | 4710736.0366 | 0 |  |  | 0 | 133660.0874 | 328 | 4244544.3146 | 1631202.0748 | 154067.0856 |  |  | 55089.0947 | 2514364.2489
7856 | 5008618.27 | 4535180.6563 | 0 |  |  | 0 | 473437.6137 | 328 | 4244544.3146 | 1631202.0748 | 154067.0856 |  |  | 55089.0947 | 2514364.2489
7857 | 4997546.534 | 3598885.295 | 95590.3892 |  |  | 0 | 1303070.8498 | 328 | 4244544.3146 | 1631202.0748 | 154067.0856 |  |  | 55089.0947 | 2514364.2489
7858 | 5028672.232 | 1784813.0325 | 378016.5391 |  |  | 0 | 2865842.6604 | 328 | 4244544.3146 | 1631202.0748 | 154067.0856 |  |  | 55089.0947 | 2514364.2489
7859 | 5004935.812 | 1375183.8119 | 801655.764 |  |  | 0 | 2828096.2361 | 328 | 4244544.3146 | 1631202.0748 | 154067.0856 |  |  | 55089.0947 | 2514364.2489
7860 | 4835248.739 | 936295.3613 | 1068874.352 |  |  | 0 | 2830079.0257 | 328 | 4244544.3146 | 1631202.0748 | 154067.0856 |  |  | 55089.0947 | 2514364.2489
7861 | 4718949.057 | 117036.9202 | 912453.7151 |  |  | 0 | 3689458.4217 | 328 | 4244544.3146 | 1631202.0748 | 154067.0856 |  |  | 55089.0947 | 2514364.2489
7862 | 4555190.965 | 0 | 364981.486 |  |  | 0 | 4190209.479 | 328 | 4244544.3146 | 1631202.0748 | 154067.0856 |  |  | 55089.0947 | 2514364.2489
7863 | 4500923.177 | 0 | 76037.8096 |  |  | 0 | 4424885.3674 | 328 | 4244544.3146 | 1631202.0748 | 154067.0856 |  |  | 55089.0947 | 2514364.2489
7864 | 4728695.357 | 0 | 0 |  |  | 0 | 4728695.357 | 328 | 4244544.3146 | 1631202.0748 | 154067.0856 |  |  | 55089.0947 | 2514364.2489
7865 | 4981000.627 | 0 | 0 |  |  | 0 | 4981000.627 | 328 | 4244544.3146 | 1631202.0748 | 154067.0856 |  |  | 55089.0947 | 2514364.2489
7866 | 4827669.782 | 87777.6901 | 0 |  |  | 0 | 4739892.0919 | 328 | 4244544.3146 | 1631202.0748 | 154067.0856 |  |  | 55089.0947 | 2514364.2489
7867 | 4558075.144 | 146296.1502 | 0 |  |  | 0 | 4411778.9938 | 328 | 4244544.3146 | 1631202.0748 | 154067.0856 |  |  | 55089.0947 | 2514364.2489
7868 | 4259413.903 | 146296.1502 | 0 |  |  | 0 | 4113117.7528 | 328 | 4244544.3146 | 1631202.0748 | 154067.0856 |  |  | 55089.0947 | 2514364.2489
7869 | 4033623.888 | 146296.1502 | 0 |  |  | 0 | 3887327.7378 | 328 | 4244544.3146 | 1631202.0748 | 154067.0856 |  |  | 55089.0947 | 2514364.2489
7870 | 3775676.817 | 117036.9202 | 0 |  |  | 0 | 3658639.8968 | 328 | 4244544.3146 | 1631202.0748 | 154067.0856 |  |  | 55089.0947 | 2514364.2489
7871 | 3483432.302 | 58518.4601 | 0 |  |  | 0 | 3424913.8419 | 328 | 4244544.3146 | 1631202.0748 | 154067.0856 |  |  | 55089.0947 | 2514364.2489
7872 | 3281965.096 | 29259.23 | 0 |  |  | 0 | 3252705.866 | 328 | 4244544.3146 | 1631202.0748 | 154067.0856 |  |  | 55089.0947 | 2514364.2489
7873 | 3145108.606 | 0 | 0 |  |  | 0 | 3145108.606 | 329 | 3865069.8752 | 707098.0593 | 155605.9461 |  |  | 0 | 3002365.8698
7874 | 3066813.847 | 0 | 0 |  |  | 0 | 3066813.847 | 329 | 3865069.8752 | 707098.0593 | 155605.9461 |  |  | 0 | 3002365.8698
7875 | 3045470.013 | 0 | 0 |  |  | 0 | 3045470.013 | 329 | 3865069.8752 | 707098.0593 | 155605.9461 |  |  | 0 | 3002365.8698
7876 | 3076579.314 | 0 | 0 |  |  | 0 | 3076579.314 | 329 | 3865069.8752 | 707098.0593 | 155605.9461 |  |  | 0 | 3002365.8698
7877 | 3142768.622 | 0 | 0 |  |  | 0 | 3142768.622 | 329 | 3865069.8752 | 707098.0593 | 155605.9461 |  |  | 0 | 3002365.8698
7878 | 3356806.936 | 0 | 0 |  |  | 0 | 3356806.936 | 329 | 3865069.8752 | 707098.0593 | 155605.9461 |  |  | 0 | 3002365.8698
7879 | 3690128.404 | 0 | 0 |  |  | 0 | 3690128.404 | 329 | 3865069.8752 | 707098.0593 | 155605.9461 |  |  | 0 | 3002365.8698
7880 | 3959909.466 | 0 | 8690.0354 |  |  | 0 | 3951219.4306 | 329 | 3865069.8752 | 707098.0593 | 155605.9461 |  |  | 0 | 3002365.8698
7881 | 4173768.892 | 0 | 267218.588 |  |  | 0 | 3906550.304 | 329 | 3865069.8752 | 707098.0593 | 155605.9461 |  |  | 0 | 3002365.8698
7882 | 4276706.817 | 0 | 536609.6848 |  |  | 0 | 3740097.1322 | 329 | 3865069.8752 | 707098.0593 | 155605.9461 |  |  | 0 | 3002365.8698
7883 | 4257474.243 | 29259.23 | 808173.2905 |  |  | 0 | 3420041.7224 | 329 | 3865069.8752 | 707098.0593 | 155605.9461 |  |  | 0 | 3002365.8698
7884 | 4190307.861 | 204814.6103 | 903763.6797 |  |  | 0 | 3081729.571 | 329 | 3865069.8752 | 707098.0593 | 155605.9461 |  |  | 0 | 3002365.8698
7885 | 4122842.295 | 526666.1407 | 723445.4455 |  |  | 0 | 2872730.7087 | 329 | 3865069.8752 | 707098.0593 | 155605.9461 |  |  | 0 | 3002365.8698
7886 | 4144206.415 | 1082591.5115 | 380189.048 |  |  | 0 | 2681425.8555 | 329 | 3865069.8752 | 707098.0593 | 155605.9461 |  |  | 0 | 3002365.8698
7887 | 4173617.762 | 1609257.6522 | 106452.9334 |  |  | 0 | 2457907.1763 | 329 | 3865069.8752 | 707098.0593 | 155605.9461 |  |  | 0 | 3002365.8698
7888 | 4509395.404 | 1901849.9527 | 0 |  |  | 0 | 2607545.4513 | 329 | 3865069.8752 | 707098.0593 | 155605.9461 |  |  | 0 | 3002365.8698
7889 | 4833048.971 | 1755553.8025 | 0 |  |  | 0 | 3077495.1685 | 329 | 3865069.8752 | 707098.0593 | 155605.9461 |  |  | 0 | 3002365.8698
7890 | 4695879.661 | 1843331.4926 | 0 |  |  | 0 | 2852548.1684 | 329 | 3865069.8752 | 707098.0593 | 155605.9461 |  |  | 0 | 3002365.8698
7891 | 4354411.335 | 1638516.8823 | 0 |  |  | 0 | 2715894.4527 | 329 | 3865069.8752 | 707098.0593 | 155605.9461 |  |  | 0 | 3002365.8698
7892 | 4098889.2 | 1375183.8119 | 0 |  |  | 0 | 2723705.3881 | 329 | 3865069.8752 | 707098.0593 | 155605.9461 |  |  | 0 | 3002365.8698
7893 | 3829640.425 | 1316665.3518 | 0 |  |  | 0 | 2512975.0732 | 329 | 3865069.8752 | 707098.0593 | 155605.9461 |  |  | 0 | 3002365.8698
7894 | 3768774.544 | 1287406.1218 | 0 |  |  | 0 | 2481368.4222 | 329 | 3865069.8752 | 707098.0593 | 155605.9461 |  |  | 0 | 3002365.8698
7895 | 3468575.971 | 1199628.4317 | 0 |  |  | 0 | 2268947.5393 | 329 | 3865069.8752 | 707098.0593 | 155605.9461 |  |  | 0 | 3002365.8698
7896 | 3380552.001 | 1199628.4317 | 0 |  |  | 0 | 2180923.5693 | 329 | 3865069.8752 | 707098.0593 | 155605.9461 |  |  | 0 | 3002365.8698
7897 | 3336153.841 | 1492220.7321 | 0 |  |  | 0 | 1843933.1089 | 330 | 3913773.7657 | 1325199.2939 | 54493.7635 |  |  | 0 | 2534080.7082
7898 | 3328093.435 | 1755553.8025 | 0 |  |  | 0 | 1572539.6325 | 330 | 3913773.7657 | 1325199.2939 | 54493.7635 |  |  | 0 | 2534080.7082
7899 | 3368294.027 | 1697035.3424 | 0 |  |  | 0 | 1671258.6846 | 330 | 3913773.7657 | 1325199.2939 | 54493.7635 |  |  | 0 | 2534080.7082
7900 | 3129153.182 | 1404443.042 | 0 |  |  | 0 | 1724710.14 | 330 | 3913773.7657 | 1325199.2939 | 54493.7635 |  |  | 0 | 2534080.7082
7901 | 3208033.302 | 1082591.5115 | 0 |  |  | 0 | 2125441.7905 | 330 | 3913773.7657 | 1325199.2939 | 54493.7635 |  |  | 0 | 2534080.7082
7902 | 3334271.779 | 760739.9811 | 0 |  |  | 0 | 2573531.7979 | 330 | 3913773.7657 | 1325199.2939 | 54493.7635 |  |  | 0 | 2534080.7082
7903 | 3593225.196 | 468147.6807 | 0 |  |  | 0 | 3125077.5153 | 330 | 3913773.7657 | 1325199.2939 | 54493.7635 |  |  | 0 | 2534080.7082
7904 | 3872375.207 | 292592.3004 | 0 |  |  | 0 | 3579782.9066 | 330 | 3913773.7657 | 1325199.2939 | 54493.7635 |  |  | 0 | 2534080.7082
7905 | 4083602.424 | 321851.5304 | 49967.7034 |  |  | 0 | 3711783.1901 | 330 | 3913773.7657 | 1325199.2939 | 54493.7635 |  |  | 0 | 2534080.7082
7906 | 4216931.761 | 555925.3708 | 123833.0042 |  |  | 0 | 3537173.386 | 330 | 3913773.7657 | 1325199.2939 | 54493.7635 |  |  | 0 | 2534080.7082
7907 | 4251594.305 | 731480.751 | 228113.4288 |  |  | 0 | 3292000.1252 | 330 | 3913773.7657 | 1325199.2939 | 54493.7635 |  |  | 0 | 2534080.7082
7908 | 4228056.019 | 1141109.9716 | 295461.203 |  |  | 0 | 2791484.8444 | 330 | 3913773.7657 | 1325199.2939 | 54493.7635 |  |  | 0 | 2534080.7082
7909 | 4203261.572 | 1755553.8025 | 312841.2738 |  |  | 0 | 2134866.4958 | 330 | 3913773.7657 | 1325199.2939 | 54493.7635 |  |  | 0 | 2534080.7082
7910 | 4194931.489 | 2252960.7131 | 219423.3934 |  |  | 0 | 1722547.3825 | 330 | 3913773.7657 | 1325199.2939 | 54493.7635 |  |  | 0 | 2534080.7082
7911 | 4224783.563 | 2340738.4033 | 78210.3184 |  |  | 0 | 1805834.8413 | 330 | 3913773.7657 | 1325199.2939 | 54493.7635 |  |  | 0 | 2534080.7082
7912 | 4559061.875 | 1843331.4926 | 0 |  |  | 0 | 2715730.3824 | 330 | 3913773.7657 | 1325199.2939 | 54493.7635 |  |  | 0 | 2534080.7082
7913 | 4960790.244 | 965554.5913 | 0 |  |  | 0 | 3995235.6527 | 330 | 3913773.7657 | 1325199.2939 | 54493.7635 |  |  | 0 | 2534080.7082
7914 | 4813792.958 | 438888.4506 | 0 |  |  | 0 | 4374904.5074 | 330 | 3913773.7657 | 1325199.2939 | 54493.7635 |  |  | 0 | 2534080.7082
7915 | 4515527.792 | 438888.4506 | 0 |  |  | 0 | 4076639.3414 | 330 | 3913773.7657 | 1325199.2939 | 54493.7635 |  |  | 0 | 2534080.7082
7916 | 4235640.643 | 819258.4411 | 0 |  |  | 0 | 3416382.2019 | 330 | 3913773.7657 | 1325199.2939 | 54493.7635 |  |  | 0 | 2534080.7082
7917 | 3943165.216 | 1550739.1922 | 0 |  |  | 0 | 2392426.0238 | 330 | 3913773.7657 | 1325199.2939 | 54493.7635 |  |  | 0 | 2534080.7082
7918 | 3660064.26 | 2165183.023 | 0 |  |  | 0 | 1494881.237 | 330 | 3913773.7657 | 1325199.2939 | 54493.7635 |  |  | 0 | 2534080.7082
7919 | 3404266.496 | 2604071.4736 | 0 |  |  | 0 | 800195.0224 | 330 | 3913773.7657 | 1325199.2939 | 54493.7635 |  |  | 0 | 2534080.7082
7920 | 3265499.791 | 2925923.0041 | 0 |  |  | 0 | 339576.7869 | 330 | 3913773.7657 | 1325199.2939 | 54493.7635 |  |  | 0 | 2534080.7082
7921 | 3177422.74 | 3364811.4547 | 0 |  |  | 187388.7147 | 0 | 331 | 4536856.9104 | 10532103.6801 | 217522.4482 |  |  | 6212769.2179 | 0
7922 | 3139938.302 | 4037773.7456 | 0 |  |  | 897835.4436 | 0 | 331 | 4536856.9104 | 10532103.6801 | 217522.4482 |  |  | 6212769.2179 | 0
7923 | 3144232.5 | 5061846.7971 | 0 |  |  | 1917614.2971 | 0 | 331 | 4536856.9104 | 10532103.6801 | 217522.4482 |  |  | 6212769.2179 | 0
7924 | 3234151.468 | 5998142.1584 | 0 |  |  | 2763990.6904 | 0 | 331 | 4536856.9104 | 10532103.6801 | 217522.4482 |  |  | 6212769.2179 | 0
7925 | 3483092.29 | 6378512.1489 | 0 |  |  | 2895419.8589 | 0 | 331 | 4536856.9104 | 10532103.6801 | 217522.4482 |  |  | 6212769.2179 | 0
7926 | 4256280.54 | 6524808.2991 | 0 |  |  | 2268527.7591 | 0 | 331 | 4536856.9104 | 10532103.6801 | 217522.4482 |  |  | 6212769.2179 | 0
7927 | 4873826.959 | 6466289.839 | 0 |  |  | 1592462.88 | 0 | 331 | 4536856.9104 | 10532103.6801 | 217522.4482 |  |  | 6212769.2179 | 0
7928 | 5119746.51 | 6524808.2991 | 6517.5265 |  |  | 1411579.3157 | 0 | 331 | 4536856.9104 | 10532103.6801 | 217522.4482 |  |  | 6212769.2179 | 0
7929 | 5256798.602 | 6466289.839 | 306323.7472 |  |  | 1515814.9843 | 0 | 331 | 4536856.9104 | 10532103.6801 | 217522.4482 |  |  | 6212769.2179 | 0
7930 | 5382246.701 | 6846659.8296 | 784275.6932 |  |  | 2248688.8218 | 0 | 331 | 4536856.9104 | 10532103.6801 | 217522.4482 |  |  | 6212769.2179 | 0
7931 | 5284785.576 | 7841473.651 | 1079736.8962 |  |  | 3636424.9712 | 0 | 331 | 4536856.9104 | 10532103.6801 | 217522.4482 |  |  | 6212769.2179 | 0
7932 | 5326807.269 | 8543695.1719 | 1155774.7058 |  |  | 4372662.6087 | 0 | 331 | 4536856.9104 | 10532103.6801 | 217522.4482 |  |  | 6212769.2179 | 0
7933 | 5228884.775 | 9479990.5332 | 1008044.1043 |  |  | 5259149.8626 | 0 | 331 | 4536856.9104 | 10532103.6801 | 217522.4482 |  |  | 6212769.2179 | 0
7934 | 5219913.54 | 10152952.8242 | 658270.1802 |  |  | 5591309.4644 | 0 | 331 | 4536856.9104 | 10532103.6801 | 217522.4482 |  |  | 6212769.2179 | 0
7935 | 5320429.857 | 10621100.5048 | 221595.9022 |  |  | 5522266.5501 | 0 | 331 | 4536856.9104 | 10532103.6801 | 217522.4482 |  |  | 6212769.2179 | 0
7936 | 5461361.245 | 11235544.3357 | 0 |  |  | 5774183.0907 | 0 | 331 | 4536856.9104 | 10532103.6801 | 217522.4482 |  |  | 6212769.2179 | 0
7937 | 5648417.862 | 12581468.9176 | 0 |  |  | 6933051.0556 | 0 | 331 | 4536856.9104 | 10532103.6801 | 217522.4482 |  |  | 6212769.2179 | 0
7938 | 5422897.144 | 15097762.7011 | 0 |  |  | 9674865.5571 | 0 | 331 | 4536856.9104 | 10532103.6801 | 217522.4482 |  |  | 6212769.2179 | 0
7939 | 5158680.294 | 17204427.264 | 0 |  |  | 12045746.97 | 0 | 331 | 4536856.9104 | 10532103.6801 | 217522.4482 |  |  | 6212769.2179 | 0
7940 | 4675657.114 | 18608870.306 | 0 |  |  | 13933213.192 | 0 | 331 | 4536856.9104 | 10532103.6801 | 217522.4482 |  |  | 6212769.2179 | 0
7941 | 4274432.051 | 19223314.1369 | 0 |  |  | 14948882.0859 | 0 | 331 | 4536856.9104 | 10532103.6801 | 217522.4482 |  |  | 6212769.2179 | 0
7942 | 3890201.944 | 18842944.1463 | 0 |  |  | 14952742.2023 | 0 | 331 | 4536856.9104 | 10532103.6801 | 217522.4482 |  |  | 6212769.2179 | 0
7943 | 3552038.461 | 18257759.5455 | 0 |  |  | 14705721.0845 | 0 | 331 | 4536856.9104 | 10532103.6801 | 217522.4482 |  |  | 6212769.2179 | 0
7944 | 3352322.105 | 17409241.8743 | 0 |  |  | 14056919.7693 | 0 | 331 | 4536856.9104 | 10532103.6801 | 217522.4482 |  |  | 6212769.2179 | 0
7945 | 3264604.547 | 16560724.2031 | 0 |  |  | 13296119.6561 | 0 | 332 | 4567050.9923 | 13499477.2601 | 131346.264 |  |  | 10266210.8373 | 1202438.3055
7946 | 3222954.397 | 17409241.8743 | 0 |  |  | 14186287.4773 | 0 | 332 | 4567050.9923 | 13499477.2601 | 131346.264 |  |  | 10266210.8373 | 1202438.3055
7947 | 3237657.521 | 19954794.8879 | 0 |  |  | 16717137.3669 | 0 | 332 | 4567050.9923 | 13499477.2601 | 131346.264 |  |  | 10266210.8373 | 1202438.3055
7948 | 3337273.429 | 22529607.1315 | 0 |  |  | 19192333.7025 | 0 | 332 | 4567050.9923 | 13499477.2601 | 131346.264 |  |  | 10266210.8373 | 1202438.3055
7949 | 3726957.301 | 24255901.7039 | 0 |  |  | 20528944.4029 | 0 | 332 | 4567050.9923 | 13499477.2601 | 131346.264 |  |  | 10266210.8373 | 1202438.3055
7950 | 4492896.157 | 25104419.3751 | 0 |  |  | 20611523.2181 | 0 | 332 | 4567050.9923 | 13499477.2601 | 131346.264 |  |  | 10266210.8373 | 1202438.3055
7951 | 5213533.475 | 25572567.0557 | 0 |  |  | 20359033.5807 | 0 | 332 | 4567050.9923 | 13499477.2601 | 131346.264 |  |  | 10266210.8373 | 1202438.3055
7952 | 5259648.745 | 25806640.8961 | 0 |  |  | 20546992.1511 | 0 | 332 | 4567050.9923 | 13499477.2601 | 131346.264 |  |  | 10266210.8373 | 1202438.3055
7953 | 5302296.243 | 25923677.8162 | 104280.4246 |  |  | 20725661.9978 | 0 | 332 | 4567050.9923 | 13499477.2601 | 131346.264 |  |  | 10266210.8373 | 1202438.3055
7954 | 5365231.086 | 25455530.1356 | 304151.2384 |  |  | 20394450.2879 | 0 | 332 | 4567050.9923 | 13499477.2601 | 131346.264 |  |  | 10266210.8373 | 1202438.3055
7955 | 5381977.395 | 24051087.0936 | 569197.3175 |  |  | 19238307.0161 | 0 | 332 | 4567050.9923 | 13499477.2601 | 131346.264 |  |  | 10266210.8373 | 1202438.3055
7956 | 5247537.103 | 21622571.0002 | 855968.4851 |  |  | 17231002.3823 | 0 | 332 | 4567050.9923 | 13499477.2601 | 131346.264 |  |  | 10266210.8373 | 1202438.3055
7957 | 5141800.587 | 18140722.6254 | 740825.5163 |  |  | 13739747.5547 | 0 | 332 | 4567050.9923 | 13499477.2601 | 131346.264 |  |  | 10266210.8373 | 1202438.3055
7958 | 5077270.577 | 12581468.9176 | 454054.3487 |  |  | 7958252.6893 | 0 | 332 | 4567050.9923 | 13499477.2601 | 131346.264 |  |  | 10266210.8373 | 1202438.3055
7959 | 5014633.922 | 6554067.5292 | 123833.0042 |  |  | 1663266.6114 | 0 | 332 | 4567050.9923 | 13499477.2601 | 131346.264 |  |  | 10266210.8373 | 1202438.3055
7960 | 5253386.612 | 3189256.0745 | 0 |  |  | 0 | 2064130.5375 | 332 | 4567050.9923 | 13499477.2601 | 131346.264 |  |  | 10266210.8373 | 1202438.3055
7961 | 5602362.805 | 1492220.7321 | 0 |  |  | 0 | 4110142.0729 | 332 | 4567050.9923 | 13499477.2601 | 131346.264 |  |  | 10266210.8373 | 1202438.3055
7962 | 5361048.544 | 936295.3613 | 0 |  |  | 0 | 4424753.1827 | 332 | 4567050.9923 | 13499477.2601 | 131346.264 |  |  | 10266210.8373 | 1202438.3055
7963 | 5038737.695 | 877776.9012 | 0 |  |  | 0 | 4160960.7938 | 332 | 4567050.9923 | 13499477.2601 | 131346.264 |  |  | 10266210.8373 | 1202438.3055
7964 | 4705100.481 | 1082591.5115 | 0 |  |  | 0 | 3622508.9695 | 332 | 4567050.9923 | 13499477.2601 | 131346.264 |  |  | 10266210.8373 | 1202438.3055
7965 | 4366640.454 | 1492220.7321 | 0 |  |  | 0 | 2874419.7219 | 332 | 4567050.9923 | 13499477.2601 | 131346.264 |  |  | 10266210.8373 | 1202438.3055
7966 | 3989006.583 | 1375183.8119 | 0 |  |  | 0 | 2613822.7711 | 332 | 4567050.9923 | 13499477.2601 | 131346.264 |  |  | 10266210.8373 | 1202438.3055
7967 | 3643511.912 | 1111850.7416 | 0 |  |  | 0 | 2531661.1704 | 332 | 4567050.9923 | 13499477.2601 | 131346.264 |  |  | 10266210.8373 | 1202438.3055
7968 | 3363156.243 | 907036.1313 | 0 |  |  | 0 | 2456120.1117 | 332 | 4567050.9923 | 13499477.2601 | 131346.264 |  |  | 10266210.8373 | 1202438.3055
7969 | 3234023.942 | 789999.2111 | 0 |  |  | 0 | 2444024.7309 | 333 | 4545034.0119 | 594937.6775 | 86719.3114 |  |  | 0 | 3863377.023
7970 | 3192106.751 | 907036.1313 | 0 |  |  | 0 | 2285070.6197 | 333 | 4545034.0119 | 594937.6775 | 86719.3114 |  |  | 0 | 3863377.023
7971 | 3214140.104 | 1141109.9716 | 0 |  |  | 0 | 2073030.1324 | 333 | 4545034.0119 | 594937.6775 | 86719.3114 |  |  | 0 | 3863377.023
7972 | 3343970.554 | 1170369.2016 | 0 |  |  | 0 | 2173601.3524 | 333 | 4545034.0119 | 594937.6775 | 86719.3114 |  |  | 0 | 3863377.023
7973 | 3634118.28 | 1053332.2815 | 0 |  |  | 0 | 2580785.9985 | 333 | 4545034.0119 | 594937.6775 | 86719.3114 |  |  | 0 | 3863377.023
7974 | 4359004.376 | 936295.3613 | 0 |  |  | 0 | 3422709.0147 | 333 | 4545034.0119 | 594937.6775 | 86719.3114 |  |  | 0 | 3863377.023
7975 | 5062492.178 | 1053332.2815 | 0 |  |  | 0 | 4009159.8965 | 333 | 4545034.0119 | 594937.6775 | 86719.3114 |  |  | 0 | 3863377.023
7976 | 5244566.257 | 1521479.9621 | 0 |  |  | 0 | 3723086.2949 | 333 | 4545034.0119 | 594937.6775 | 86719.3114 |  |  | 0 | 3863377.023
7977 | 5232149.626 | 2077405.3329 | 95590.3892 |  |  | 0 | 3059153.9039 | 333 | 4545034.0119 | 594937.6775 | 86719.3114 |  |  | 0 | 3863377.023
7978 | 5273787.148 | 1843331.4926 | 245493.4995 |  |  | 0 | 3184962.1559 | 333 | 4545034.0119 | 594937.6775 | 86719.3114 |  |  | 0 | 3863377.023
7979 | 5212579.323 | 1141109.9716 | 293288.6941 |  |  | 0 | 3778180.6573 | 333 | 4545034.0119 | 594937.6775 | 86719.3114 |  |  | 0 | 3863377.023
7980 | 5123153.428 | 380369.9905 | 336738.8711 |  |  | 0 | 4406044.5664 | 333 | 4545034.0119 | 594937.6775 | 86719.3114 |  |  | 0 | 3863377.023
7981 | 5147438.74 | 29259.23 | 447536.8222 |  |  | 0 | 4670642.6878 | 333 | 4545034.0119 | 594937.6775 | 86719.3114 |  |  | 0 | 3863377.023
7982 | 5086272.208 | 0 | 488814.4902 |  |  | 0 | 4597457.7178 | 333 | 4545034.0119 | 594937.6775 | 86719.3114 |  |  | 0 | 3863377.023
7983 | 5007258.63 | 0 | 173800.7076 |  |  | 0 | 4833457.9224 | 333 | 4545034.0119 | 594937.6775 | 86719.3114 |  |  | 0 | 3863377.023
7984 | 5270932.542 | 29259.23 | 0 |  |  | 0 | 5241673.312 | 333 | 4545034.0119 | 594937.6775 | 86719.3114 |  |  | 0 | 3863377.023
7985 | 5580559.118 | 29259.23 | 0 |  |  | 0 | 5551299.888 | 333 | 4545034.0119 | 594937.6775 | 86719.3114 |  |  | 0 | 3863377.023
7986 | 5381398.45 | 29259.23 | 0 |  |  | 0 | 5352139.22 | 333 | 4545034.0119 | 594937.6775 | 86719.3114 |  |  | 0 | 3863377.023
7987 | 5071159.389 | 0 | 0 |  |  | 0 | 5071159.389 | 333 | 4545034.0119 | 594937.6775 | 86719.3114 |  |  | 0 | 3863377.023
7988 | 4741312.87 | 0 | 0 |  |  | 0 | 4741312.87 | 333 | 4545034.0119 | 594937.6775 | 86719.3114 |  |  | 0 | 3863377.023
7989 | 4430314.16 | 0 | 0 |  |  | 0 | 4430314.16 | 333 | 4545034.0119 | 594937.6775 | 86719.3114 |  |  | 0 | 3863377.023
7990 | 4059581.49 | 0 | 0 |  |  | 0 | 4059581.49 | 333 | 4545034.0119 | 594937.6775 | 86719.3114 |  |  | 0 | 3863377.023
7991 | 3702025.293 | 29259.23 | 0 |  |  | 0 | 3672766.063 | 333 | 4545034.0119 | 594937.6775 | 86719.3114 |  |  | 0 | 3863377.023
7992 | 3476471.429 | 117036.9202 | 0 |  |  | 0 | 3359434.5088 | 333 | 4545034.0119 | 594937.6775 | 86719.3114 |  |  | 0 | 3863377.023
7993 | 3357045.168 | 292592.3004 | 0 |  |  | 0 | 3064452.8676 | 334 | 4612342.5245 | 6666227.911 | 96042.9952 |  |  | 3203271.1537 | 1053342.772
7994 | 3317686.237 | 497406.9107 | 0 |  |  | 0 | 2820279.3263 | 334 | 4612342.5245 | 6666227.911 | 96042.9952 |  |  | 3203271.1537 | 1053342.772
7995 | 3333847.114 | 907036.1313 | 0 |  |  | 0 | 2426810.9827 | 334 | 4612342.5245 | 6666227.911 | 96042.9952 |  |  | 3203271.1537 | 1053342.772
7996 | 3432784.758 | 1316665.3518 | 0 |  |  | 0 | 2116119.4062 | 334 | 4612342.5245 | 6666227.911 | 96042.9952 |  |  | 3203271.1537 | 1053342.772
7997 | 3718361.11 | 1814072.2625 | 0 |  |  | 0 | 1904288.8475 | 334 | 4612342.5245 | 6666227.911 | 96042.9952 |  |  | 3203271.1537 | 1053342.772
7998 | 4439227.286 | 2574812.2436 | 0 |  |  | 0 | 1864415.0424 | 334 | 4612342.5245 | 6666227.911 | 96042.9952 |  |  | 3203271.1537 | 1053342.772
7999 | 5146700.432 | 3364811.4547 | 0 |  |  | 0 | 1781888.9773 | 334 | 4612342.5245 | 6666227.911 | 96042.9952 |  |  | 3203271.1537 | 1053342.772
8000 | 5321341.969 | 3803699.9053 | 0 |  |  | 0 | 1517642.0637 | 334 | 4612342.5245 | 6666227.911 | 96042.9952 |  |  | 3203271.1537 | 1053342.772
8001 | 5315344.023 | 3306292.9946 | 149903.1103 |  |  | 0 | 1859147.918 | 334 | 4612342.5245 | 6666227.911 | 96042.9952 |  |  | 3203271.1537 | 1053342.772
8002 | 5384335.334 | 2165183.023 | 358463.9595 |  |  | 0 | 2860688.3515 | 334 | 4612342.5245 | 6666227.911 | 96042.9952 |  |  | 3203271.1537 | 1053342.772
8003 | 5329896.479 | 2545553.0136 | 553989.7556 |  |  | 0 | 2230353.7098 | 334 | 4612342.5245 | 6666227.911 | 96042.9952 |  |  | 3203271.1537 | 1053342.772
8004 | 5211381.276 | 3803699.9053 | 573542.3352 |  |  | 0 | 834139.0355 | 334 | 4612342.5245 | 6666227.911 | 96042.9952 |  |  | 3203271.1537 | 1053342.772
8005 | 5166272.134 | 5383698.3275 | 408431.663 |  |  | 625857.8565 | 0 | 334 | 4612342.5245 | 6666227.911 | 96042.9952 |  |  | 3203271.1537 | 1053342.772
8006 | 5107018.394 | 7373325.9703 | 212905.8669 |  |  | 2479213.4432 | 0 | 334 | 4612342.5245 | 6666227.911 | 96042.9952 |  |  | 3203271.1537 | 1053342.772
8007 | 5034430.734 | 9918878.9839 | 47795.1946 |  |  | 4932243.4445 | 0 | 334 | 4612342.5245 | 6666227.911 | 96042.9952 |  |  | 3203271.1537 | 1053342.772
8008 | 5289913.808 | 11879247.3966 | 0 |  |  | 6589333.5886 | 0 | 334 | 4612342.5245 | 6666227.911 | 96042.9952 |  |  | 3203271.1537 | 1053342.772
8009 | 5572056.626 | 14161467.3398 | 0 |  |  | 8589410.7138 | 0 | 334 | 4612342.5245 | 6666227.911 | 96042.9952 |  |  | 3203271.1537 | 1053342.772
8010 | 5369561.597 | 15565910.3818 | 0 |  |  | 10196348.7848 | 0 | 334 | 4612342.5245 | 6666227.911 | 96042.9952 |  |  | 3203271.1537 | 1053342.772
8011 | 5068862.575 | 15273318.0813 | 0 |  |  | 10204455.5063 | 0 | 334 | 4612342.5245 | 6666227.911 | 96042.9952 |  |  | 3203271.1537 | 1053342.772
8012 | 4745666.181 | 13693319.6591 | 0 |  |  | 8947653.4781 | 0 | 334 | 4612342.5245 | 6666227.911 | 96042.9952 |  |  | 3203271.1537 | 1053342.772
8013 | 4427939.458 | 11440358.946 | 0 |  |  | 7012419.488 | 0 | 334 | 4612342.5245 | 6666227.911 | 96042.9952 |  |  | 3203271.1537 | 1053342.772
8014 | 4057551.654 | 9831101.2937 | 0 |  |  | 5773549.6397 | 0 | 334 | 4612342.5245 | 6666227.911 | 96042.9952 |  |  | 3203271.1537 | 1053342.772
8015 | 3715485.922 | 9333694.383 | 0 |  |  | 5618208.461 | 0 | 334 | 4612342.5245 | 6666227.911 | 96042.9952 |  |  | 3203271.1537 | 1053342.772
8016 | 3833510.319 | 9743323.6036 | 0 |  |  | 5909813.2846 | 0 | 334 | 4612342.5245 | 6666227.911 | 96042.9952 |  |  | 3203271.1537 | 1053342.772
8017 | 3331210.18 | 10240730.5143 | 0 |  |  | 6909520.3343 | 0 | 335 | 4419770.747 | 12207194.6 | 243139.9483 |  |  | 8030563.8013 | 0
8018 | 3264627.047 | 10767396.655 | 0 |  |  | 7502769.608 | 0 | 335 | 4419770.747 | 12207194.6 | 243139.9483 |  |  | 8030563.8013 | 0
8019 | 3272761.158 | 11411099.7159 | 0 |  |  | 8138338.5579 | 0 | 335 | 4419770.747 | 12207194.6 | 243139.9483 |  |  | 8030563.8013 | 0
8020 | 3372649.763 | 11937765.8567 | 0 |  |  | 8565116.0937 | 0 | 335 | 4419770.747 | 12207194.6 | 243139.9483 |  |  | 8030563.8013 | 0
8021 | 3650677.219 | 12259617.3871 | 0 |  |  | 8608940.1681 | 0 | 335 | 4419770.747 | 12207194.6 | 243139.9483 |  |  | 8030563.8013 | 0
8022 | 4342763.135 | 12084062.0069 | 0 |  |  | 7741298.8719 | 0 | 335 | 4419770.747 | 12207194.6 | 243139.9483 |  |  | 8030563.8013 | 0
8023 | 5028599.05 | 11235544.3357 | 0 |  |  | 6206945.2857 | 0 | 335 | 4419770.747 | 12207194.6 | 243139.9483 |  |  | 8030563.8013 | 0
8024 | 5226680.74 | 10504063.5847 | 0 |  |  | 5277382.8447 | 0 | 335 | 4419770.747 | 12207194.6 | 243139.9483 |  |  | 8030563.8013 | 0
8025 | 5193848.271 | 9275175.923 | 371499.0126 |  |  | 4452826.6645 | 0 | 335 | 4419770.747 | 12207194.6 | 243139.9483 |  |  | 8030563.8013 | 0
8026 | 5267298.796 | 7636659.0407 | 888556.1178 |  |  | 3257916.3625 | 0 | 335 | 4419770.747 | 12207194.6 | 243139.9483 |  |  | 8030563.8013 | 0
8027 | 5194461.372 | 9070361.3127 | 1188362.3385 |  |  | 5064262.2792 | 0 | 335 | 4419770.747 | 12207194.6 | 243139.9483 |  |  | 8030563.8013 | 0
8028 | 5011158.742 | 10416285.8946 | 1264400.1481 |  |  | 6669527.3006 | 0 | 335 | 4419770.747 | 12207194.6 | 243139.9483 |  |  | 8030563.8013 | 0
8029 | 4903918.652 | 11235544.3357 | 1131877.1085 |  |  | 7463502.7922 | 0 | 335 | 4419770.747 | 12207194.6 | 243139.9483 |  |  | 8030563.8013 | 0
8030 | 4782505.704 | 11879247.3966 | 764723.1136 |  |  | 7861464.8062 | 0 | 335 | 4419770.747 | 12207194.6 | 243139.9483 |  |  | 8030563.8013 | 0
8031 | 4749588.472 | 13429986.5888 | 225940.9199 |  |  | 8906339.0367 | 0 | 335 | 4419770.747 | 12207194.6 | 243139.9483 |  |  | 8030563.8013 | 0
8032 | 5006649.076 | 12991098.1382 | 0 |  |  | 7984449.0622 | 0 | 335 | 4419770.747 | 12207194.6 | 243139.9483 |  |  | 8030563.8013 | 0
8033 | 5223725.587 | 11440358.946 | 0 |  |  | 6216633.359 | 0 | 335 | 4419770.747 | 12207194.6 | 243139.9483 |  |  | 8030563.8013 | 0
8034 | 5036383.333 | 12610728.1476 | 0 |  |  | 7574344.8146 | 0 | 335 | 4419770.747 | 12207194.6 | 243139.9483 |  |  | 8030563.8013 | 0
8035 | 4721399.605 | 13605541.969 | 0 |  |  | 8884142.364 | 0 | 335 | 4419770.747 | 12207194.6 | 243139.9483 |  |  | 8030563.8013 | 0
8036 | 4413201.023 | 14102948.8797 | 0 |  |  | 9689747.8567 | 0 | 335 | 4419770.747 | 12207194.6 | 243139.9483 |  |  | 8030563.8013 | 0
8037 | 4169689.114 | 14102948.8797 | 0 |  |  | 9933259.7657 | 0 | 335 | 4419770.747 | 12207194.6 | 243139.9483 |  |  | 8030563.8013 | 0
8038 | 3883438.077 | 15741465.762 | 0 |  |  | 11858027.685 | 0 | 335 | 4419770.747 | 12207194.6 | 243139.9483 |  |  | 8030563.8013 | 0
8039 | 3613727.889 | 17204427.264 | 0 |  |  | 13590699.375 | 0 | 335 | 4419770.747 | 12207194.6 | 243139.9483 |  |  | 8030563.8013 | 0
8040 | 3413535.923 | 17789611.8649 | 0 |  |  | 14376075.9419 | 0 | 335 | 4419770.747 | 12207194.6 | 243139.9483 |  |  | 8030563.8013 | 0
8041 | 3268830.472 | 18052944.9352 | 0 |  |  | 14784114.4632 | 0 | 336 | 3925128.9645 | 8835068.3378 | 234087.8281 |  |  | 5272836.885 | 128809.6836
8042 | 3186910.054 | 17906648.785 | 0 |  |  | 14719738.731 | 0 | 336 | 3925128.9645 | 8835068.3378 | 234087.8281 |  |  | 5272836.885 | 128809.6836
8043 | 3154335.668 | 17204427.264 | 0 |  |  | 14050091.596 | 0 | 336 | 3925128.9645 | 8835068.3378 | 234087.8281 |  |  | 5272836.885 | 128809.6836
8044 | 3190661.775 | 15331836.5414 | 0 |  |  | 12141174.7664 | 0 | 336 | 3925128.9645 | 8835068.3378 | 234087.8281 |  |  | 5272836.885 | 128809.6836
8045 | 3275969.763 | 13693319.6591 | 0 |  |  | 10417349.8961 | 0 | 336 | 3925128.9645 | 8835068.3378 | 234087.8281 |  |  | 5272836.885 | 128809.6836
8046 | 3505913.747 | 12464431.9974 | 0 |  |  | 8958518.2504 | 0 | 336 | 3925128.9645 | 8835068.3378 | 234087.8281 |  |  | 5272836.885 | 128809.6836
8047 | 3845690.76 | 11703692.0164 | 0 |  |  | 7858001.2564 | 0 | 336 | 3925128.9645 | 8835068.3378 | 234087.8281 |  |  | 5272836.885 | 128809.6836
8048 | 4124369.651 | 11703692.0164 | 0 |  |  | 7579322.3654 | 0 | 336 | 3925128.9645 | 8835068.3378 | 234087.8281 |  |  | 5272836.885 | 128809.6836
8049 | 4273241.514 | 10855174.3452 | 325876.3268 |  |  | 6907809.158 | 0 | 336 | 3925128.9645 | 8835068.3378 | 234087.8281 |  |  | 5272836.885 | 128809.6836
8050 | 4372219.406 | 9567768.2234 | 845105.9409 |  |  | 6040654.7583 | 0 | 336 | 3925128.9645 | 8835068.3378 | 234087.8281 |  |  | 5272836.885 | 128809.6836
8051 | 4345980.126 | 8894805.9324 | 1160119.7235 |  |  | 5708945.5299 | 0 | 336 | 3925128.9645 | 8835068.3378 | 234087.8281 |  |  | 5272836.885 | 128809.6836
8052 | 4238936.479 | 6583326.7592 | 1251365.095 |  |  | 3595755.3752 | 0 | 336 | 3925128.9645 | 8835068.3378 | 234087.8281 |  |  | 5272836.885 | 128809.6836
8053 | 4171977.632 | 4739995.2666 | 1114497.0377 |  |  | 1682514.6724 | 0 | 336 | 3925128.9645 | 8835068.3378 | 234087.8281 |  |  | 5272836.885 | 128809.6836
8054 | 4174938.489 | 3715922.2152 | 736480.4986 |  |  | 277464.2248 | 0 | 336 | 3925128.9645 | 8835068.3378 | 234087.8281 |  |  | 5272836.885 | 128809.6836
8055 | 4225110.285 | 3189256.0745 | 184663.2519 |  |  | 0 | 851190.9587 | 336 | 3925128.9645 | 8835068.3378 | 234087.8281 |  |  | 5272836.885 | 128809.6836
8056 | 4551375.44 | 3628144.5251 | 0 |  |  | 0 | 923230.9149 | 336 | 3925128.9645 | 8835068.3378 | 234087.8281 |  |  | 5272836.885 | 128809.6836
8057 | 4830926.507 | 3598885.295 | 0 |  |  | 0 | 1232041.212 | 336 | 3925128.9645 | 8835068.3378 | 234087.8281 |  |  | 5272836.885 | 128809.6836
8058 | 4678668.437 | 4593699.1164 | 0 |  |  | 0 | 84969.3206 | 336 | 3925128.9645 | 8835068.3378 | 234087.8281 |  |  | 5272836.885 | 128809.6836
8059 | 4383504.871 | 5676290.6279 | 0 |  |  | 1292785.7569 | 0 | 336 | 3925128.9645 | 8835068.3378 | 234087.8281 |  |  | 5272836.885 | 128809.6836
8060 | 4122570.13 | 6407771.379 | 0 |  |  | 2285201.249 | 0 | 336 | 3925128.9645 | 8835068.3378 | 234087.8281 |  |  | 5272836.885 | 128809.6836
8061 | 3921480.907 | 6671104.4493 | 0 |  |  | 2749623.5423 | 0 | 336 | 3925128.9645 | 8835068.3378 | 234087.8281 |  |  | 5272836.885 | 128809.6836
8062 | 3664246.692 | 6407771.379 | 0 |  |  | 2743524.687 | 0 | 336 | 3925128.9645 | 8835068.3378 | 234087.8281 |  |  | 5272836.885 | 128809.6836
8063 | 3457262.176 | 5442216.7876 | 0 |  |  | 1984954.6116 | 0 | 336 | 3925128.9645 | 8835068.3378 | 234087.8281 |  |  | 5272836.885 | 128809.6836
8064 | 3237974.166 | 4008514.5156 | 0 |  |  | 770540.3496 | 0 | 336 | 3925128.9645 | 8835068.3378 | 234087.8281 |  |  | 5272836.885 | 128809.6836
8065 | 3240097.56 | 2925923.0041 | 0 |  |  | 0 | 314174.5559 | 337 | 3941193.2421 | 1308131.4097 | 84818.3662 |  |  | 0 | 2548243.4662
8066 | 3234177.403 | 2487034.5535 | 0 |  |  | 0 | 747142.8495 | 337 | 3941193.2421 | 1308131.4097 | 84818.3662 |  |  | 0 | 2548243.4662
8067 | 3075942.585 | 2516293.7835 | 0 |  |  | 0 | 559648.8015 | 337 | 3941193.2421 | 1308131.4097 | 84818.3662 |  |  | 0 | 2548243.4662
8068 | 3104495.085 | 2545553.0136 | 0 |  |  | 0 | 558942.0714 | 337 | 3941193.2421 | 1308131.4097 | 84818.3662 |  |  | 0 | 2548243.4662
8069 | 3116770.486 | 2428516.0934 | 0 |  |  | 0 | 688254.3926 | 337 | 3941193.2421 | 1308131.4097 | 84818.3662 |  |  | 0 | 2548243.4662
8070 | 3492010.698 | 1989627.6428 | 0 |  |  | 0 | 1502383.0552 | 337 | 3941193.2421 | 1308131.4097 | 84818.3662 |  |  | 0 | 2548243.4662
8071 | 3677496.163 | 1550739.1922 | 0 |  |  | 0 | 2126756.9708 | 337 | 3941193.2421 | 1308131.4097 | 84818.3662 |  |  | 0 | 2548243.4662
8072 | 3980605.712 | 1199628.4317 | 0 |  |  | 0 | 2780977.2803 | 337 | 3941193.2421 | 1308131.4097 | 84818.3662 |  |  | 0 | 2548243.4662
8073 | 4148483.915 | 789999.2111 | 93417.8804 |  |  | 0 | 3265066.8235 | 337 | 3941193.2421 | 1308131.4097 | 84818.3662 |  |  | 0 | 2548243.4662
8074 | 4255675.69 | 351110.7605 | 282426.1499 |  |  | 0 | 3622138.7796 | 337 | 3941193.2421 | 1308131.4097 | 84818.3662 |  |  | 0 | 2548243.4662
8075 | 4259161.714 | 58518.4601 | 408431.663 |  |  | 0 | 3792211.591 | 337 | 3941193.2421 | 1308131.4097 | 84818.3662 |  |  | 0 | 2548243.4662
8076 | 4194596.956 | 0 | 484469.4725 |  |  | 0 | 3710127.4835 | 337 | 3941193.2421 | 1308131.4097 | 84818.3662 |  |  | 0 | 2548243.4662
8077 | 4205912.106 | 29259.23 | 412776.6806 |  |  | 0 | 3763876.1953 | 337 | 3941193.2421 | 1308131.4097 | 84818.3662 |  |  | 0 | 2548243.4662
8078 | 4302467.022 | 58518.4601 | 278081.1322 |  |  | 0 | 3965867.4297 | 337 | 3941193.2421 | 1308131.4097 | 84818.3662 |  |  | 0 | 2548243.4662
8079 | 4178464.586 | 146296.1502 | 76037.8096 |  |  | 0 | 3956130.6262 | 337 | 3941193.2421 | 1308131.4097 | 84818.3662 |  |  | 0 | 2548243.4662
8080 | 4512614.678 | 292592.3004 | 0 |  |  | 0 | 4220022.3776 | 337 | 3941193.2421 | 1308131.4097 | 84818.3662 |  |  | 0 | 2548243.4662
8081 | 4897940.261 | 672962.2909 | 0 |  |  | 0 | 4224977.9701 | 337 | 3941193.2421 | 1308131.4097 | 84818.3662 |  |  | 0 | 2548243.4662
8082 | 4823959.921 | 1316665.3518 | 0 |  |  | 0 | 3507294.5692 | 337 | 3941193.2421 | 1308131.4097 | 84818.3662 |  |  | 0 | 2548243.4662
8083 | 4564466.599 | 1755553.8025 | 0 |  |  | 0 | 2808912.7965 | 337 | 3941193.2421 | 1308131.4097 | 84818.3662 |  |  | 0 | 2548243.4662
8084 | 4316557.435 | 1843331.4926 | 0 |  |  | 0 | 2473225.9424 | 337 | 3941193.2421 | 1308131.4097 | 84818.3662 |  |  | 0 | 2548243.4662
8085 | 4061485.005 | 1697035.3424 | 0 |  |  | 0 | 2364449.6626 | 337 | 3941193.2421 | 1308131.4097 | 84818.3662 |  |  | 0 | 2548243.4662
8086 | 3882104.488 | 1667776.1123 | 0 |  |  | 0 | 2214328.3757 | 337 | 3941193.2421 | 1308131.4097 | 84818.3662 |  |  | 0 | 2548243.4662
8087 | 3699381.785 | 1638516.8823 | 0 |  |  | 0 | 2060864.9027 | 337 | 3941193.2421 | 1308131.4097 | 84818.3662 |  |  | 0 | 2548243.4662
8088 | 3363769.957 | 1433702.272 | 0 |  |  | 0 | 1930067.685 | 337 | 3941193.2421 | 1308131.4097 | 84818.3662 |  |  | 0 | 2548243.4662
8089 | 3303104.836 | 1082591.5115 | 0 |  |  | 0 | 2220513.3245 | 338 | 4583417.0152 | 1968902.3548 | 52411.7759 |  |  | 37112.6638 | 2599215.5482
8090 | 3265595.998 | 672962.2909 | 0 |  |  | 0 | 2592633.7071 | 338 | 4583417.0152 | 1968902.3548 | 52411.7759 |  |  | 37112.6638 | 2599215.5482
8091 | 3294710.838 | 351110.7605 | 0 |  |  | 0 | 2943600.0775 | 338 | 4583417.0152 | 1968902.3548 | 52411.7759 |  |  | 37112.6638 | 2599215.5482
8092 | 3390878.412 | 146296.1502 | 0 |  |  | 0 | 3244582.2618 | 338 | 4583417.0152 | 1968902.3548 | 52411.7759 |  |  | 37112.6638 | 2599215.5482
8093 | 3580711.811 | 58518.4601 | 0 |  |  | 0 | 3522193.3509 | 338 | 4583417.0152 | 1968902.3548 | 52411.7759 |  |  | 37112.6638 | 2599215.5482
8094 | 4259724.443 | 29259.23 | 0 |  |  | 0 | 4230465.213 | 338 | 4583417.0152 | 1968902.3548 | 52411.7759 |  |  | 37112.6638 | 2599215.5482
8095 | 5107621.165 | 0 | 0 |  |  | 0 | 5107621.165 | 338 | 4583417.0152 | 1968902.3548 | 52411.7759 |  |  | 37112.6638 | 2599215.5482
8096 | 5308806.752 | 0 | 0 |  |  | 0 | 5308806.752 | 338 | 4583417.0152 | 1968902.3548 | 52411.7759 |  |  | 37112.6638 | 2599215.5482
8097 | 5355756.597 | 0 | 60830.2477 |  |  | 0 | 5294926.3493 | 338 | 4583417.0152 | 1968902.3548 | 52411.7759 |  |  | 37112.6638 | 2599215.5482
8098 | 5259180.58 | 29259.23 | 178145.7253 |  |  | 0 | 5051775.6246 | 338 | 4583417.0152 | 1968902.3548 | 52411.7759 |  |  | 37112.6638 | 2599215.5482
8099 | 5266519.836 | 614443.8309 | 282426.1499 |  |  | 0 | 4369649.8552 | 338 | 4583417.0152 | 1968902.3548 | 52411.7759 |  |  | 37112.6638 | 2599215.5482
8100 | 5191590.869 | 2048146.1029 | 323703.818 |  |  | 0 | 2819740.9482 | 338 | 4583417.0152 | 1968902.3548 | 52411.7759 |  |  | 37112.6638 | 2599215.5482
8101 | 5170016.93 | 3540366.8349 | 256356.0438 |  |  | 0 | 1373294.0513 | 338 | 4583417.0152 | 1968902.3548 | 52411.7759 |  |  | 37112.6638 | 2599215.5482
8102 | 5151050.548 | 4769254.4967 | 136868.0573 |  |  | 0 | 244927.9941 | 338 | 4583417.0152 | 1968902.3548 | 52411.7759 |  |  | 37112.6638 | 2599215.5482
8103 | 5002258.1 | 5676290.6279 | 19552.5796 |  |  | 693585.1075 | 0 | 338 | 4583417.0152 | 1968902.3548 | 52411.7759 |  |  | 37112.6638 | 2599215.5482
8104 | 5274357.194 | 5471476.0176 | 0 |  |  | 197118.8236 | 0 | 338 | 4583417.0152 | 1968902.3548 | 52411.7759 |  |  | 37112.6638 | 2599215.5482
8105 | 5589263.294 | 4125551.4358 | 0 |  |  | 0 | 1463711.8582 | 338 | 4583417.0152 | 1968902.3548 | 52411.7759 |  |  | 37112.6638 | 2599215.5482
8106 | 5366015.867 | 3891477.5954 | 0 |  |  | 0 | 1474538.2716 | 338 | 4583417.0152 | 1968902.3548 | 52411.7759 |  |  | 37112.6638 | 2599215.5482
8107 | 5051493.325 | 3774440.6753 | 0 |  |  | 0 | 1277052.6497 | 338 | 4583417.0152 | 1968902.3548 | 52411.7759 |  |  | 37112.6638 | 2599215.5482
8108 | 4723459.37 | 3247774.5345 | 0 |  |  | 0 | 1475684.8355 | 338 | 4583417.0152 | 1968902.3548 | 52411.7759 |  |  | 37112.6638 | 2599215.5482
8109 | 4485617.534 | 2428516.0934 | 0 |  |  | 0 | 2057101.4406 | 338 | 4583417.0152 | 1968902.3548 | 52411.7759 |  |  | 37112.6638 | 2599215.5482
8110 | 4088138.573 | 1901849.9527 | 0 |  |  | 0 | 2186288.6203 | 338 | 4583417.0152 | 1968902.3548 | 52411.7759 |  |  | 37112.6638 | 2599215.5482
8111 | 3855489.726 | 1697035.3424 | 0 |  |  | 0 | 2158454.3836 | 338 | 4583417.0152 | 1968902.3548 | 52411.7759 |  |  | 37112.6638 | 2599215.5482
8112 | 3660645.766 | 1697035.3424 | 0 |  |  | 0 | 1963610.4236 | 338 | 4583417.0152 | 1968902.3548 | 52411.7759 |  |  | 37112.6638 | 2599215.5482
8113 | 3390001.602 | 1697035.3424 | 0 |  |  | 0 | 1692966.2596 | 339 | 4646436.3879 | 1428825.7337 | 13125.5743 |  |  | 62761.568 | 3267246.648
8114 | 3338049.442 | 1697035.3424 | 0 |  |  | 0 | 1641014.0996 | 339 | 4646436.3879 | 1428825.7337 | 13125.5743 |  |  | 62761.568 | 3267246.648
8115 | 3455889.116 | 1638516.8823 | 0 |  |  | 0 | 1817372.2337 | 339 | 4646436.3879 | 1428825.7337 | 13125.5743 |  |  | 62761.568 | 3267246.648
8116 | 3496094.347 | 1697035.3424 | 0 |  |  | 0 | 1799059.0046 | 339 | 4646436.3879 | 1428825.7337 | 13125.5743 |  |  | 62761.568 | 3267246.648
8117 | 3786726.569 | 1638516.8823 | 0 |  |  | 0 | 2148209.6867 | 339 | 4646436.3879 | 1428825.7337 | 13125.5743 |  |  | 62761.568 | 3267246.648
8118 | 4424736.787 | 1345924.5819 | 0 |  |  | 0 | 3078812.2051 | 339 | 4646436.3879 | 1428825.7337 | 13125.5743 |  |  | 62761.568 | 3267246.648
8119 | 5091310.089 | 1024073.0514 | 0 |  |  | 0 | 4067237.0376 | 339 | 4646436.3879 | 1428825.7337 | 13125.5743 |  |  | 62761.568 | 3267246.648
8120 | 5289262.032 | 702221.521 | 0 |  |  | 0 | 4587040.511 | 339 | 4646436.3879 | 1428825.7337 | 13125.5743 |  |  | 62761.568 | 3267246.648
8121 | 5231726.202 | 380369.9905 | 2172.5088 |  |  | 0 | 4849183.7026 | 339 | 4646436.3879 | 1428825.7337 | 13125.5743 |  |  | 62761.568 | 3267246.648
8122 | 5299459.037 | 117036.9202 | 36932.6504 |  |  | 0 | 5145489.4665 | 339 | 4646436.3879 | 1428825.7337 | 13125.5743 |  |  | 62761.568 | 3267246.648
8123 | 5270655.51 | 380369.9905 | 73865.3007 |  |  | 0 | 4816420.2187 | 339 | 4646436.3879 | 1428825.7337 | 13125.5743 |  |  | 62761.568 | 3267246.648
8124 | 5335634.477 | 614443.8309 | 84727.845 |  |  | 0 | 4636462.8012 | 339 | 4646436.3879 | 1428825.7337 | 13125.5743 |  |  | 62761.568 | 3267246.648
8125 | 5269366.826 | 907036.1313 | 78210.3184 |  |  | 0 | 4284120.3763 | 339 | 4646436.3879 | 1428825.7337 | 13125.5743 |  |  | 62761.568 | 3267246.648
8126 | 5260339.384 | 1141109.9716 | 39105.1592 |  |  | 0 | 4080124.2532 | 339 | 4646436.3879 | 1428825.7337 | 13125.5743 |  |  | 62761.568 | 3267246.648
8127 | 5189246.797 | 1258146.8918 | 0 |  |  | 0 | 3931099.9052 | 339 | 4646436.3879 | 1428825.7337 | 13125.5743 |  |  | 62761.568 | 3267246.648
8128 | 5487335.819 | 1228887.6617 | 0 |  |  | 0 | 4258448.1573 | 339 | 4646436.3879 | 1428825.7337 | 13125.5743 |  |  | 62761.568 | 3267246.648
8129 | 5595126.842 | 1053332.2815 | 0 |  |  | 0 | 4541794.5605 | 339 | 4646436.3879 | 1428825.7337 | 13125.5743 |  |  | 62761.568 | 3267246.648
8130 | 5394466.323 | 1141109.9716 | 0 |  |  | 0 | 4253356.3514 | 339 | 4646436.3879 | 1428825.7337 | 13125.5743 |  |  | 62761.568 | 3267246.648
8131 | 5094030.352 | 1199628.4317 | 0 |  |  | 0 | 3894401.9203 | 339 | 4646436.3879 | 1428825.7337 | 13125.5743 |  |  | 62761.568 | 3267246.648
8132 | 4771153.805 | 1141109.9716 | 0 |  |  | 0 | 3630043.8334 | 339 | 4646436.3879 | 1428825.7337 | 13125.5743 |  |  | 62761.568 | 3267246.648
8133 | 4484911.213 | 1258146.8918 | 0 |  |  | 0 | 3226764.3212 | 339 | 4646436.3879 | 1428825.7337 | 13125.5743 |  |  | 62761.568 | 3267246.648
8134 | 4250211.498 | 2223701.4831 | 0 |  |  | 0 | 2026510.0149 | 339 | 4646436.3879 | 1428825.7337 | 13125.5743 |  |  | 62761.568 | 3267246.648
8135 | 3753170.076 | 3745181.4452 | 0 |  |  | 0 | 7988.6308 | 339 | 4646436.3879 | 1428825.7337 | 13125.5743 |  |  | 62761.568 | 3267246.648
8136 | 3555569.164 | 5061846.7971 | 0 |  |  | 1506277.6331 | 0 | 339 | 4646436.3879 | 1428825.7337 | 13125.5743 |  |  | 62761.568 | 3267246.648
8137 | 3527518.692 | 6144438.3086 | 0 |  |  | 2616919.6166 | 0 | 340 | 4730084.5996 | 9538508.9933 | 172533.4108 |  |  | 5026317.9622 | 45360.1577
8138 | 3457579.843 | 7022215.2098 | 0 |  |  | 3564635.3668 | 0 | 340 | 4730084.5996 | 9538508.9933 | 172533.4108 |  |  | 5026317.9622 | 45360.1577
8139 | 3335727.583 | 7695177.5008 | 0 |  |  | 4359449.9178 | 0 | 340 | 4730084.5996 | 9538508.9933 | 172533.4108 |  |  | 5026317.9622 | 45360.1577
8140 | 3448680.375 | 7519622.1205 | 0 |  |  | 4070941.7455 | 0 | 340 | 4730084.5996 | 9538508.9933 | 172533.4108 |  |  | 5026317.9622 | 45360.1577
8141 | 3833346.592 | 7285548.2802 | 0 |  |  | 3452201.6882 | 0 | 340 | 4730084.5996 | 9538508.9933 | 172533.4108 |  |  | 5026317.9622 | 45360.1577
8142 | 4528839.628 | 7285548.2802 | 0 |  |  | 2756708.6522 | 0 | 340 | 4730084.5996 | 9538508.9933 | 172533.4108 |  |  | 5026317.9622 | 45360.1577
8143 | 5205232.663 | 7373325.9703 | 0 |  |  | 2168093.3073 | 0 | 340 | 4730084.5996 | 9538508.9933 | 172533.4108 |  |  | 5026317.9622 | 45360.1577
8144 | 5463867.554 | 7109992.8999 | 0 |  |  | 1646125.3459 | 0 | 340 | 4730084.5996 | 9538508.9933 | 172533.4108 |  |  | 5026317.9622 | 45360.1577
8145 | 5462168.577 | 6085919.8485 | 45622.6858 |  |  | 669373.9573 | 0 | 340 | 4730084.5996 | 9538508.9933 | 172533.4108 |  |  | 5026317.9622 | 45360.1577
8146 | 5560640.742 | 4154810.6658 | 317186.2914 |  |  | 0 | 1088643.7848 | 340 | 4730084.5996 | 9538508.9933 | 172533.4108 |  |  | 5026317.9622 | 45360.1577
8147 | 5534950.844 | 7197770.5901 | 812518.3082 |  |  | 2475338.0543 | 0 | 340 | 4730084.5996 | 9538508.9933 | 172533.4108 |  |  | 5026317.9622 | 45360.1577
8148 | 5456819.621 | 10006656.674 | 1107979.5112 |  |  | 5657816.5642 | 0 | 340 | 4730084.5996 | 9538508.9933 | 172533.4108 |  |  | 5026317.9622 | 45360.1577
8149 | 5455625.245 | 12025543.5468 | 1025424.1751 |  |  | 7595342.4769 | 0 | 340 | 4730084.5996 | 9538508.9933 | 172533.4108 |  |  | 5026317.9622 | 45360.1577
8150 | 5326591.1 | 13751838.1192 | 679995.2686 |  |  | 9105242.2879 | 0 | 340 | 4730084.5996 | 9538508.9933 | 172533.4108 |  |  | 5026317.9622 | 45360.1577
8151 | 5288382.986 | 14717392.7106 | 152075.6192 |  |  | 9581085.3438 | 0 | 340 | 4730084.5996 | 9538508.9933 | 172533.4108 |  |  | 5026317.9622 | 45360.1577
8152 | 5485925.182 | 13488505.0489 | 0 |  |  | 8002579.8669 | 0 | 340 | 4730084.5996 | 9538508.9933 | 172533.4108 |  |  | 5026317.9622 | 45360.1577
8153 | 5660425.069 | 9714064.3736 | 0 |  |  | 4053639.3046 | 0 | 340 | 4730084.5996 | 9538508.9933 | 172533.4108 |  |  | 5026317.9622 | 45360.1577
8154 | 5447878.055 | 9275175.923 | 0 |  |  | 3827297.868 | 0 | 340 | 4730084.5996 | 9538508.9933 | 172533.4108 |  |  | 5026317.9622 | 45360.1577
8155 | 5003110.205 | 9948138.2139 | 0 |  |  | 4945028.0089 | 0 | 340 | 4730084.5996 | 9538508.9933 | 172533.4108 |  |  | 5026317.9622 | 45360.1577
8156 | 4679525.127 | 10533322.8147 | 0 |  |  | 5853797.6877 | 0 | 340 | 4730084.5996 | 9538508.9933 | 172533.4108 |  |  | 5026317.9622 | 45360.1577
8157 | 4528567.993 | 10796655.8851 | 0 |  |  | 6268087.8921 | 0 | 340 | 4730084.5996 | 9538508.9933 | 172533.4108 |  |  | 5026317.9622 | 45360.1577
8158 | 4203816.337 | 12230358.1571 | 0 |  |  | 8026541.8201 | 0 | 340 | 4730084.5996 | 9538508.9933 | 172533.4108 |  |  | 5026317.9622 | 45360.1577
8159 | 3923972.897 | 13634801.1991 | 0 |  |  | 9710828.3021 | 0 | 340 | 4730084.5996 | 9538508.9933 | 172533.4108 |  |  | 5026317.9622 | 45360.1577
8160 | 3702837.481 | 13927393.4995 | 0 |  |  | 10224556.0185 | 0 | 340 | 4730084.5996 | 9538508.9933 | 172533.4108 |  |  | 5026317.9622 | 45360.1577
8161 | 3566564.712 | 13576282.739 | 0 |  |  | 10009718.027 | 0 | 341 | 4704172.9091 | 8674142.5725 | 5974.3993 |  |  | 4011857.3273 | 35913.2645
8162 | 3481826.102 | 13137394.2884 | 0 |  |  | 9655568.1864 | 0 | 341 | 4704172.9091 | 8674142.5725 | 5974.3993 |  |  | 4011857.3273 | 35913.2645
8163 | 3441625.336 | 12815542.7579 | 0 |  |  | 9373917.4219 | 0 | 341 | 4704172.9091 | 8674142.5725 | 5974.3993 |  |  | 4011857.3273 | 35913.2645
8164 | 3495791.858 | 11440358.946 | 0 |  |  | 7944567.088 | 0 | 341 | 4704172.9091 | 8674142.5725 | 5974.3993 |  |  | 4011857.3273 | 35913.2645
8165 | 3779233.674 | 10357767.4345 | 0 |  |  | 6578533.7605 | 0 | 341 | 4704172.9091 | 8674142.5725 | 5974.3993 |  |  | 4011857.3273 | 35913.2645
8166 | 4409727.552 | 9918878.9839 | 0 |  |  | 5509151.4319 | 0 | 341 | 4704172.9091 | 8674142.5725 | 5974.3993 |  |  | 4011857.3273 | 35913.2645
8167 | 5143576.781 | 9626286.6835 | 0 |  |  | 4482709.9025 | 0 | 341 | 4704172.9091 | 8674142.5725 | 5974.3993 |  |  | 4011857.3273 | 35913.2645
8168 | 5323405.216 | 9333694.383 | 0 |  |  | 4010289.167 | 0 | 341 | 4704172.9091 | 8674142.5725 | 5974.3993 |  |  | 4011857.3273 | 35913.2645
8169 | 5338533.876 | 7812214.4209 | 6517.5265 |  |  | 2480198.0715 | 0 | 341 | 4704172.9091 | 8674142.5725 | 5974.3993 |  |  | 4011857.3273 | 35913.2645
8170 | 5412956.553 | 7080733.6699 | 34760.1415 |  |  | 1702537.2584 | 0 | 341 | 4704172.9091 | 8674142.5725 | 5974.3993 |  |  | 4011857.3273 | 35913.2645
8171 | 5409012.051 | 9041102.0826 | 45622.6858 |  |  | 3677712.7174 | 0 | 341 | 4704172.9091 | 8674142.5725 | 5974.3993 |  |  | 4011857.3273 | 35913.2645
8172 | 5394735.436 | 9538508.9933 | 34760.1415 |  |  | 4178533.6989 | 0 | 341 | 4704172.9091 | 8674142.5725 | 5974.3993 |  |  | 4011857.3273 | 35913.2645
8173 | 5418015.333 | 9918878.9839 | 19552.5796 |  |  | 4520416.2305 | 0 | 341 | 4704172.9091 | 8674142.5725 | 5974.3993 |  |  | 4011857.3273 | 35913.2645
8174 | 5284916.072 | 10474804.3546 | 2172.5088 |  |  | 5192060.7915 | 0 | 341 | 4704172.9091 | 8674142.5725 | 5974.3993 |  |  | 4011857.3273 | 35913.2645
8175 | 5294838.621 | 10855174.3452 | 0 |  |  | 5560335.7242 | 0 | 341 | 4704172.9091 | 8674142.5725 | 5974.3993 |  |  | 4011857.3273 | 35913.2645
8176 | 5514197.636 | 9362953.6131 | 0 |  |  | 3848755.9771 | 0 | 341 | 4704172.9091 | 8674142.5725 | 5974.3993 |  |  | 4011857.3273 | 35913.2645
8177 | 5728195.939 | 7168511.36 | 0 |  |  | 1440315.421 | 0 | 341 | 4704172.9091 | 8674142.5725 | 5974.3993 |  |  | 4011857.3273 | 35913.2645
8178 | 5509846.762 | 7695177.5008 | 0 |  |  | 2185330.7388 | 0 | 341 | 4704172.9091 | 8674142.5725 | 5974.3993 |  |  | 4011857.3273 | 35913.2645
8179 | 5142493.86 | 7285548.2802 | 0 |  |  | 2143054.4202 | 0 | 341 | 4704172.9091 | 8674142.5725 | 5974.3993 |  |  | 4011857.3273 | 35913.2645
8180 | 4752463.325 | 6115179.0785 | 0 |  |  | 1362715.7535 | 0 | 341 | 4704172.9091 | 8674142.5725 | 5974.3993 |  |  | 4011857.3273 | 35913.2645
8181 | 4418887.253 | 4739995.2666 | 0 |  |  | 321108.0136 | 0 | 341 | 4704172.9091 | 8674142.5725 | 5974.3993 |  |  | 4011857.3273 | 35913.2645
8182 | 4074735.392 | 3745181.4452 | 0 |  |  | 0 | 329553.9468 | 341 | 4704172.9091 | 8674142.5725 | 5974.3993 |  |  | 4011857.3273 | 35913.2645
8183 | 3867916.627 | 3335552.2247 | 0 |  |  | 0 | 532364.4023 | 341 | 4704172.9091 | 8674142.5725 | 5974.3993 |  |  | 4011857.3273 | 35913.2645
8184 | 3696653.852 | 3803699.9053 | 0 |  |  | 107046.0533 | 0 | 341 | 4704172.9091 | 8674142.5725 | 5974.3993 |  |  | 4011857.3273 | 35913.2645
8185 | 3573379.087 | 5003328.337 | 0 |  |  | 1429949.25 | 0 | 342 | 4510446.6232 | 4164563.7425 | 30867.7298 |  |  | 776329.1826 | 1091344.3334
8186 | 3490403.787 | 5910364.4683 | 0 |  |  | 2419960.6813 | 0 | 342 | 4510446.6232 | 4164563.7425 | 30867.7298 |  |  | 776329.1826 | 1091344.3334
8187 | 3506923.904 | 6056660.6185 | 0 |  |  | 2549736.7145 | 0 | 342 | 4510446.6232 | 4164563.7425 | 30867.7298 |  |  | 776329.1826 | 1091344.3334
8188 | 3439572.636 | 5383698.3275 | 0 |  |  | 1944125.6915 | 0 | 342 | 4510446.6232 | 4164563.7425 | 30867.7298 |  |  | 776329.1826 | 1091344.3334
8189 | 3690355.35 | 4535180.6563 | 0 |  |  | 844825.3063 | 0 | 342 | 4510446.6232 | 4164563.7425 | 30867.7298 |  |  | 776329.1826 | 1091344.3334
8190 | 4344966.239 | 3832959.1354 | 0 |  |  | 0 | 512007.1036 | 342 | 4510446.6232 | 4164563.7425 | 30867.7298 |  |  | 776329.1826 | 1091344.3334
8191 | 5011690.138 | 3159996.8444 | 0 |  |  | 0 | 1851693.2936 | 342 | 4510446.6232 | 4164563.7425 | 30867.7298 |  |  | 776329.1826 | 1091344.3334
8192 | 5240860.197 | 2691849.1638 | 0 |  |  | 0 | 2549011.0332 | 342 | 4510446.6232 | 4164563.7425 | 30867.7298 |  |  | 776329.1826 | 1091344.3334
8193 | 5255028.718 | 2223701.4831 | 39105.1592 |  |  | 0 | 2992222.0757 | 342 | 4510446.6232 | 4164563.7425 | 30867.7298 |  |  | 776329.1826 | 1091344.3334
8194 | 5258922.578 | 1053332.2815 | 104280.4246 |  |  | 0 | 4101309.8719 | 342 | 4510446.6232 | 4164563.7425 | 30867.7298 |  |  | 776329.1826 | 1091344.3334
8195 | 5183876.881 | 1316665.3518 | 136868.0573 |  |  | 0 | 3730343.4719 | 342 | 4510446.6232 | 4164563.7425 | 30867.7298 |  |  | 776329.1826 | 1091344.3334
8196 | 5071895.741 | 2340738.4033 | 180318.2342 |  |  | 0 | 2550839.1036 | 342 | 4510446.6232 | 4164563.7425 | 30867.7298 |  |  | 776329.1826 | 1091344.3334
8197 | 4933112.69 | 3511107.6049 | 171628.1988 |  |  | 0 | 1250376.8863 | 342 | 4510446.6232 | 4164563.7425 | 30867.7298 |  |  | 776329.1826 | 1091344.3334
8198 | 4783934.117 | 4681476.8065 | 97762.898 |  |  | 0 | 4694.4124 | 342 | 4510446.6232 | 4164563.7425 | 30867.7298 |  |  | 776329.1826 | 1091344.3334
8199 | 4785268.802 | 4974069.107 | 10862.5442 |  |  | 199662.8492 | 0 | 342 | 4510446.6232 | 4164563.7425 | 30867.7298 |  |  | 776329.1826 | 1091344.3334
8200 | 5050960.94 | 3657403.7551 | 0 |  |  | 0 | 1393557.1849 | 342 | 4510446.6232 | 4164563.7425 | 30867.7298 |  |  | 776329.1826 | 1091344.3334
8201 | 5300999.301 | 2867404.544 | 0 |  |  | 0 | 2433594.757 | 342 | 4510446.6232 | 4164563.7425 | 30867.7298 |  |  | 776329.1826 | 1091344.3334
8202 | 5117773.771 | 3306292.9946 | 0 |  |  | 0 | 1811480.7764 | 342 | 4510446.6232 | 4164563.7425 | 30867.7298 |  |  | 776329.1826 | 1091344.3334
8203 | 4782483.785 | 3832959.1354 | 0 |  |  | 0 | 949524.6496 | 342 | 4510446.6232 | 4164563.7425 | 30867.7298 |  |  | 776329.1826 | 1091344.3334
8204 | 4684567.729 | 4622958.3465 | 0 |  |  | 0 | 61609.3825 | 342 | 4510446.6232 | 4164563.7425 | 30867.7298 |  |  | 776329.1826 | 1091344.3334
8205 | 4416968.411 | 5120365.2572 | 0 |  |  | 703396.8462 | 0 | 342 | 4510446.6232 | 4164563.7425 | 30867.7298 |  |  | 776329.1826 | 1091344.3334
8206 | 4038881.031 | 5442216.7876 | 0 |  |  | 1403335.7566 | 0 | 342 | 4510446.6232 | 4164563.7425 | 30867.7298 |  |  | 776329.1826 | 1091344.3334
8207 | 3783832.515 | 6437030.609 | 0 |  |  | 2653198.094 | 0 | 342 | 4510446.6232 | 4164563.7425 | 30867.7298 |  |  | 776329.1826 | 1091344.3334
8208 | 3504060.608 | 7987769.8012 | 0 |  |  | 4483709.1932 | 0 | 342 | 4510446.6232 | 4164563.7425 | 30867.7298 |  |  | 776329.1826 | 1091344.3334
8209 | 3392849.836 | 9684805.1435 | 0 |  |  | 6291955.3075 | 0 | 343 | 4080780.6003 | 14021266.8625 | 60015.5569 |  |  | 10000501.8191 | 0
8210 | 3310779.278 | 10913692.8053 | 0 |  |  | 7602913.5273 | 0 | 343 | 4080780.6003 | 14021266.8625 | 60015.5569 |  |  | 10000501.8191 | 0
8211 | 3413166.442 | 11001470.4954 | 0 |  |  | 7588304.0534 | 0 | 343 | 4080780.6003 | 14021266.8625 | 60015.5569 |  |  | 10000501.8191 | 0
8212 | 3487013.962 | 12054802.7768 | 0 |  |  | 8567788.8148 | 0 | 343 | 4080780.6003 | 14021266.8625 | 60015.5569 |  |  | 10000501.8191 | 0
8213 | 3527945.213 | 13634801.1991 | 0 |  |  | 10106855.9861 | 0 | 343 | 4080780.6003 | 14021266.8625 | 60015.5569 |  |  | 10000501.8191 | 0
8214 | 3636422.648 | 14951466.5509 | 0 |  |  | 11315043.9029 | 0 | 343 | 4080780.6003 | 14021266.8625 | 60015.5569 |  |  | 10000501.8191 | 0
8215 | 3873349.392 | 14805170.4007 | 0 |  |  | 10931821.0087 | 0 | 343 | 4080780.6003 | 14021266.8625 | 60015.5569 |  |  | 10000501.8191 | 0
8216 | 4169598.632 | 13342208.8986 | 0 |  |  | 9172610.2666 | 0 | 343 | 4080780.6003 | 14021266.8625 | 60015.5569 |  |  | 10000501.8191 | 0
8217 | 4367004.812 | 11791469.7065 | 67347.7742 |  |  | 7491812.6687 | 0 | 343 | 4080780.6003 | 14021266.8625 | 60015.5569 |  |  | 10000501.8191 | 0
8218 | 4499064.318 | 9860360.5238 | 297633.7118 |  |  | 5658929.9176 | 0 | 343 | 4080780.6003 | 14021266.8625 | 60015.5569 |  |  | 10000501.8191 | 0
8219 | 4490038.638 | 13605541.969 | 399741.6276 |  |  | 9515244.9586 | 0 | 343 | 4080780.6003 | 14021266.8625 | 60015.5569 |  |  | 10000501.8191 | 0
8220 | 4416798.832 | 15653688.0719 | 354118.9418 |  |  | 11591008.1817 | 0 | 343 | 4080780.6003 | 14021266.8625 | 60015.5569 |  |  | 10000501.8191 | 0
8221 | 4363734.074 | 16092576.5225 | 236803.4642 |  |  | 11965645.9127 | 0 | 343 | 4080780.6003 | 14021266.8625 | 60015.5569 |  |  | 10000501.8191 | 0
8222 | 4351640.658 | 16443687.283 | 82555.3361 |  |  | 12174601.9611 | 0 | 343 | 4080780.6003 | 14021266.8625 | 60015.5569 |  |  | 10000501.8191 | 0
8223 | 4382683.708 | 16941094.1937 | 2172.5088 |  |  | 12560582.9945 | 0 | 343 | 4080780.6003 | 14021266.8625 | 60015.5569 |  |  | 10000501.8191 | 0
8224 | 4712484.84 | 16765538.8134 | 0 |  |  | 12053053.9734 | 0 | 343 | 4080780.6003 | 14021266.8625 | 60015.5569 |  |  | 10000501.8191 | 0
8225 | 4959975.522 | 14629615.0204 | 0 |  |  | 9669639.4984 | 0 | 343 | 4080780.6003 | 14021266.8625 | 60015.5569 |  |  | 10000501.8191 | 0
8226 | 4806841.827 | 16092576.5225 | 0 |  |  | 11285734.6955 | 0 | 343 | 4080780.6003 | 14021266.8625 | 60015.5569 |  |  | 10000501.8191 | 0
8227 | 4546686.413 | 17321464.1842 | 0 |  |  | 12774777.7712 | 0 | 343 | 4080780.6003 | 14021266.8625 | 60015.5569 |  |  | 10000501.8191 | 0
8228 | 4284321.493 | 17262945.7241 | 0 |  |  | 12978624.2311 | 0 | 343 | 4080780.6003 | 14021266.8625 | 60015.5569 |  |  | 10000501.8191 | 0
8229 | 4066209.492 | 15946280.3723 | 0 |  |  | 11880070.8803 | 0 | 343 | 4080780.6003 | 14021266.8625 | 60015.5569 |  |  | 10000501.8191 | 0
8230 | 3823844.473 | 13839615.8093 | 0 |  |  | 10015771.3363 | 0 | 343 | 4080780.6003 | 14021266.8625 | 60015.5569 |  |  | 10000501.8191 | 0
8231 | 3601195.491 | 12376654.3073 | 0 |  |  | 8775458.8163 | 0 | 343 | 4080780.6003 | 14021266.8625 | 60015.5569 |  |  | 10000501.8191 | 0
8232 | 3455084.412 | 11498877.4061 | 0 |  |  | 8043792.9941 | 0 | 343 | 4080780.6003 | 14021266.8625 | 60015.5569 |  |  | 10000501.8191 | 0
8233 | 3336837.932 | 10884433.5752 | 0 |  |  | 7547595.6432 | 0 | 344 | 4041600.7101 | 2615043.6849 | 28514.1786 |  |  | 1067373.8054 | 2465416.652
8234 | 3269708.222 | 10152952.8242 | 0 |  |  | 6883244.6022 | 0 | 344 | 4041600.7101 | 2615043.6849 | 28514.1786 |  |  | 1067373.8054 | 2465416.652
8235 | 3275775.785 | 9128879.7728 | 0 |  |  | 5853103.9878 | 0 | 344 | 4041600.7101 | 2615043.6849 | 28514.1786 |  |  | 1067373.8054 | 2465416.652
8236 | 3200891.543 | 6934437.5197 | 0 |  |  | 3733545.9767 | 0 | 344 | 4041600.7101 | 2615043.6849 | 28514.1786 |  |  | 1067373.8054 | 2465416.652
8237 | 3283383.779 | 4857032.1868 | 0 |  |  | 1573648.4078 | 0 | 344 | 4041600.7101 | 2615043.6849 | 28514.1786 |  |  | 1067373.8054 | 2465416.652
8238 | 3456015.663 | 3481848.3749 | 0 |  |  | 25832.7119 | 0 | 344 | 4041600.7101 | 2615043.6849 | 28514.1786 |  |  | 1067373.8054 | 2465416.652
8239 | 3728550.858 | 2457775.3234 | 0 |  |  | 0 | 1270775.5346 | 344 | 4041600.7101 | 2615043.6849 | 28514.1786 |  |  | 1067373.8054 | 2465416.652
8240 | 4024934.314 | 1755553.8025 | 0 |  |  | 0 | 2269380.5115 | 344 | 4041600.7101 | 2615043.6849 | 28514.1786 |  |  | 1067373.8054 | 2465416.652
8241 | 4245584.426 | 1228887.6617 | 6517.5265 |  |  | 0 | 3010179.2377 | 344 | 4041600.7101 | 2615043.6849 | 28514.1786 |  |  | 1067373.8054 | 2465416.652
8242 | 4389272.101 | 438888.4506 | 86900.3538 |  |  | 0 | 3863483.2966 | 344 | 4041600.7101 | 2615043.6849 | 28514.1786 |  |  | 1067373.8054 | 2465416.652
8243 | 4434294.83 | 438888.4506 | 165110.6723 |  |  | 0 | 3830295.7071 | 344 | 4041600.7101 | 2615043.6849 | 28514.1786 |  |  | 1067373.8054 | 2465416.652
8244 | 4405108.603 | 438888.4506 | 149903.1103 |  |  | 0 | 3816317.042 | 344 | 4041600.7101 | 2615043.6849 | 28514.1786 |  |  | 1067373.8054 | 2465416.652
8245 | 4391641.995 | 468147.6807 | 141213.075 |  |  | 0 | 3782281.2394 | 344 | 4041600.7101 | 2615043.6849 | 28514.1786 |  |  | 1067373.8054 | 2465416.652
8246 | 4393966.155 | 614443.8309 | 117315.4777 |  |  | 0 | 3662206.8465 | 344 | 4041600.7101 | 2615043.6849 | 28514.1786 |  |  | 1067373.8054 | 2465416.652
8247 | 4479322.697 | 877776.9012 | 17380.0708 |  |  | 0 | 3584165.725 | 344 | 4041600.7101 | 2615043.6849 | 28514.1786 |  |  | 1067373.8054 | 2465416.652
8248 | 4754131.537 | 1053332.2815 | 0 |  |  | 0 | 3700799.2555 | 344 | 4041600.7101 | 2615043.6849 | 28514.1786 |  |  | 1067373.8054 | 2465416.652
8249 | 5058047.745 | 1024073.0514 | 0 |  |  | 0 | 4033974.6936 | 344 | 4041600.7101 | 2615043.6849 | 28514.1786 |  |  | 1067373.8054 | 2465416.652
8250 | 4953944.126 | 1024073.0514 | 0 |  |  | 0 | 3929871.0746 | 344 | 4041600.7101 | 2615043.6849 | 28514.1786 |  |  | 1067373.8054 | 2465416.652
8251 | 4671736.574 | 994813.8214 | 0 |  |  | 0 | 3676922.7526 | 344 | 4041600.7101 | 2615043.6849 | 28514.1786 |  |  | 1067373.8054 | 2465416.652
8252 | 4387496.266 | 965554.5913 | 0 |  |  | 0 | 3421941.6747 | 344 | 4041600.7101 | 2615043.6849 | 28514.1786 |  |  | 1067373.8054 | 2465416.652
8253 | 4122954.023 | 789999.2111 | 0 |  |  | 0 | 3332954.8119 | 344 | 4041600.7101 | 2615043.6849 | 28514.1786 |  |  | 1067373.8054 | 2465416.652
8254 | 3834038.362 | 702221.521 | 0 |  |  | 0 | 3131816.841 | 344 | 4041600.7101 | 2615043.6849 | 28514.1786 |  |  | 1067373.8054 | 2465416.652
8255 | 3547139.549 | 848517.6712 | 0 |  |  | 0 | 2698621.8778 | 344 | 4041600.7101 | 2615043.6849 | 28514.1786 |  |  | 1067373.8054 | 2465416.652
8256 | 3353639.957 | 1199628.4317 | 0 |  |  | 0 | 2154011.5253 | 344 | 4041600.7101 | 2615043.6849 | 28514.1786 |  |  | 1067373.8054 | 2465416.652
8257 | 3255059.671 | 1755553.8025 | 0 |  |  | 0 | 1499505.8685 | 345 | 4684333.86 | 1689720.5349 | 16565.3799 |  |  | 190529.1935 | 3168577.1387
8258 | 3214686.111 | 2516293.7835 | 0 |  |  | 0 | 698392.3275 | 345 | 4684333.86 | 1689720.5349 | 16565.3799 |  |  | 190529.1935 | 3168577.1387
8259 | 3243824.105 | 3628144.5251 | 0 |  |  | 384320.4201 | 0 | 345 | 4684333.86 | 1689720.5349 | 16565.3799 |  |  | 190529.1935 | 3168577.1387
8260 | 3330543.814 | 4769254.4967 | 0 |  |  | 1438710.6827 | 0 | 345 | 4684333.86 | 1689720.5349 | 16565.3799 |  |  | 190529.1935 | 3168577.1387
8261 | 3607394.848 | 5529994.4777 | 0 |  |  | 1922599.6297 | 0 | 345 | 4684333.86 | 1689720.5349 | 16565.3799 |  |  | 190529.1935 | 3168577.1387
8262 | 4351813.805 | 5178883.7172 | 0 |  |  | 827069.9122 | 0 | 345 | 4684333.86 | 1689720.5349 | 16565.3799 |  |  | 190529.1935 | 3168577.1387
8263 | 5132740.029 | 3949996.0555 | 0 |  |  | 0 | 1182743.9735 | 345 | 4684333.86 | 1689720.5349 | 16565.3799 |  |  | 190529.1935 | 3168577.1387
8264 | 5402606.043 | 2545553.0136 | 0 |  |  | 0 | 2857053.0294 | 345 | 4684333.86 | 1689720.5349 | 16565.3799 |  |  | 190529.1935 | 3168577.1387
8265 | 5411193.839 | 1375183.8119 | 0 |  |  | 0 | 4036010.0271 | 345 | 4684333.86 | 1689720.5349 | 16565.3799 |  |  | 190529.1935 | 3168577.1387
8266 | 5484468.311 | 526666.1407 | 21725.0885 |  |  | 0 | 4936077.0818 | 345 | 4684333.86 | 1689720.5349 | 16565.3799 |  |  | 190529.1935 | 3168577.1387
8267 | 5453146.247 | 234073.8403 | 60830.2477 |  |  | 0 | 5158242.159 | 345 | 4684333.86 | 1689720.5349 | 16565.3799 |  |  | 190529.1935 | 3168577.1387
8268 | 5379365.919 | 234073.8403 | 134695.5484 |  |  | 0 | 5010596.5303 | 345 | 4684333.86 | 1689720.5349 | 16565.3799 |  |  | 190529.1935 | 3168577.1387
8269 | 5390139.942 | 497406.9107 | 134695.5484 |  |  | 0 | 4758037.4829 | 345 | 4684333.86 | 1689720.5349 | 16565.3799 |  |  | 190529.1935 | 3168577.1387
8270 | 5324029.584 | 819258.4411 | 45622.6858 |  |  | 0 | 4459148.4571 | 345 | 4684333.86 | 1689720.5349 | 16565.3799 |  |  | 190529.1935 | 3168577.1387
8271 | 5278356.368 | 731480.751 | 0 |  |  | 0 | 4546875.617 | 345 | 4684333.86 | 1689720.5349 | 16565.3799 |  |  | 190529.1935 | 3168577.1387
8272 | 5465166.849 | 526666.1407 | 0 |  |  | 0 | 4938500.7083 | 345 | 4684333.86 | 1689720.5349 | 16565.3799 |  |  | 190529.1935 | 3168577.1387
8273 | 5729976.537 | 380369.9905 | 0 |  |  | 0 | 5349606.5465 | 345 | 4684333.86 | 1689720.5349 | 16565.3799 |  |  | 190529.1935 | 3168577.1387
8274 | 5513370.734 | 234073.8403 | 0 |  |  | 0 | 5279296.8937 | 345 | 4684333.86 | 1689720.5349 | 16565.3799 |  |  | 190529.1935 | 3168577.1387
8275 | 5231548.973 | 87777.6901 | 0 |  |  | 0 | 5143771.2829 | 345 | 4684333.86 | 1689720.5349 | 16565.3799 |  |  | 190529.1935 | 3168577.1387
8276 | 5024907.66 | 58518.4601 | 0 |  |  | 0 | 4966389.1999 | 345 | 4684333.86 | 1689720.5349 | 16565.3799 |  |  | 190529.1935 | 3168577.1387
8277 | 4691882.143 | 234073.8403 | 0 |  |  | 0 | 4457808.3027 | 345 | 4684333.86 | 1689720.5349 | 16565.3799 |  |  | 190529.1935 | 3168577.1387
8278 | 4190945.588 | 760739.9811 | 0 |  |  | 0 | 3430205.6069 | 345 | 4684333.86 | 1689720.5349 | 16565.3799 |  |  | 190529.1935 | 3168577.1387
8279 | 3763182.243 | 1550739.1922 | 0 |  |  | 0 | 2212443.0508 | 345 | 4684333.86 | 1689720.5349 | 16565.3799 |  |  | 190529.1935 | 3168577.1387
8280 | 3553663.277 | 2428516.0934 | 0 |  |  | 0 | 1125147.1836 | 345 | 4684333.86 | 1689720.5349 | 16565.3799 |  |  | 190529.1935 | 3168577.1387
8281 | 3456151.901 | 2984441.4642 | 0 |  |  | 0 | 471710.4368 | 346 | 4715075.7971 | 4067032.9757 | 2172.5088 |  |  | 572097.7325 | 1217968.045
8282 | 3449918.7 | 3277033.7646 | 0 |  |  | 0 | 172884.9354 | 346 | 4715075.7971 | 4067032.9757 | 2172.5088 |  |  | 572097.7325 | 1217968.045
8283 | 3465240.69 | 3423329.9148 | 0 |  |  | 0 | 41910.7752 | 346 | 4715075.7971 | 4067032.9757 | 2172.5088 |  |  | 572097.7325 | 1217968.045
8284 | 3546281.391 | 3130737.6144 | 0 |  |  | 0 | 415543.7766 | 346 | 4715075.7971 | 4067032.9757 | 2172.5088 |  |  | 572097.7325 | 1217968.045
8285 | 3791926.64 | 2516293.7835 | 0 |  |  | 0 | 1275632.8565 | 346 | 4715075.7971 | 4067032.9757 | 2172.5088 |  |  | 572097.7325 | 1217968.045
8286 | 4496948.315 | 2077405.3329 | 0 |  |  | 0 | 2419542.9821 | 346 | 4715075.7971 | 4067032.9757 | 2172.5088 |  |  | 572097.7325 | 1217968.045
8287 | 5154843.761 | 1960368.4127 | 0 |  |  | 0 | 3194475.3483 | 346 | 4715075.7971 | 4067032.9757 | 2172.5088 |  |  | 572097.7325 | 1217968.045
8288 | 5359942.404 | 2194442.2531 | 0 |  |  | 0 | 3165500.1509 | 346 | 4715075.7971 | 4067032.9757 | 2172.5088 |  |  | 572097.7325 | 1217968.045
8289 | 5389908.58 | 2369997.6333 | 0 |  |  | 0 | 3019910.9467 | 346 | 4715075.7971 | 4067032.9757 | 2172.5088 |  |  | 572097.7325 | 1217968.045
8290 | 5419812.27 | 1784813.0325 | 10862.5442 |  |  | 0 | 3624136.6933 | 346 | 4715075.7971 | 4067032.9757 | 2172.5088 |  |  | 572097.7325 | 1217968.045
8291 | 5382610.753 | 1345924.5819 | 13035.0531 |  |  | 0 | 4023651.118 | 346 | 4715075.7971 | 4067032.9757 | 2172.5088 |  |  | 572097.7325 | 1217968.045
8292 | 5241551.049 | 3013700.6942 | 17380.0708 |  |  | 0 | 2210470.284 | 346 | 4715075.7971 | 4067032.9757 | 2172.5088 |  |  | 572097.7325 | 1217968.045
8293 | 5252160.165 | 3628144.5251 | 10862.5442 |  |  | 0 | 1613153.0957 | 346 | 4715075.7971 | 4067032.9757 | 2172.5088 |  |  | 572097.7325 | 1217968.045
8294 | 5195748.328 | 3949996.0555 | 0 |  |  | 0 | 1245752.2725 | 346 | 4715075.7971 | 4067032.9757 | 2172.5088 |  |  | 572097.7325 | 1217968.045
8295 | 5138026.749 | 4739995.2666 | 0 |  |  | 0 | 398031.4824 | 346 | 4715075.7971 | 4067032.9757 | 2172.5088 |  |  | 572097.7325 | 1217968.045
8296 | 5399478.727 | 4593699.1164 | 0 |  |  | 0 | 805779.6106 | 346 | 4715075.7971 | 4067032.9757 | 2172.5088 |  |  | 572097.7325 | 1217968.045
8297 | 5645594.586 | 4535180.6563 | 0 |  |  | 0 | 1110413.9297 | 346 | 4715075.7971 | 4067032.9757 | 2172.5088 |  |  | 572097.7325 | 1217968.045
8298 | 5406430.714 | 5383698.3275 | 0 |  |  | 0 | 22732.3865 | 346 | 4715075.7971 | 4067032.9757 | 2172.5088 |  |  | 572097.7325 | 1217968.045
8299 | 5128202.545 | 5998142.1584 | 0 |  |  | 869939.6134 | 0 | 346 | 4715075.7971 | 4067032.9757 | 2172.5088 |  |  | 572097.7325 | 1217968.045
8300 | 4827799.666 | 6173697.5386 | 0 |  |  | 1345897.8726 | 0 | 346 | 4715075.7971 | 4067032.9757 | 2172.5088 |  |  | 572097.7325 | 1217968.045
8301 | 4785061.266 | 6173697.5386 | 0 |  |  | 1388636.2726 | 0 | 346 | 4715075.7971 | 4067032.9757 | 2172.5088 |  |  | 572097.7325 | 1217968.045
8302 | 4258434.877 | 6992955.9798 | 0 |  |  | 2734521.1028 | 0 | 346 | 4715075.7971 | 4067032.9757 | 2172.5088 |  |  | 572097.7325 | 1217968.045
8303 | 4102043.702 | 7636659.0407 | 0 |  |  | 3534615.3387 | 0 | 346 | 4715075.7971 | 4067032.9757 | 2172.5088 |  |  | 572097.7325 | 1217968.045
8304 | 3867701.351 | 7724436.7308 | 0 |  |  | 3856735.3798 | 0 | 346 | 4715075.7971 | 4067032.9757 | 2172.5088 |  |  | 572097.7325 | 1217968.045
8305 | 3751933.637 | 7402585.2003 | 0 |  |  | 3650651.5633 | 0 | 347 | 4907911.78 | 11274556.6424 | 100750.0977 |  |  | 6467394.9601 | 0
8306 | 3738167.355 | 7109992.8999 | 0 |  |  | 3371825.5449 | 0 | 347 | 4907911.78 | 11274556.6424 | 100750.0977 |  |  | 6467394.9601 | 0
8307 | 3781010.867 | 6671104.4493 | 0 |  |  | 2890093.5823 | 0 | 347 | 4907911.78 | 11274556.6424 | 100750.0977 |  |  | 6467394.9601 | 0
8308 | 3847051.674 | 6992955.9798 | 0 |  |  | 3145904.3058 | 0 | 347 | 4907911.78 | 11274556.6424 | 100750.0977 |  |  | 6467394.9601 | 0
8309 | 4084022.393 | 8660732.0921 | 0 |  |  | 4576709.6991 | 0 | 347 | 4907911.78 | 11274556.6424 | 100750.0977 |  |  | 6467394.9601 | 0
8310 | 4748642.174 | 10269989.7444 | 0 |  |  | 5521347.5704 | 0 | 347 | 4907911.78 | 11274556.6424 | 100750.0977 |  |  | 6467394.9601 | 0
8311 | 5473290.299 | 11323322.0258 | 0 |  |  | 5850031.7268 | 0 | 347 | 4907911.78 | 11274556.6424 | 100750.0977 |  |  | 6467394.9601 | 0
8312 | 5644151.048 | 12084062.0069 | 0 |  |  | 6439910.9589 | 0 | 347 | 4907911.78 | 11274556.6424 | 100750.0977 |  |  | 6467394.9601 | 0
8313 | 5685239.773 | 12405913.5373 | 112970.46 |  |  | 6833644.2243 | 0 | 347 | 4907911.78 | 11274556.6424 | 100750.0977 |  |  | 6467394.9601 | 0
8314 | 5736611.491 | 11528136.6361 | 484469.4725 |  |  | 6275994.6177 | 0 | 347 | 4907911.78 | 11274556.6424 | 100750.0977 |  |  | 6467394.9601 | 0
8315 | 5747698.163 | 10855174.3452 | 684340.2863 |  |  | 5791816.4685 | 0 | 347 | 4907911.78 | 11274556.6424 | 100750.0977 |  |  | 6467394.9601 | 0
8316 | 5673936.656 | 11937765.8567 | 603957.459 |  |  | 6867786.6597 | 0 | 347 | 4907911.78 | 11274556.6424 | 100750.0977 |  |  | 6467394.9601 | 0
8317 | 5700477.283 | 12698505.8377 | 369326.5037 |  |  | 7367355.0585 | 0 | 347 | 4907911.78 | 11274556.6424 | 100750.0977 |  |  | 6467394.9601 | 0
8318 | 5614824.877 | 13195912.7484 | 152075.6192 |  |  | 7733163.4906 | 0 | 347 | 4907911.78 | 11274556.6424 | 100750.0977 |  |  | 6467394.9601 | 0
8319 | 5535195.354 | 13488505.0489 | 10862.5442 |  |  | 7964172.2391 | 0 | 347 | 4907911.78 | 11274556.6424 | 100750.0977 |  |  | 6467394.9601 | 0
8320 | 5602776.645 | 12581468.9176 | 0 |  |  | 6978692.2726 | 0 | 347 | 4907911.78 | 11274556.6424 | 100750.0977 |  |  | 6467394.9601 | 0
8321 | 5778324.596 | 12405913.5373 | 0 |  |  | 6627588.9413 | 0 | 347 | 4907911.78 | 11274556.6424 | 100750.0977 |  |  | 6467394.9601 | 0
8322 | 5512789.388 | 13283690.4386 | 0 |  |  | 7770901.0506 | 0 | 347 | 4907911.78 | 11274556.6424 | 100750.0977 |  |  | 6467394.9601 | 0
8323 | 5189959.442 | 13781097.3493 | 0 |  |  | 8591137.9073 | 0 | 347 | 4907911.78 | 11274556.6424 | 100750.0977 |  |  | 6467394.9601 | 0
8324 | 4816294.859 | 13839615.8093 | 0 |  |  | 9023320.9503 | 0 | 347 | 4907911.78 | 11274556.6424 | 100750.0977 |  |  | 6467394.9601 | 0
8325 | 4528078.426 | 13429986.5888 | 0 |  |  | 8901908.1628 | 0 | 347 | 4907911.78 | 11274556.6424 | 100750.0977 |  |  | 6467394.9601 | 0
8326 | 4159838.819 | 12874061.218 | 0 |  |  | 8714222.399 | 0 | 347 | 4907911.78 | 11274556.6424 | 100750.0977 |  |  | 6467394.9601 | 0
8327 | 3818820.276 | 11674432.7863 | 0 |  |  | 7855612.5103 | 0 | 347 | 4907911.78 | 11274556.6424 | 100750.0977 |  |  | 6467394.9601 | 0
8328 | 3620747.225 | 10094434.3641 | 0 |  |  | 6473687.1391 | 0 | 347 | 4907911.78 | 11274556.6424 | 100750.0977 |  |  | 6467394.9601 | 0
8329 | 3475623.064 | 8719250.5522 | 0 |  |  | 5243627.4882 | 0 | 348 | 4652319.0629 | 2398037.7288 | 37475.7776 |  |  | 748684.7445 | 2965490.301
8330 | 3423799.088 | 7724436.7308 | 0 |  |  | 4300637.6428 | 0 | 348 | 4652319.0629 | 2398037.7288 | 37475.7776 |  |  | 748684.7445 | 2965490.301
8331 | 3452023.203 | 6992955.9798 | 0 |  |  | 3540932.7768 | 0 | 348 | 4652319.0629 | 2398037.7288 | 37475.7776 |  |  | 748684.7445 | 2965490.301
8332 | 3510978.409 | 6524808.2991 | 0 |  |  | 3013829.8901 | 0 | 348 | 4652319.0629 | 2398037.7288 | 37475.7776 |  |  | 748684.7445 | 2965490.301
8333 | 3760927.749 | 5412957.5576 | 0 |  |  | 1652029.8086 | 0 | 348 | 4652319.0629 | 2398037.7288 | 37475.7776 |  |  | 748684.7445 | 2965490.301
8334 | 4411901.438 | 3803699.9053 | 0 |  |  | 0 | 608201.5327 | 348 | 4652319.0629 | 2398037.7288 | 37475.7776 |  |  | 748684.7445 | 2965490.301
8335 | 5142909.575 | 2252960.7131 | 0 |  |  | 0 | 2889948.8619 | 348 | 4652319.0629 | 2398037.7288 | 37475.7776 |  |  | 748684.7445 | 2965490.301
8336 | 5443487.633 | 1316665.3518 | 0 |  |  | 0 | 4126822.2812 | 348 | 4652319.0629 | 2398037.7288 | 37475.7776 |  |  | 748684.7445 | 2965490.301
8337 | 5445706.116 | 672962.2909 | 21725.0885 |  |  | 0 | 4751018.7366 | 348 | 4652319.0629 | 2398037.7288 | 37475.7776 |  |  | 748684.7445 | 2965490.301
8338 | 5483434.4 | 292592.3004 | 97762.898 |  |  | 0 | 5093079.2015 | 348 | 4652319.0629 | 2398037.7288 | 37475.7776 |  |  | 748684.7445 | 2965490.301
8339 | 5369206.884 | 87777.6901 | 171628.1988 |  |  | 0 | 5109800.9951 | 348 | 4652319.0629 | 2398037.7288 | 37475.7776 |  |  | 748684.7445 | 2965490.301
8340 | 5240638.474 | 29259.23 | 238975.973 |  |  | 0 | 4972403.271 | 348 | 4652319.0629 | 2398037.7288 | 37475.7776 |  |  | 748684.7445 | 2965490.301
8341 | 5232710.099 | 0 | 219423.3934 |  |  | 0 | 5013286.7056 | 348 | 4652319.0629 | 2398037.7288 | 37475.7776 |  |  | 748684.7445 | 2965490.301
8342 | 5154037.021 | 0 | 132523.0396 |  |  | 0 | 5021513.9814 | 348 | 4652319.0629 | 2398037.7288 | 37475.7776 |  |  | 748684.7445 | 2965490.301
8343 | 5103434.824 | 29259.23 | 17380.0708 |  |  | 0 | 5056795.5232 | 348 | 4652319.0629 | 2398037.7288 | 37475.7776 |  |  | 748684.7445 | 2965490.301
8344 | 5365686.226 | 175555.3802 | 0 |  |  | 0 | 5190130.8458 | 348 | 4652319.0629 | 2398037.7288 | 37475.7776 |  |  | 748684.7445 | 2965490.301
8345 | 5606224.722 | 526666.1407 | 0 |  |  | 0 | 5079558.5813 | 348 | 4652319.0629 | 2398037.7288 | 37475.7776 |  |  | 748684.7445 | 2965490.301
8346 | 5386689.708 | 1111850.7416 | 0 |  |  | 0 | 4274838.9664 | 348 | 4652319.0629 | 2398037.7288 | 37475.7776 |  |  | 748684.7445 | 2965490.301
8347 | 5077623.367 | 1492220.7321 | 0 |  |  | 0 | 3585402.6349 | 348 | 4652319.0629 | 2398037.7288 | 37475.7776 |  |  | 748684.7445 | 2965490.301
8348 | 4749978.12 | 1521479.9621 | 0 |  |  | 0 | 3228498.1579 | 348 | 4652319.0629 | 2398037.7288 | 37475.7776 |  |  | 748684.7445 | 2965490.301
8349 | 4483577.525 | 1287406.1218 | 0 |  |  | 0 | 3196171.4032 | 348 | 4652319.0629 | 2398037.7288 | 37475.7776 |  |  | 748684.7445 | 2965490.301
8350 | 4104018.653 | 1492220.7321 | 0 |  |  | 0 | 2611797.9209 | 348 | 4652319.0629 | 2398037.7288 | 37475.7776 |  |  | 748684.7445 | 2965490.301
8351 | 3732495.257 | 2369997.6333 | 0 |  |  | 0 | 1362497.6237 | 348 | 4652319.0629 | 2398037.7288 | 37475.7776 |  |  | 748684.7445 | 2965490.301
8352 | 3498545.954 | 3715922.2152 | 0 |  |  | 217376.2612 | 0 | 348 | 4652319.0629 | 2398037.7288 | 37475.7776 |  |  | 748684.7445 | 2965490.301
8353 | 3388753.133 | 5120365.2572 | 0 |  |  | 1731612.1242 | 0 | 349 | 4489498.2102 | 7345285.8748 | 39014.638 |  |  | 3489712.693 | 594910.3903
8354 | 3339959.078 | 6671104.4493 | 0 |  |  | 3331145.3713 | 0 | 349 | 4489498.2102 | 7345285.8748 | 39014.638 |  |  | 3489712.693 | 594910.3903
8355 | 3348070.981 | 8163325.1814 | 0 |  |  | 4815254.2004 | 0 | 349 | 4489498.2102 | 7345285.8748 | 39014.638 |  |  | 3489712.693 | 594910.3903
8356 | 3428073.013 | 9128879.7728 | 0 |  |  | 5700806.7598 | 0 | 349 | 4489498.2102 | 7345285.8748 | 39014.638 |  |  | 3489712.693 | 594910.3903
8357 | 3720716.336 | 10387026.6645 | 0 |  |  | 6666310.3285 | 0 | 349 | 4489498.2102 | 7345285.8748 | 39014.638 |  |  | 3489712.693 | 594910.3903
8358 | 4406640.131 | 11703692.0164 | 0 |  |  | 7297051.8854 | 0 | 349 | 4489498.2102 | 7345285.8748 | 39014.638 |  |  | 3489712.693 | 594910.3903
8359 | 5112227.702 | 12727765.0678 | 0 |  |  | 7615537.3658 | 0 | 349 | 4489498.2102 | 7345285.8748 | 39014.638 |  |  | 3489712.693 | 594910.3903
8360 | 5350152.676 | 13517764.2789 | 0 |  |  | 8167611.6029 | 0 | 349 | 4489498.2102 | 7345285.8748 | 39014.638 |  |  | 3489712.693 | 594910.3903
8361 | 5332723.56 | 13342208.8986 | 2172.5088 |  |  | 8011657.8475 | 0 | 349 | 4489498.2102 | 7345285.8748 | 39014.638 |  |  | 3489712.693 | 594910.3903
8362 | 5369834.747 | 11879247.3966 | 56485.23 |  |  | 6565897.8796 | 0 | 349 | 4489498.2102 | 7345285.8748 | 39014.638 |  |  | 3489712.693 | 594910.3903
8363 | 5293634.948 | 11762210.4764 | 199870.8138 |  |  | 6668446.3422 | 0 | 349 | 4489498.2102 | 7345285.8748 | 39014.638 |  |  | 3489712.693 | 594910.3903
8364 | 5096409.951 | 10328508.2044 | 267218.588 |  |  | 5499316.8414 | 0 | 349 | 4489498.2102 | 7345285.8748 | 39014.638 |  |  | 3489712.693 | 594910.3903
8365 | 4989312.275 | 8865546.7024 | 267218.588 |  |  | 4143453.0154 | 0 | 349 | 4489498.2102 | 7345285.8748 | 39014.638 |  |  | 3489712.693 | 594910.3903
8366 | 4880084.106 | 8192584.4115 | 134695.5484 |  |  | 3447195.8539 | 0 | 349 | 4489498.2102 | 7345285.8748 | 39014.638 |  |  | 3489712.693 | 594910.3903
8367 | 4845551.839 | 7841473.651 | 8690.0354 |  |  | 3004611.8473 | 0 | 349 | 4489498.2102 | 7345285.8748 | 39014.638 |  |  | 3489712.693 | 594910.3903
8368 | 5115761.402 | 6202956.7687 | 0 |  |  | 1087195.3667 | 0 | 349 | 4489498.2102 | 7345285.8748 | 39014.638 |  |  | 3489712.693 | 594910.3903
8369 | 5305211.523 | 4213329.1259 | 0 |  |  | 0 | 1091882.3971 | 349 | 4489498.2102 | 7345285.8748 | 39014.638 |  |  | 3489712.693 | 594910.3903
8370 | 5117445.597 | 3715922.2152 | 0 |  |  | 0 | 1401523.3818 | 349 | 4489498.2102 | 7345285.8748 | 39014.638 |  |  | 3489712.693 | 594910.3903
8371 | 4781632.23 | 2984441.4642 | 0 |  |  | 0 | 1797190.7658 | 349 | 4489498.2102 | 7345285.8748 | 39014.638 |  |  | 3489712.693 | 594910.3903
8372 | 4461015.242 | 2457775.3234 | 0 |  |  | 0 | 2003239.9186 | 349 | 4489498.2102 | 7345285.8748 | 39014.638 |  |  | 3489712.693 | 594910.3903
8373 | 4193067.379 | 2165183.023 | 0 |  |  | 0 | 2027884.356 | 349 | 4489498.2102 | 7345285.8748 | 39014.638 |  |  | 3489712.693 | 594910.3903
8374 | 3887761.01 | 1755553.8025 | 0 |  |  | 0 | 2132207.2075 | 349 | 4489498.2102 | 7345285.8748 | 39014.638 |  |  | 3489712.693 | 594910.3903
8375 | 3599836.002 | 1579998.4222 | 0 |  |  | 0 | 2019837.5798 | 349 | 4489498.2102 | 7345285.8748 | 39014.638 |  |  | 3489712.693 | 594910.3903
8376 | 3384082.183 | 1579998.4222 | 0 |  |  | 0 | 1804083.7608 | 349 | 4489498.2102 | 7345285.8748 | 39014.638 |  |  | 3489712.693 | 594910.3903
8377 | 3233784.071 | 1638516.8823 | 0 |  |  | 0 | 1595267.1887 | 350 | 4007445.5482 | 5382479.1929 | 13487.6591 |  |  | 2285996.5879 | 897475.2841
8378 | 3151165.329 | 1843331.4926 | 0 |  |  | 0 | 1307833.8364 | 350 | 4007445.5482 | 5382479.1929 | 13487.6591 |  |  | 2285996.5879 | 897475.2841
8379 | 3134826.85 | 2282219.9432 | 0 |  |  | 0 | 852606.9068 | 350 | 4007445.5482 | 5382479.1929 | 13487.6591 |  |  | 2285996.5879 | 897475.2841
8380 | 3164904.177 | 2516293.7835 | 0 |  |  | 0 | 648610.3935 | 350 | 4007445.5482 | 5382479.1929 | 13487.6591 |  |  | 2285996.5879 | 897475.2841
8381 | 3262103.336 | 2457775.3234 | 0 |  |  | 0 | 804328.0126 | 350 | 4007445.5482 | 5382479.1929 | 13487.6591 |  |  | 2285996.5879 | 897475.2841
8382 | 3496641.882 | 2340738.4033 | 0 |  |  | 0 | 1155903.4787 | 350 | 4007445.5482 | 5382479.1929 | 13487.6591 |  |  | 2285996.5879 | 897475.2841
8383 | 3851329.718 | 2135923.793 | 0 |  |  | 0 | 1715405.925 | 350 | 4007445.5482 | 5382479.1929 | 13487.6591 |  |  | 2285996.5879 | 897475.2841
8384 | 4227536.409 | 1960368.4127 | 0 |  |  | 0 | 2267167.9963 | 350 | 4007445.5482 | 5382479.1929 | 13487.6591 |  |  | 2285996.5879 | 897475.2841
8385 | 4402988.276 | 1843331.4926 | 0 |  |  | 0 | 2559656.7834 | 350 | 4007445.5482 | 5382479.1929 | 13487.6591 |  |  | 2285996.5879 | 897475.2841
8386 | 4486085.519 | 1345924.5819 | 21725.0885 |  |  | 0 | 3118435.8487 | 350 | 4007445.5482 | 5382479.1929 | 13487.6591 |  |  | 2285996.5879 | 897475.2841
8387 | 4438453.607 | 1462961.502 | 41277.6681 |  |  | 0 | 2934214.4369 | 350 | 4007445.5482 | 5382479.1929 | 13487.6591 |  |  | 2285996.5879 | 897475.2841
8388 | 4347819.653 | 2457775.3234 | 49967.7034 |  |  | 0 | 1840076.6261 | 350 | 4007445.5482 | 5382479.1929 | 13487.6591 |  |  | 2285996.5879 | 897475.2841
8389 | 4270698.849 | 3452589.1448 | 78210.3184 |  |  | 0 | 739899.3857 | 350 | 4007445.5482 | 5382479.1929 | 13487.6591 |  |  | 2285996.5879 | 897475.2841
8390 | 4242588.869 | 4564439.8864 | 112970.46 |  |  | 434821.4773 | 0 | 350 | 4007445.5482 | 5382479.1929 | 13487.6591 |  |  | 2285996.5879 | 897475.2841
8391 | 4312921.128 | 6378512.1489 | 19552.5796 |  |  | 2085143.6005 | 0 | 350 | 4007445.5482 | 5382479.1929 | 13487.6591 |  |  | 2285996.5879 | 897475.2841
8392 | 4670968.974 | 7695177.5008 | 0 |  |  | 3024208.5268 | 0 | 350 | 4007445.5482 | 5382479.1929 | 13487.6591 |  |  | 2285996.5879 | 897475.2841
8393 | 4982295.926 | 8748509.7822 | 0 |  |  | 3766213.8562 | 0 | 350 | 4007445.5482 | 5382479.1929 | 13487.6591 |  |  | 2285996.5879 | 897475.2841
8394 | 4903514.819 | 9948138.2139 | 0 |  |  | 5044623.3949 | 0 | 350 | 4007445.5482 | 5382479.1929 | 13487.6591 |  |  | 2285996.5879 | 897475.2841
8395 | 4569441.77 | 10708878.195 | 0 |  |  | 6139436.425 | 0 | 350 | 4007445.5482 | 5382479.1929 | 13487.6591 |  |  | 2285996.5879 | 897475.2841
8396 | 4286226.128 | 11001470.4954 | 0 |  |  | 6715244.3674 | 0 | 350 | 4007445.5482 | 5382479.1929 | 13487.6591 |  |  | 2285996.5879 | 897475.2841
8397 | 4062602.457 | 10855174.3452 | 0 |  |  | 6792571.8882 | 0 | 350 | 4007445.5482 | 5382479.1929 | 13487.6591 |  |  | 2285996.5879 | 897475.2841
8398 | 3816966.839 | 10650359.7349 | 0 |  |  | 6833392.8959 | 0 | 350 | 4007445.5482 | 5382479.1929 | 13487.6591 |  |  | 2285996.5879 | 897475.2841
8399 | 3533007.682 | 10621100.5048 | 0 |  |  | 7088092.8228 | 0 | 350 | 4007445.5482 | 5382479.1929 | 13487.6591 |  |  | 2285996.5879 | 897475.2841
8400 | 3329820.889 | 10269989.7444 | 0 |  |  | 6940168.8554 | 0 | 350 | 4007445.5482 | 5382479.1929 | 13487.6591 |  |  | 2285996.5879 | 897475.2841
8401 | 3173697.684 | 9655545.9135 | 0 |  |  | 6481848.2295 | 0 | 351 | 3999430.1566 | 4552248.5405 | 14030.7863 |  |  | 1756930.8541 | 1190081.6839
8402 | 3095333.765 | 9538508.9933 | 0 |  |  | 6443175.2283 | 0 | 351 | 3999430.1566 | 4552248.5405 | 14030.7863 |  |  | 1756930.8541 | 1190081.6839
8403 | 3085362.51 | 10299248.9744 | 0 |  |  | 7213886.4644 | 0 | 351 | 3999430.1566 | 4552248.5405 | 14030.7863 |  |  | 1756930.8541 | 1190081.6839
8404 | 3108192.382 | 9889619.7538 | 0 |  |  | 6781427.3718 | 0 | 351 | 3999430.1566 | 4552248.5405 | 14030.7863 |  |  | 1756930.8541 | 1190081.6839
8405 | 3186275.824 | 8543695.1719 | 0 |  |  | 5357419.3479 | 0 | 351 | 3999430.1566 | 4552248.5405 | 14030.7863 |  |  | 1756930.8541 | 1190081.6839
8406 | 3384699.538 | 7695177.5008 | 0 |  |  | 4310477.9628 | 0 | 351 | 3999430.1566 | 4552248.5405 | 14030.7863 |  |  | 1756930.8541 | 1190081.6839
8407 | 3681002.45 | 6934437.5197 | 0 |  |  | 3253435.0697 | 0 | 351 | 3999430.1566 | 4552248.5405 | 14030.7863 |  |  | 1756930.8541 | 1190081.6839
8408 | 4056156.531 | 5266661.4074 | 0 |  |  | 1210504.8764 | 0 | 351 | 3999430.1566 | 4552248.5405 | 14030.7863 |  |  | 1756930.8541 | 1190081.6839
8409 | 4284924.664 | 2838145.314 | 10862.5442 |  |  | 0 | 1435916.8058 | 351 | 3999430.1566 | 4552248.5405 | 14030.7863 |  |  | 1756930.8541 | 1190081.6839
8410 | 4391900.274 | 1258146.8918 | 39105.1592 |  |  | 0 | 3094648.223 | 351 | 3999430.1566 | 4552248.5405 | 14030.7863 |  |  | 1756930.8541 | 1190081.6839
8411 | 4416065.49 | 1843331.4926 | 49967.7034 |  |  | 0 | 2522766.294 | 351 | 3999430.1566 | 4552248.5405 | 14030.7863 |  |  | 1756930.8541 | 1190081.6839
8412 | 4358164.289 | 2633330.7037 | 65175.2654 |  |  | 0 | 1659658.32 | 351 | 3999430.1566 | 4552248.5405 | 14030.7863 |  |  | 1756930.8541 | 1190081.6839
8413 | 4301425.674 | 3598885.295 | 106452.9334 |  |  | 0 | 596087.4455 | 351 | 3999430.1566 | 4552248.5405 | 14030.7863 |  |  | 1756930.8541 | 1190081.6839
8414 | 4286213.165 | 4564439.8864 | 65175.2654 |  |  | 343401.9867 | 0 | 351 | 3999430.1566 | 4552248.5405 | 14030.7863 |  |  | 1756930.8541 | 1190081.6839
8415 | 4357956.606 | 4564439.8864 | 0 |  |  | 206483.2804 | 0 | 351 | 3999430.1566 | 4552248.5405 | 14030.7863 |  |  | 1756930.8541 | 1190081.6839
8416 | 4730478.4 | 3130737.6144 | 0 |  |  | 0 | 1599740.7856 | 351 | 3999430.1566 | 4552248.5405 | 14030.7863 |  |  | 1756930.8541 | 1190081.6839
8417 | 5048810.095 | 1814072.2625 | 0 |  |  | 0 | 3234737.8325 | 351 | 3999430.1566 | 4552248.5405 | 14030.7863 |  |  | 1756930.8541 | 1190081.6839
8418 | 4968969.194 | 1287406.1218 | 0 |  |  | 0 | 3681563.0722 | 351 | 3999430.1566 | 4552248.5405 | 14030.7863 |  |  | 1756930.8541 | 1190081.6839
8419 | 4717472.759 | 1258146.8918 | 0 |  |  | 0 | 3459325.8672 | 351 | 3999430.1566 | 4552248.5405 | 14030.7863 |  |  | 1756930.8541 | 1190081.6839
8420 | 4398225.947 | 1521479.9621 | 0 |  |  | 0 | 2876745.9849 | 351 | 3999430.1566 | 4552248.5405 | 14030.7863 |  |  | 1756930.8541 | 1190081.6839
8421 | 4145758.995 | 1755553.8025 | 0 |  |  | 0 | 2390205.1925 | 351 | 3999430.1566 | 4552248.5405 | 14030.7863 |  |  | 1756930.8541 | 1190081.6839
8422 | 3801094.068 | 2311479.1732 | 0 |  |  | 0 | 1489614.8948 | 351 | 3999430.1566 | 4552248.5405 | 14030.7863 |  |  | 1756930.8541 | 1190081.6839
8423 | 3593168.85 | 3072219.1543 | 0 |  |  | 0 | 520949.6957 | 351 | 3999430.1566 | 4552248.5405 | 14030.7863 |  |  | 1756930.8541 | 1190081.6839
8424 | 3414974.605 | 3979255.2856 | 0 |  |  | 564280.6806 | 0 | 351 | 3999430.1566 | 4552248.5405 | 14030.7863 |  |  | 1756930.8541 | 1190081.6839
8425 | 3305934.314 | 4681476.8065 | 0 |  |  | 1375542.4925 | 0 | 352 | 4653096.9824 | 1798223.5129 | 3168.2421 |  |  | 203618.0632 | 3055323.2906
8426 | 3269602.709 | 4681476.8065 | 0 |  |  | 1411874.0975 | 0 | 352 | 4653096.9824 | 1798223.5129 | 3168.2421 |  |  | 203618.0632 | 3055323.2906
8427 | 3263106.171 | 4535180.6563 | 0 |  |  | 1272074.4853 | 0 | 352 | 4653096.9824 | 1798223.5129 | 3168.2421 |  |  | 203618.0632 | 3055323.2906
8428 | 3356727.454 | 4184069.8958 | 0 |  |  | 827342.4418 | 0 | 352 | 4653096.9824 | 1798223.5129 | 3168.2421 |  |  | 203618.0632 | 3055323.2906
8429 | 3897052.504 | 3891477.5954 | 0 |  |  | 0 | 5574.9086 | 352 | 4653096.9824 | 1798223.5129 | 3168.2421 |  |  | 203618.0632 | 3055323.2906
8430 | 4509807.372 | 3657403.7551 | 0 |  |  | 0 | 852403.6169 | 352 | 4653096.9824 | 1798223.5129 | 3168.2421 |  |  | 203618.0632 | 3055323.2906
8431 | 5165928.441 | 3247774.5345 | 0 |  |  | 0 | 1918153.9065 | 352 | 4653096.9824 | 1798223.5129 | 3168.2421 |  |  | 203618.0632 | 3055323.2906
8432 | 5402117.259 | 2662589.9337 | 0 |  |  | 0 | 2739527.3253 | 352 | 4653096.9824 | 1798223.5129 | 3168.2421 |  |  | 203618.0632 | 3055323.2906
8433 | 5406144.607 | 1931109.1827 | 6517.5265 |  |  | 0 | 3468517.8978 | 352 | 4653096.9824 | 1798223.5129 | 3168.2421 |  |  | 203618.0632 | 3055323.2906
8434 | 5482123.531 | 614443.8309 | 8690.0354 |  |  | 0 | 4858989.6648 | 352 | 4653096.9824 | 1798223.5129 | 3168.2421 |  |  | 203618.0632 | 3055323.2906
8435 | 5478154.715 | 58518.4601 | 13035.0531 |  |  | 0 | 5406601.2018 | 352 | 4653096.9824 | 1798223.5129 | 3168.2421 |  |  | 203618.0632 | 3055323.2906
8436 | 5372328.532 | 58518.4601 | 26070.1061 |  |  | 0 | 5287739.9658 | 352 | 4653096.9824 | 1798223.5129 | 3168.2421 |  |  | 203618.0632 | 3055323.2906
8437 | 5375411.42 | 234073.8403 | 19552.5796 |  |  | 0 | 5121785.0001 | 352 | 4653096.9824 | 1798223.5129 | 3168.2421 |  |  | 203618.0632 | 3055323.2906
8438 | 5293484.692 | 731480.751 | 2172.5088 |  |  | 0 | 4559831.4321 | 352 | 4653096.9824 | 1798223.5129 | 3168.2421 |  |  | 203618.0632 | 3055323.2906
8439 | 5217375.123 | 1287406.1218 | 0 |  |  | 0 | 3929969.0012 | 352 | 4653096.9824 | 1798223.5129 | 3168.2421 |  |  | 203618.0632 | 3055323.2906
8440 | 5400279.865 | 1609257.6522 | 0 |  |  | 0 | 3791022.2128 | 352 | 4653096.9824 | 1798223.5129 | 3168.2421 |  |  | 203618.0632 | 3055323.2906
8441 | 5620354.59 | 1843331.4926 | 0 |  |  | 0 | 3777023.0974 | 352 | 4653096.9824 | 1798223.5129 | 3168.2421 |  |  | 203618.0632 | 3055323.2906
8442 | 5419599.18 | 1609257.6522 | 0 |  |  | 0 | 3810341.5278 | 352 | 4653096.9824 | 1798223.5129 | 3168.2421 |  |  | 203618.0632 | 3055323.2906
8443 | 5086615.992 | 994813.8214 | 0 |  |  | 0 | 4091802.1706 | 352 | 4653096.9824 | 1798223.5129 | 3168.2421 |  |  | 203618.0632 | 3055323.2906
8444 | 4743163.204 | 468147.6807 | 0 |  |  | 0 | 4275015.5233 | 352 | 4653096.9824 | 1798223.5129 | 3168.2421 |  |  | 203618.0632 | 3055323.2906
8445 | 4413675.006 | 146296.1502 | 0 |  |  | 0 | 4267378.8558 | 352 | 4653096.9824 | 1798223.5129 | 3168.2421 |  |  | 203618.0632 | 3055323.2906
8446 | 4053092.403 | 29259.23 | 0 |  |  | 0 | 4023833.173 | 352 | 4653096.9824 | 1798223.5129 | 3168.2421 |  |  | 203618.0632 | 3055323.2906
8447 | 3696301.271 | 0 | 0 |  |  | 0 | 3696301.271 | 352 | 4653096.9824 | 1798223.5129 | 3168.2421 |  |  | 203618.0632 | 3055323.2906
8448 | 3445947.222 | 0 | 0 |  |  | 0 | 3445947.222 | 352 | 4653096.9824 | 1798223.5129 | 3168.2421 |  |  | 203618.0632 | 3055323.2906
8449 | 3318395.67 | 0 | 0 |  |  | 0 | 3318395.67 | 353 | 4549304.873 | 521789.6024 | 88439.2143 |  |  | 0 | 3939076.0563
8450 | 3273446.518 | 0 | 0 |  |  | 0 | 3273446.518 | 353 | 4549304.873 | 521789.6024 | 88439.2143 |  |  | 0 | 3939076.0563
8451 | 3270250.798 | 0 | 0 |  |  | 0 | 3270250.798 | 353 | 4549304.873 | 521789.6024 | 88439.2143 |  |  | 0 | 3939076.0563
8452 | 3351653.976 | 0 | 0 |  |  | 0 | 3351653.976 | 353 | 4549304.873 | 521789.6024 | 88439.2143 |  |  | 0 | 3939076.0563
8453 | 3650570.493 | 0 | 0 |  |  | 0 | 3650570.493 | 353 | 4549304.873 | 521789.6024 | 88439.2143 |  |  | 0 | 3939076.0563
8454 | 4341922.307 | 0 | 0 |  |  | 0 | 4341922.307 | 353 | 4549304.873 | 521789.6024 | 88439.2143 |  |  | 0 | 3939076.0563
8455 | 5070908.109 | 0 | 0 |  |  | 0 | 5070908.109 | 353 | 4549304.873 | 521789.6024 | 88439.2143 |  |  | 0 | 3939076.0563
8456 | 5312624.671 | 0 | 0 |  |  | 0 | 5312624.671 | 353 | 4549304.873 | 521789.6024 | 88439.2143 |  |  | 0 | 3939076.0563
8457 | 5241472.868 | 0 | 19552.5796 |  |  | 0 | 5221920.2884 | 353 | 4549304.873 | 521789.6024 | 88439.2143 |  |  | 0 | 3939076.0563
8458 | 5280062.162 | 0 | 210733.358 |  |  | 0 | 5069328.804 | 353 | 4549304.873 | 521789.6024 | 88439.2143 |  |  | 0 | 3939076.0563
8459 | 5241631.645 | 0 | 477951.946 |  |  | 0 | 4763679.699 | 353 | 4549304.873 | 521789.6024 | 88439.2143 |  |  | 0 | 3939076.0563
8460 | 5161219.562 | 146296.1502 | 712582.9013 |  |  | 0 | 4302340.5105 | 353 | 4549304.873 | 521789.6024 | 88439.2143 |  |  | 0 | 3939076.0563
8461 | 5169838.102 | 1024073.0514 | 556162.2644 |  |  | 0 | 3589602.7861 | 353 | 4549304.873 | 521789.6024 | 88439.2143 |  |  | 0 | 3939076.0563
8462 | 5107932.613 | 1726294.5724 | 143385.5838 |  |  | 0 | 3238252.4568 | 353 | 4549304.873 | 521789.6024 | 88439.2143 |  |  | 0 | 3939076.0563
8463 | 5048727.066 | 2048146.1029 | 2172.5088 |  |  | 0 | 2998408.4543 | 353 | 4549304.873 | 521789.6024 | 88439.2143 |  |  | 0 | 3939076.0563
8464 | 5275567.412 | 1872590.7226 | 0 |  |  | 0 | 3402976.6894 | 353 | 4549304.873 | 521789.6024 | 88439.2143 |  |  | 0 | 3939076.0563
8465 | 5532677.613 | 1784813.0325 | 0 |  |  | 0 | 3747864.5805 | 353 | 4549304.873 | 521789.6024 | 88439.2143 |  |  | 0 | 3939076.0563
8466 | 5351120.577 | 1550739.1922 | 0 |  |  | 0 | 3800381.3848 | 353 | 4549304.873 | 521789.6024 | 88439.2143 |  |  | 0 | 3939076.0563
8467 | 5038118.61 | 1053332.2815 | 0 |  |  | 0 | 3984786.3285 | 353 | 4549304.873 | 521789.6024 | 88439.2143 |  |  | 0 | 3939076.0563
8468 | 4694881.096 | 643703.0609 | 0 |  |  | 0 | 4051178.0351 | 353 | 4549304.873 | 521789.6024 | 88439.2143 |  |  | 0 | 3939076.0563
8469 | 4367364.21 | 380369.9905 | 0 |  |  | 0 | 3986994.2195 | 353 | 4549304.873 | 521789.6024 | 88439.2143 |  |  | 0 | 3939076.0563
8470 | 4001009.898 | 175555.3802 | 0 |  |  | 0 | 3825454.5178 | 353 | 4549304.873 | 521789.6024 | 88439.2143 |  |  | 0 | 3939076.0563
8471 | 3650104.078 | 58518.4601 | 0 |  |  | 0 | 3591585.6179 | 353 | 4549304.873 | 521789.6024 | 88439.2143 |  |  | 0 | 3939076.0563
8472 | 3431816.897 | 58518.4601 | 0 |  |  | 0 | 3373298.4369 | 353 | 4549304.873 | 521789.6024 | 88439.2143 |  |  | 0 | 3939076.0563
8473 | 3304934.147 | 58518.4601 | 0 |  |  | 0 | 3246415.6869 | 354 | 4480339.0232 | 2305383.5003 | 25617.5001 |  |  | 642061.9316 | 2791399.9544
8474 | 3236160.107 | 58518.4601 | 0 |  |  | 0 | 3177641.6469 | 354 | 4480339.0232 | 2305383.5003 | 25617.5001 |  |  | 642061.9316 | 2791399.9544
8475 | 3237662.521 | 58518.4601 | 0 |  |  | 0 | 3179144.0609 | 354 | 4480339.0232 | 2305383.5003 | 25617.5001 |  |  | 642061.9316 | 2791399.9544
8476 | 3315990.787 | 29259.23 | 0 |  |  | 0 | 3286731.557 | 354 | 4480339.0232 | 2305383.5003 | 25617.5001 |  |  | 642061.9316 | 2791399.9544
8477 | 3584811.826 | 29259.23 | 0 |  |  | 0 | 3555552.596 | 354 | 4480339.0232 | 2305383.5003 | 25617.5001 |  |  | 642061.9316 | 2791399.9544
8478 | 4253439.222 | 29259.23 | 0 |  |  | 0 | 4224179.992 | 354 | 4480339.0232 | 2305383.5003 | 25617.5001 |  |  | 642061.9316 | 2791399.9544
8479 | 4926484.5 | 87777.6901 | 0 |  |  | 0 | 4838706.8099 | 354 | 4480339.0232 | 2305383.5003 | 25617.5001 |  |  | 642061.9316 | 2791399.9544
8480 | 5210782.293 | 234073.8403 | 0 |  |  | 0 | 4976708.4527 | 354 | 4480339.0232 | 2305383.5003 | 25617.5001 |  |  | 642061.9316 | 2791399.9544
8481 | 5187577.083 | 438888.4506 | 10862.5442 |  |  | 0 | 4737826.0882 | 354 | 4480339.0232 | 2305383.5003 | 25617.5001 |  |  | 642061.9316 | 2791399.9544
8482 | 5252334.819 | 321851.5304 | 93417.8804 |  |  | 0 | 4837065.4082 | 354 | 4480339.0232 | 2305383.5003 | 25617.5001 |  |  | 642061.9316 | 2791399.9544
8483 | 5211185.353 | 117036.9202 | 191180.7784 |  |  | 0 | 4902967.6544 | 354 | 4480339.0232 | 2305383.5003 | 25617.5001 |  |  | 642061.9316 | 2791399.9544
8484 | 5127218.102 | 351110.7605 | 169455.6899 |  |  | 0 | 4606651.6516 | 354 | 4480339.0232 | 2305383.5003 | 25617.5001 |  |  | 642061.9316 | 2791399.9544
8485 | 5118144.899 | 1024073.0514 | 110797.9511 |  |  | 0 | 3983273.8964 | 354 | 4480339.0232 | 2305383.5003 | 25617.5001 |  |  | 642061.9316 | 2791399.9544
8486 | 5060846.928 | 1697035.3424 | 39105.1592 |  |  | 0 | 3324706.4264 | 354 | 4480339.0232 | 2305383.5003 | 25617.5001 |  |  | 642061.9316 | 2791399.9544
8487 | 5047172.103 | 2077405.3329 | 0 |  |  | 0 | 2969766.7701 | 354 | 4480339.0232 | 2305383.5003 | 25617.5001 |  |  | 642061.9316 | 2791399.9544
8488 | 5210395.715 | 2194442.2531 | 0 |  |  | 0 | 3015953.4619 | 354 | 4480339.0232 | 2305383.5003 | 25617.5001 |  |  | 642061.9316 | 2791399.9544
8489 | 5424579.554 | 2808886.0839 | 0 |  |  | 0 | 2615693.4701 | 354 | 4480339.0232 | 2305383.5003 | 25617.5001 |  |  | 642061.9316 | 2791399.9544
8490 | 5250841.776 | 3803699.9053 | 0 |  |  | 0 | 1447141.8707 | 354 | 4480339.0232 | 2305383.5003 | 25617.5001 |  |  | 642061.9316 | 2791399.9544
8491 | 4924503.592 | 4857032.1868 | 0 |  |  | 0 | 67471.4052 | 354 | 4480339.0232 | 2305383.5003 | 25617.5001 |  |  | 642061.9316 | 2791399.9544
8492 | 4600978.75 | 5910364.4683 | 0 |  |  | 1309385.7183 | 0 | 354 | 4480339.0232 | 2305383.5003 | 25617.5001 |  |  | 642061.9316 | 2791399.9544
8493 | 4270890.754 | 6846659.8296 | 0 |  |  | 2575769.0756 | 0 | 354 | 4480339.0232 | 2305383.5003 | 25617.5001 |  |  | 642061.9316 | 2791399.9544
8494 | 3916541.757 | 7344066.7403 | 0 |  |  | 3427524.9833 | 0 | 354 | 4480339.0232 | 2305383.5003 | 25617.5001 |  |  | 642061.9316 | 2791399.9544
8495 | 3554582.978 | 7490362.8905 | 0 |  |  | 3935779.9125 | 0 | 354 | 4480339.0232 | 2305383.5003 | 25617.5001 |  |  | 642061.9316 | 2791399.9544
8496 | 3300076.991 | 7461103.6604 | 0 |  |  | 4161026.6694 | 0 | 354 | 4480339.0232 | 2305383.5003 | 25617.5001 |  |  | 642061.9316 | 2791399.9544
8497 | 3156602.452 | 7197770.5901 | 0 |  |  | 4041168.1381 | 0 | 355 | 4345515.6465 | 2994194.5409 | 11858.2774 |  |  | 850506.176 | 2189969.0043
8498 | 3106491.784 | 6992955.9798 | 0 |  |  | 3886464.1958 | 0 | 355 | 4345515.6465 | 2994194.5409 | 11858.2774 |  |  | 850506.176 | 2189969.0043
8499 | 3088841.399 | 6758882.1394 | 0 |  |  | 3670040.7404 | 0 | 355 | 4345515.6465 | 2994194.5409 | 11858.2774 |  |  | 850506.176 | 2189969.0043
8500 | 3170561.577 | 5295920.6374 | 0 |  |  | 2125359.0604 | 0 | 355 | 4345515.6465 | 2994194.5409 | 11858.2774 |  |  | 850506.176 | 2189969.0043
8501 | 3446097.553 | 3452589.1448 | 0 |  |  | 6491.5918 | 0 | 355 | 4345515.6465 | 2994194.5409 | 11858.2774 |  |  | 850506.176 | 2189969.0043
8502 | 4060894.17 | 2282219.9432 | 0 |  |  | 0 | 1778674.2268 | 355 | 4345515.6465 | 2994194.5409 | 11858.2774 |  |  | 850506.176 | 2189969.0043
8503 | 4743793.942 | 1404443.042 | 0 |  |  | 0 | 3339350.9 | 355 | 4345515.6465 | 2994194.5409 | 11858.2774 |  |  | 850506.176 | 2189969.0043
8504 | 5046721.767 | 819258.4411 | 0 |  |  | 0 | 4227463.3259 | 355 | 4345515.6465 | 2994194.5409 | 11858.2774 |  |  | 850506.176 | 2189969.0043
8505 | 5055835.419 | 497406.9107 | 26070.1061 |  |  | 0 | 4532358.4022 | 355 | 4345515.6465 | 2994194.5409 | 11858.2774 |  |  | 850506.176 | 2189969.0043
8506 | 5111664.331 | 438888.4506 | 73865.3007 |  |  | 0 | 4598910.5796 | 355 | 4345515.6465 | 2994194.5409 | 11858.2774 |  |  | 850506.176 | 2189969.0043
8507 | 5062276.345 | 468147.6807 | 86900.3538 |  |  | 0 | 4507228.3105 | 355 | 4345515.6465 | 2994194.5409 | 11858.2774 |  |  | 850506.176 | 2189969.0043
8508 | 4972460.136 | 468147.6807 | 58657.7388 |  |  | 0 | 4445654.7165 | 355 | 4345515.6465 | 2994194.5409 | 11858.2774 |  |  | 850506.176 | 2189969.0043
8509 | 4949195.928 | 585184.6008 | 26070.1061 |  |  | 0 | 4337941.221 | 355 | 4345515.6465 | 2994194.5409 | 11858.2774 |  |  | 850506.176 | 2189969.0043
8510 | 4849685.014 | 1053332.2815 | 13035.0531 |  |  | 0 | 3783317.6795 | 355 | 4345515.6465 | 2994194.5409 | 11858.2774 |  |  | 850506.176 | 2189969.0043
8511 | 4791997.064 | 1492220.7321 | 0 |  |  | 0 | 3299776.3319 | 355 | 4345515.6465 | 2994194.5409 | 11858.2774 |  |  | 850506.176 | 2189969.0043
8512 | 5035848.271 | 1228887.6617 | 0 |  |  | 0 | 3806960.6093 | 355 | 4345515.6465 | 2994194.5409 | 11858.2774 |  |  | 850506.176 | 2189969.0043
8513 | 5251243.046 | 1258146.8918 | 0 |  |  | 0 | 3993096.1542 | 355 | 4345515.6465 | 2994194.5409 | 11858.2774 |  |  | 850506.176 | 2189969.0043
8514 | 5093880.836 | 1872590.7226 | 0 |  |  | 0 | 3221290.1134 | 355 | 4345515.6465 | 2994194.5409 | 11858.2774 |  |  | 850506.176 | 2189969.0043
8515 | 4799424.531 | 2750367.6238 | 0 |  |  | 0 | 2049056.9072 | 355 | 4345515.6465 | 2994194.5409 | 11858.2774 |  |  | 850506.176 | 2189969.0043
8516 | 4471135.76 | 3832959.1354 | 0 |  |  | 0 | 638176.6246 | 355 | 4345515.6465 | 2994194.5409 | 11858.2774 |  |  | 850506.176 | 2189969.0043
8517 | 4331458.82 | 4769254.4967 | 0 |  |  | 437795.6767 | 0 | 355 | 4345515.6465 | 2994194.5409 | 11858.2774 |  |  | 850506.176 | 2189969.0043
8518 | 3834161.036 | 5471476.0176 | 0 |  |  | 1637314.9816 | 0 | 355 | 4345515.6465 | 2994194.5409 | 11858.2774 |  |  | 850506.176 | 2189969.0043
8519 | 3593138.584 | 5793327.5481 | 0 |  |  | 2200188.9641 | 0 | 355 | 4345515.6465 | 2994194.5409 | 11858.2774 |  |  | 850506.176 | 2189969.0043
8520 | 3268965.752 | 5676290.6279 | 0 |  |  | 2407324.8759 | 0 | 355 | 4345515.6465 | 2994194.5409 | 11858.2774 |  |  | 850506.176 | 2189969.0043
8521 | 3114135.618 | 5266661.4074 | 0 |  |  | 2152525.7894 | 0 | 356 | 4191088.1202 | 3578160.0071 | 6698.5689 |  |  | 489442.4575 | 1095672.0018
8522 | 3037706.446 | 4769254.4967 | 0 |  |  | 1731548.0507 | 0 | 356 | 4191088.1202 | 3578160.0071 | 6698.5689 |  |  | 489442.4575 | 1095672.0018
8523 | 3057406.859 | 4447402.9662 | 0 |  |  | 1389996.1072 | 0 | 356 | 4191088.1202 | 3578160.0071 | 6698.5689 |  |  | 489442.4575 | 1095672.0018
8524 | 3138513.471 | 4593699.1164 | 0 |  |  | 1455185.6454 | 0 | 356 | 4191088.1202 | 3578160.0071 | 6698.5689 |  |  | 489442.4575 | 1095672.0018
8525 | 3351420.446 | 4213329.1259 | 0 |  |  | 861908.6799 | 0 | 356 | 4191088.1202 | 3578160.0071 | 6698.5689 |  |  | 489442.4575 | 1095672.0018
8526 | 3895426.725 | 3774440.6753 | 0 |  |  | 0 | 120986.0497 | 356 | 4191088.1202 | 3578160.0071 | 6698.5689 |  |  | 489442.4575 | 1095672.0018
8527 | 4563638.675 | 3394070.6847 | 0 |  |  | 0 | 1169567.9903 | 356 | 4191088.1202 | 3578160.0071 | 6698.5689 |  |  | 489442.4575 | 1095672.0018
8528 | 4936191.2 | 3569626.065 | 0 |  |  | 0 | 1366565.135 | 356 | 4191088.1202 | 3578160.0071 | 6698.5689 |  |  | 489442.4575 | 1095672.0018
8529 | 4916291.427 | 3598885.295 | 0 |  |  | 0 | 1317406.132 | 356 | 4191088.1202 | 3578160.0071 | 6698.5689 |  |  | 489442.4575 | 1095672.0018
8530 | 4990515.432 | 3189256.0745 | 6517.5265 |  |  | 0 | 1794741.831 | 356 | 4191088.1202 | 3578160.0071 | 6698.5689 |  |  | 489442.4575 | 1095672.0018
8531 | 4923396.196 | 3130737.6144 | 17380.0708 |  |  | 0 | 1775278.5109 | 356 | 4191088.1202 | 3578160.0071 | 6698.5689 |  |  | 489442.4575 | 1095672.0018
8532 | 4736209.668 | 3306292.9946 | 28242.615 |  |  | 0 | 1401674.0584 | 356 | 4191088.1202 | 3578160.0071 | 6698.5689 |  |  | 489442.4575 | 1095672.0018
8533 | 4637955.484 | 3072219.1543 | 49967.7034 |  |  | 0 | 1515768.6263 | 356 | 4191088.1202 | 3578160.0071 | 6698.5689 |  |  | 489442.4575 | 1095672.0018
8534 | 4536802.424 | 2604071.4736 | 56485.23 |  |  | 0 | 1876245.7204 | 356 | 4191088.1202 | 3578160.0071 | 6698.5689 |  |  | 489442.4575 | 1095672.0018
8535 | 4535146.505 | 2018886.8728 | 2172.5088 |  |  | 0 | 2514087.1233 | 356 | 4191088.1202 | 3578160.0071 | 6698.5689 |  |  | 489442.4575 | 1095672.0018
8536 | 4800174.989 | 1345924.5819 | 0 |  |  | 0 | 3454250.4071 | 356 | 4191088.1202 | 3578160.0071 | 6698.5689 |  |  | 489442.4575 | 1095672.0018
8537 | 5019662.574 | 1404443.042 | 0 |  |  | 0 | 3615219.532 | 356 | 4191088.1202 | 3578160.0071 | 6698.5689 |  |  | 489442.4575 | 1095672.0018
8538 | 4867558.958 | 2194442.2531 | 0 |  |  | 0 | 2673116.7049 | 356 | 4191088.1202 | 3578160.0071 | 6698.5689 |  |  | 489442.4575 | 1095672.0018
8539 | 4527325.446 | 3130737.6144 | 0 |  |  | 0 | 1396587.8316 | 356 | 4191088.1202 | 3578160.0071 | 6698.5689 |  |  | 489442.4575 | 1095672.0018
8540 | 4196109.985 | 3891477.5954 | 0 |  |  | 0 | 304632.3896 | 356 | 4191088.1202 | 3578160.0071 | 6698.5689 |  |  | 489442.4575 | 1095672.0018
8541 | 4045875.412 | 4388884.5061 | 0 |  |  | 343009.0941 | 0 | 356 | 4191088.1202 | 3578160.0071 | 6698.5689 |  |  | 489442.4575 | 1095672.0018
8542 | 3810098.201 | 4886291.4168 | 0 |  |  | 1076193.2158 | 0 | 356 | 4191088.1202 | 3578160.0071 | 6698.5689 |  |  | 489442.4575 | 1095672.0018
8543 | 3556053.763 | 5003328.337 | 0 |  |  | 1447274.574 | 0 | 356 | 4191088.1202 | 3578160.0071 | 6698.5689 |  |  | 489442.4575 | 1095672.0018
8544 | 3392498.982 | 4681476.8065 | 0 |  |  | 1288977.8245 | 0 | 356 | 4191088.1202 | 3578160.0071 | 6698.5689 |  |  | 489442.4575 | 1095672.0018
8545 | 3300467.905 | 4184069.8958 | 0 |  |  | 883601.9908 | 0 | 357 | 4122867.87 | 837545.4599 | 10228.8958 |  |  | 36816.7496 | 3311910.2639
8546 | 3286942.657 | 3247774.5345 | 0 |  |  | 0 | 39168.1225 | 357 | 4122867.87 | 837545.4599 | 10228.8958 |  |  | 36816.7496 | 3311910.2639
8547 | 3286418.946 | 2340738.4033 | 0 |  |  | 0 | 945680.5427 | 357 | 4122867.87 | 837545.4599 | 10228.8958 |  |  | 36816.7496 | 3311910.2639
8548 | 3264130.235 | 1667776.1123 | 0 |  |  | 0 | 1596354.1227 | 357 | 4122867.87 | 837545.4599 | 10228.8958 |  |  | 36816.7496 | 3311910.2639
8549 | 3384321.819 | 1345924.5819 | 0 |  |  | 0 | 2038397.2371 | 357 | 4122867.87 | 837545.4599 | 10228.8958 |  |  | 36816.7496 | 3311910.2639
8550 | 3569377.29 | 1199628.4317 | 0 |  |  | 0 | 2369748.8583 | 357 | 4122867.87 | 837545.4599 | 10228.8958 |  |  | 36816.7496 | 3311910.2639
8551 | 3882949.423 | 1111850.7416 | 0 |  |  | 0 | 2771098.6814 | 357 | 4122867.87 | 837545.4599 | 10228.8958 |  |  | 36816.7496 | 3311910.2639
8552 | 4301453.737 | 994813.8214 | 0 |  |  | 0 | 3306639.9156 | 357 | 4122867.87 | 837545.4599 | 10228.8958 |  |  | 36816.7496 | 3311910.2639
8553 | 4525542.583 | 760739.9811 | 2172.5088 |  |  | 0 | 3762630.0931 | 357 | 4122867.87 | 837545.4599 | 10228.8958 |  |  | 36816.7496 | 3311910.2639
8554 | 4654229.607 | 468147.6807 | 17380.0708 |  |  | 0 | 4168701.8556 | 357 | 4122867.87 | 837545.4599 | 10228.8958 |  |  | 36816.7496 | 3311910.2639
8555 | 4660236.605 | 263333.0704 | 60830.2477 |  |  | 0 | 4336073.287 | 357 | 4122867.87 | 837545.4599 | 10228.8958 |  |  | 36816.7496 | 3311910.2639
8556 | 4509243.049 | 175555.3802 | 82555.3361 |  |  | 0 | 4251132.3326 | 357 | 4122867.87 | 837545.4599 | 10228.8958 |  |  | 36816.7496 | 3311910.2639
8557 | 4537512.402 | 175555.3802 | 60830.2477 |  |  | 0 | 4301126.7741 | 357 | 4122867.87 | 837545.4599 | 10228.8958 |  |  | 36816.7496 | 3311910.2639
8558 | 4551354.996 | 292592.3004 | 21725.0885 |  |  | 0 | 4237037.6071 | 357 | 4122867.87 | 837545.4599 | 10228.8958 |  |  | 36816.7496 | 3311910.2639
8559 | 4578614.566 | 380369.9905 | 0 |  |  | 0 | 4198244.5755 | 357 | 4122867.87 | 837545.4599 | 10228.8958 |  |  | 36816.7496 | 3311910.2639
8560 | 4789210.967 | 351110.7605 | 0 |  |  | 0 | 4438100.2065 | 357 | 4122867.87 | 837545.4599 | 10228.8958 |  |  | 36816.7496 | 3311910.2639
8561 | 4907680.381 | 292592.3004 | 0 |  |  | 0 | 4615088.0806 | 357 | 4122867.87 | 837545.4599 | 10228.8958 |  |  | 36816.7496 | 3311910.2639
8562 | 4829073.149 | 263333.0704 | 0 |  |  | 0 | 4565740.0786 | 357 | 4122867.87 | 837545.4599 | 10228.8958 |  |  | 36816.7496 | 3311910.2639
8563 | 4585936.208 | 204814.6103 | 0 |  |  | 0 | 4381121.5977 | 357 | 4122867.87 | 837545.4599 | 10228.8958 |  |  | 36816.7496 | 3311910.2639
8564 | 4359127.342 | 175555.3802 | 0 |  |  | 0 | 4183571.9618 | 357 | 4122867.87 | 837545.4599 | 10228.8958 |  |  | 36816.7496 | 3311910.2639
8565 | 4166884.134 | 146296.1502 | 0 |  |  | 0 | 4020587.9838 | 357 | 4122867.87 | 837545.4599 | 10228.8958 |  |  | 36816.7496 | 3311910.2639
8566 | 3919320.94 | 58518.4601 | 0 |  |  | 0 | 3860802.4799 | 357 | 4122867.87 | 837545.4599 | 10228.8958 |  |  | 36816.7496 | 3311910.2639
8567 | 3597088.1 | 0 | 0 |  |  | 0 | 3597088.1 | 357 | 4122867.87 | 837545.4599 | 10228.8958 |  |  | 36816.7496 | 3311910.2639
8568 | 3501711.84 | 0 | 0 |  |  | 0 | 3501711.84 | 357 | 4122867.87 | 837545.4599 | 10228.8958 |  |  | 36816.7496 | 3311910.2639
8569 | 3360835.043 | 0 | 0 |  |  | 0 | 3360835.043 | 358 | 3878114.2178 | 264552.205 | 16927.4648 |  |  | 0 | 3596634.5481
8570 | 3182293.696 | 0 | 0 |  |  | 0 | 3182293.696 | 358 | 3878114.2178 | 264552.205 | 16927.4648 |  |  | 0 | 3596634.5481
8571 | 3125433.64 | 0 | 0 |  |  | 0 | 3125433.64 | 358 | 3878114.2178 | 264552.205 | 16927.4648 |  |  | 0 | 3596634.5481
8572 | 3105736.428 | 0 | 0 |  |  | 0 | 3105736.428 | 358 | 3878114.2178 | 264552.205 | 16927.4648 |  |  | 0 | 3596634.5481
8573 | 3156570.735 | 0 | 0 |  |  | 0 | 3156570.735 | 358 | 3878114.2178 | 264552.205 | 16927.4648 |  |  | 0 | 3596634.5481
8574 | 3270452.114 | 0 | 0 |  |  | 0 | 3270452.114 | 358 | 3878114.2178 | 264552.205 | 16927.4648 |  |  | 0 | 3596634.5481
8575 | 3526493.934 | 0 | 0 |  |  | 0 | 3526493.934 | 358 | 3878114.2178 | 264552.205 | 16927.4648 |  |  | 0 | 3596634.5481
8576 | 3811706.1 | 0 | 0 |  |  | 0 | 3811706.1 | 358 | 3878114.2178 | 264552.205 | 16927.4648 |  |  | 0 | 3596634.5481
8577 | 4005172.318 | 58518.4601 | 0 |  |  | 0 | 3946653.8579 | 358 | 3878114.2178 | 264552.205 | 16927.4648 |  |  | 0 | 3596634.5481
8578 | 4140533.64 | 58518.4601 | 28242.615 |  |  | 0 | 4053772.5649 | 358 | 3878114.2178 | 264552.205 | 16927.4648 |  |  | 0 | 3596634.5481
8579 | 4248894.076 | 58518.4601 | 67347.7742 |  |  | 0 | 4123027.8417 | 358 | 3878114.2178 | 264552.205 | 16927.4648 |  |  | 0 | 3596634.5481
8580 | 4352609.798 | 438888.4506 | 82555.3361 |  |  | 0 | 3831166.0113 | 358 | 3878114.2178 | 264552.205 | 16927.4648 |  |  | 0 | 3596634.5481
8581 | 4378325.975 | 702221.521 | 102107.9157 |  |  | 0 | 3573996.5383 | 358 | 3878114.2178 | 264552.205 | 16927.4648 |  |  | 0 | 3596634.5481
8582 | 4580250.006 | 702221.521 | 112970.46 |  |  | 0 | 3765058.0251 | 358 | 3878114.2178 | 264552.205 | 16927.4648 |  |  | 0 | 3596634.5481
8583 | 4715416.882 | 555925.3708 | 13035.0531 |  |  | 0 | 4146456.4582 | 358 | 3878114.2178 | 264552.205 | 16927.4648 |  |  | 0 | 3596634.5481
8584 | 4894386.376 | 438888.4506 | 0 |  |  | 0 | 4455497.9254 | 358 | 3878114.2178 | 264552.205 | 16927.4648 |  |  | 0 | 3596634.5481
8585 | 4982270.923 | 468147.6807 | 0 |  |  | 0 | 4514123.2423 | 358 | 3878114.2178 | 264552.205 | 16927.4648 |  |  | 0 | 3596634.5481
8586 | 4286027.441 | 555925.3708 | 0 |  |  | 0 | 3730102.0702 | 358 | 3878114.2178 | 264552.205 | 16927.4648 |  |  | 0 | 3596634.5481
8587 | 4105021.61 | 526666.1407 | 0 |  |  | 0 | 3578355.4693 | 358 | 3878114.2178 | 264552.205 | 16927.4648 |  |  | 0 | 3596634.5481
8588 | 3895969.615 | 438888.4506 | 0 |  |  | 0 | 3457081.1644 | 358 | 3878114.2178 | 264552.205 | 16927.4648 |  |  | 0 | 3596634.5481
8589 | 3738286.286 | 321851.5304 | 0 |  |  | 0 | 3416434.7556 | 358 | 3878114.2178 | 264552.205 | 16927.4648 |  |  | 0 | 3596634.5481
8590 | 3499708.861 | 263333.0704 | 0 |  |  | 0 | 3236375.7906 | 358 | 3878114.2178 | 264552.205 | 16927.4648 |  |  | 0 | 3596634.5481
8591 | 3402612.645 | 321851.5304 | 0 |  |  | 0 | 3080761.1146 | 358 | 3878114.2178 | 264552.205 | 16927.4648 |  |  | 0 | 3596634.5481
8592 | 3309733.085 | 438888.4506 | 0 |  |  | 0 | 2870844.6344 | 358 | 3878114.2178 | 264552.205 | 16927.4648 |  |  | 0 | 3596634.5481
8593 | 3219657.164 | 643703.0609 | 0 |  |  | 0 | 2575954.1031 | 359 | 3664834.9663 | 1792127.84 | 19371.5372 |  |  | 289947.0259 | 2143282.6149
8594 | 3038059.934 | 877776.9012 | 0 |  |  | 0 | 2160283.0328 | 359 | 3664834.9663 | 1792127.84 | 19371.5372 |  |  | 289947.0259 | 2143282.6149
8595 | 3064127.689 | 1228887.6617 | 0 |  |  | 0 | 1835240.0273 | 359 | 3664834.9663 | 1792127.84 | 19371.5372 |  |  | 289947.0259 | 2143282.6149
8596 | 3050897.824 | 1228887.6617 | 0 |  |  | 0 | 1822010.1623 | 359 | 3664834.9663 | 1792127.84 | 19371.5372 |  |  | 289947.0259 | 2143282.6149
8597 | 3090588.481 | 1141109.9716 | 0 |  |  | 0 | 1949478.5094 | 359 | 3664834.9663 | 1792127.84 | 19371.5372 |  |  | 289947.0259 | 2143282.6149
8598 | 3302012.251 | 994813.8214 | 0 |  |  | 0 | 2307198.4296 | 359 | 3664834.9663 | 1792127.84 | 19371.5372 |  |  | 289947.0259 | 2143282.6149
8599 | 3483994.776 | 789999.2111 | 0 |  |  | 0 | 2693995.5649 | 359 | 3664834.9663 | 1792127.84 | 19371.5372 |  |  | 289947.0259 | 2143282.6149
8600 | 3669372.167 | 643703.0609 | 0 |  |  | 0 | 3025669.1061 | 359 | 3664834.9663 | 1792127.84 | 19371.5372 |  |  | 289947.0259 | 2143282.6149
8601 | 3800498.683 | 526666.1407 | 6517.5265 |  |  | 0 | 3267315.0157 | 359 | 3664834.9663 | 1792127.84 | 19371.5372 |  |  | 289947.0259 | 2143282.6149
8602 | 3967493.644 | 204814.6103 | 41277.6681 |  |  | 0 | 3721401.3656 | 359 | 3664834.9663 | 1792127.84 | 19371.5372 |  |  | 289947.0259 | 2143282.6149
8603 | 4071546.008 | 58518.4601 | 84727.845 |  |  | 0 | 3928299.7029 | 359 | 3664834.9663 | 1792127.84 | 19371.5372 |  |  | 289947.0259 | 2143282.6149
8604 | 4066334.673 | 117036.9202 | 104280.4246 |  |  | 0 | 3845017.3283 | 359 | 3664834.9663 | 1792127.84 | 19371.5372 |  |  | 289947.0259 | 2143282.6149
8605 | 3990337.847 | 146296.1502 | 130350.5307 |  |  | 0 | 3713691.1661 | 359 | 3664834.9663 | 1792127.84 | 19371.5372 |  |  | 289947.0259 | 2143282.6149
8606 | 3998615.745 | 204814.6103 | 89072.8627 |  |  | 0 | 3704728.272 | 359 | 3664834.9663 | 1792127.84 | 19371.5372 |  |  | 289947.0259 | 2143282.6149
8607 | 3988644.449 | 409629.2206 | 8690.0354 |  |  | 0 | 3570325.193 | 359 | 3664834.9663 | 1792127.84 | 19371.5372 |  |  | 289947.0259 | 2143282.6149
8608 | 4150703.582 | 819258.4411 | 0 |  |  | 0 | 3331445.1409 | 359 | 3664834.9663 | 1792127.84 | 19371.5372 |  |  | 289947.0259 | 2143282.6149
8609 | 4288864.048 | 1726294.5724 | 0 |  |  | 0 | 2562569.4756 | 359 | 3664834.9663 | 1792127.84 | 19371.5372 |  |  | 289947.0259 | 2143282.6149
8610 | 4175821.638 | 2984441.4642 | 0 |  |  | 0 | 1191380.1738 | 359 | 3664834.9663 | 1792127.84 | 19371.5372 |  |  | 289947.0259 | 2143282.6149
8611 | 4007221.664 | 3774440.6753 | 0 |  |  | 0 | 232780.9887 | 359 | 3664834.9663 | 1792127.84 | 19371.5372 |  |  | 289947.0259 | 2143282.6149
8612 | 3863208.283 | 4008514.5156 | 0 |  |  | 145306.2326 | 0 | 359 | 3664834.9663 | 1792127.84 | 19371.5372 |  |  | 289947.0259 | 2143282.6149
8613 | 3685048.959 | 4242588.3559 | 0 |  |  | 557539.3969 | 0 | 359 | 3664834.9663 | 1792127.84 | 19371.5372 |  |  | 289947.0259 | 2143282.6149
8614 | 3486148.443 | 4827772.9567 | 0 |  |  | 1341624.5137 | 0 | 359 | 3664834.9663 | 1792127.84 | 19371.5372 |  |  | 289947.0259 | 2143282.6149
8615 | 3373383.484 | 5500735.2477 | 0 |  |  | 2127351.7637 | 0 | 359 | 3664834.9663 | 1792127.84 | 19371.5372 |  |  | 289947.0259 | 2143282.6149
8616 | 3123457.754 | 5910364.4683 | 0 |  |  | 2786906.7143 | 0 | 359 | 3664834.9663 | 1792127.84 | 19371.5372 |  |  | 289947.0259 | 2143282.6149
8617 | 3018527.584 | 6115179.0785 | 0 |  |  | 3096651.4945 | 0 | 360 | 3847351.1933 | 1289844.391 | 169998.8172 |  |  | 346581.8475 | 2734089.8327
8618 | 3016071.979 | 5851846.0082 | 0 |  |  | 2835774.0292 | 0 | 360 | 3847351.1933 | 1289844.391 | 169998.8172 |  |  | 346581.8475 | 2734089.8327
8619 | 3139436.545 | 5120365.2572 | 0 |  |  | 1980928.7122 | 0 | 360 | 3847351.1933 | 1289844.391 | 169998.8172 |  |  | 346581.8475 | 2734089.8327
8620 | 3194275.192 | 3598885.295 | 0 |  |  | 404610.103 | 0 | 360 | 3847351.1933 | 1289844.391 | 169998.8172 |  |  | 346581.8475 | 2734089.8327
8621 | 3372455.794 | 2282219.9432 | 0 |  |  | 0 | 1090235.8508 | 360 | 3847351.1933 | 1289844.391 | 169998.8172 |  |  | 346581.8475 | 2734089.8327
8622 | 3553939.087 | 1872590.7226 | 0 |  |  | 0 | 1681348.3644 | 360 | 3847351.1933 | 1289844.391 | 169998.8172 |  |  | 346581.8475 | 2734089.8327
8623 | 3726938.019 | 1579998.4222 | 0 |  |  | 0 | 2146939.5968 | 360 | 3847351.1933 | 1289844.391 | 169998.8172 |  |  | 346581.8475 | 2734089.8327
8624 | 4023111.6 | 1141109.9716 | 0 |  |  | 0 | 2882001.6284 | 360 | 3847351.1933 | 1289844.391 | 169998.8172 |  |  | 346581.8475 | 2734089.8327
8625 | 4183480.034 | 643703.0609 | 178145.7253 |  |  | 0 | 3361631.2478 | 360 | 3847351.1933 | 1289844.391 | 169998.8172 |  |  | 346581.8475 | 2734089.8327
8626 | 4396856.787 | 292592.3004 | 582232.3706 |  |  | 0 | 3522032.116 | 360 | 3847351.1933 | 1289844.391 | 169998.8172 |  |  | 346581.8475 | 2734089.8327
8627 | 4435987.614 | 117036.9202 | 875521.0647 |  |  | 0 | 3443429.6291 | 360 | 3847351.1933 | 1289844.391 | 169998.8172 |  |  | 346581.8475 | 2734089.8327
8628 | 4496574.506 | 58518.4601 | 988491.5247 |  |  | 0 | 3449564.5212 | 360 | 3847351.1933 | 1289844.391 | 169998.8172 |  |  | 346581.8475 | 2734089.8327
8629 | 4380925.418 | 58518.4601 | 849450.9586 |  |  | 0 | 3472955.9993 | 360 | 3847351.1933 | 1289844.391 | 169998.8172 |  |  | 346581.8475 | 2734089.8327
8630 | 4277928.657 | 29259.23 | 523574.6318 |  |  | 0 | 3725094.7952 | 360 | 3847351.1933 | 1289844.391 | 169998.8172 |  |  | 346581.8475 | 2734089.8327
8631 | 4158943.541 | 29259.23 | 82555.3361 |  |  | 0 | 4047128.9748 | 360 | 3847351.1933 | 1289844.391 | 169998.8172 |  |  | 346581.8475 | 2734089.8327
8632 | 4307350.107 | 58518.4601 | 0 |  |  | 0 | 4248831.6469 | 360 | 3847351.1933 | 1289844.391 | 169998.8172 |  |  | 346581.8475 | 2734089.8327
8633 | 4359495.837 | 146296.1502 | 0 |  |  | 0 | 4213199.6868 | 360 | 3847351.1933 | 1289844.391 | 169998.8172 |  |  | 346581.8475 | 2734089.8327
8634 | 4313096.688 | 204814.6103 | 0 |  |  | 0 | 4108282.0777 | 360 | 3847351.1933 | 1289844.391 | 169998.8172 |  |  | 346581.8475 | 2734089.8327
8635 | 4164530.138 | 234073.8403 | 0 |  |  | 0 | 3930456.2977 | 360 | 3847351.1933 | 1289844.391 | 169998.8172 |  |  | 346581.8475 | 2734089.8327
8636 | 4008065.79 | 263333.0704 | 0 |  |  | 0 | 3744732.7196 | 360 | 3847351.1933 | 1289844.391 | 169998.8172 |  |  | 346581.8475 | 2734089.8327
8637 | 3804626.93 | 292592.3004 | 0 |  |  | 0 | 3512034.6296 | 360 | 3847351.1933 | 1289844.391 | 169998.8172 |  |  | 346581.8475 | 2734089.8327
8638 | 3557274.663 | 321851.5304 | 0 |  |  | 0 | 3235423.1326 | 360 | 3847351.1933 | 1289844.391 | 169998.8172 |  |  | 346581.8475 | 2734089.8327
8639 | 3328482.106 | 321851.5304 | 0 |  |  | 0 | 3006630.5756 | 360 | 3847351.1933 | 1289844.391 | 169998.8172 |  |  | 346581.8475 | 2734089.8327
8640 | 3118054.024 | 321851.5304 | 0 |  |  | 0 | 2796202.4936 | 360 | 3847351.1933 | 1289844.391 | 169998.8172 |  |  | 346581.8475 | 2734089.8327
8641 | 2986264.731 | 292592.3004 | 0 |  |  | 0 | 2693672.4306 | 361 | 3936618.057 | 4375474.0257 | 110978.9935 |  |  | 3086987.8229 | 2537152.8606
8642 | 2912249.48 | 234073.8403 | 0 |  |  | 0 | 2678175.6397 | 361 | 3936618.057 | 4375474.0257 | 110978.9935 |  |  | 3086987.8229 | 2537152.8606
8643 | 2894926.623 | 175555.3802 | 0 |  |  | 0 | 2719371.2428 | 361 | 3936618.057 | 4375474.0257 | 110978.9935 |  |  | 3086987.8229 | 2537152.8606
8644 | 2938643.776 | 117036.9202 | 0 |  |  | 0 | 2821606.8558 | 361 | 3936618.057 | 4375474.0257 | 110978.9935 |  |  | 3086987.8229 | 2537152.8606
8645 | 3081849.74 | 117036.9202 | 0 |  |  | 0 | 2964812.8198 | 361 | 3936618.057 | 4375474.0257 | 110978.9935 |  |  | 3086987.8229 | 2537152.8606
8646 | 3409213.731 | 146296.1502 | 0 |  |  | 0 | 3262917.5808 | 361 | 3936618.057 | 4375474.0257 | 110978.9935 |  |  | 3086987.8229 | 2537152.8606
8647 | 3779312.547 | 146296.1502 | 0 |  |  | 0 | 3633016.3968 | 361 | 3936618.057 | 4375474.0257 | 110978.9935 |  |  | 3086987.8229 | 2537152.8606
8648 | 4136878.701 | 117036.9202 | 0 |  |  | 0 | 4019841.7808 | 361 | 3936618.057 | 4375474.0257 | 110978.9935 |  |  | 3086987.8229 | 2537152.8606
8649 | 4339585.604 | 146296.1502 | 123833.0042 |  |  | 0 | 4069456.4496 | 361 | 3936618.057 | 4375474.0257 | 110978.9935 |  |  | 3086987.8229 | 2537152.8606
8650 | 4507375.942 | 146296.1502 | 384534.0657 |  |  | 0 | 3976545.7261 | 361 | 3936618.057 | 4375474.0257 | 110978.9935 |  |  | 3086987.8229 | 2537152.8606
8651 | 4543135.786 | 263333.0704 | 536609.6848 |  |  | 0 | 3743193.0308 | 361 | 3936618.057 | 4375474.0257 | 110978.9935 |  |  | 3086987.8229 | 2537152.8606
8652 | 4500600.782 | 702221.521 | 612647.4944 |  |  | 0 | 3185731.7666 | 361 | 3936618.057 | 4375474.0257 | 110978.9935 |  |  | 3086987.8229 | 2537152.8606
8653 | 4447695.373 | 1901849.9527 | 619165.021 |  |  | 0 | 1926680.3994 | 361 | 3936618.057 | 4375474.0257 | 110978.9935 |  |  | 3086987.8229 | 2537152.8606
8654 | 4438756.861 | 3277033.7646 | 345428.9064 |  |  | 0 | 816294.19 | 361 | 3936618.057 | 4375474.0257 | 110978.9935 |  |  | 3086987.8229 | 2537152.8606
8655 | 4490341.885 | 4330366.0461 | 41277.6681 |  |  | 0 | 118698.1709 | 361 | 3936618.057 | 4375474.0257 | 110978.9935 |  |  | 3086987.8229 | 2537152.8606
8656 | 4689578.479 | 5003328.337 | 0 |  |  | 522916.43 | 209166.572 | 361 | 3936618.057 | 4375474.0257 | 110978.9935 |  |  | 3086987.8229 | 2537152.8606
8657 | 4892203.146 | 6056660.6185 | 0 |  |  | 1164457.4725 | 0 | 361 | 3936618.057 | 4375474.0257 | 110978.9935 |  |  | 3086987.8229 | 2537152.8606
8658 | 4757204.402 | 8397399.0217 | 0 |  |  | 6843249.5915 | 3203054.9718 | 361 | 3936618.057 | 4375474.0257 | 110978.9935 |  |  | 3086987.8229 | 2537152.8606
8659 | 4487211.089 | 10533322.8147 | 0 |  |  | 9780684.5496 | 3734572.8239 | 361 | 3936618.057 | 4375474.0257 | 110978.9935 |  |  | 3086987.8229 | 2537152.8606
8660 | 4192143.076 | 12084062.0069 | 0 |  |  | 13449348.8339 | 5557429.903 | 361 | 3936618.057 | 4375474.0257 | 110978.9935 |  |  | 3086987.8229 | 2537152.8606
8661 | 3931984.891 | 13049616.5982 | 0 |  |  | 9117631.7072 | 0 | 361 | 3936618.057 | 4375474.0257 | 110978.9935 |  |  | 3086987.8229 | 2537152.8606
8662 | 3640126.82 | 13020357.3682 | 0 |  |  | 9380230.5482 | 0 | 361 | 3936618.057 | 4375474.0257 | 110978.9935 |  |  | 3086987.8229 | 2537152.8606
8663 | 3359814.579 | 12288876.6172 | 0 |  |  | 14486491.9412 | 5557429.903 | 361 | 3936618.057 | 4375474.0257 | 110978.9935 |  |  | 3086987.8229 | 2537152.8606
8664 | 3121735.323 | 12464431.9974 | 0 |  |  | 9342696.6744 | 0 | 361 | 3936618.057 | 4375474.0257 | 110978.9935 |  |  | 3086987.8229 | 2537152.8606
8665 | 2949480.141 | 12991098.1382 | 0 |  |  | 15599047.9002 | 5557429.903 | 362 | 3955979.0687 | 14330927.0471 | 213448.9941 |  |  | 13598671.5033 | 3010274.5308
8666 | 2871046.341 | 13576282.739 | 0 |  |  | 16262666.301 | 5557429.903 | 362 | 3955979.0687 | 14330927.0471 | 213448.9941 |  |  | 13598671.5033 | 3010274.5308
8667 | 2867475.42 | 14395541.1801 | 0 |  |  | 11528065.7601 | 0 | 362 | 3955979.0687 | 14330927.0471 | 213448.9941 |  |  | 13598671.5033 | 3010274.5308
8668 | 2922850.322 | 15507391.9217 | 0 |  |  | 18141971.5027 | 5557429.903 | 362 | 3955979.0687 | 14330927.0471 | 213448.9941 |  |  | 13598671.5033 | 3010274.5308
8669 | 3089973.451 | 16707020.3534 | 0 |  |  | 19174476.8054 | 5557429.903 | 362 | 3955979.0687 | 14330927.0471 | 213448.9941 |  |  | 13598671.5033 | 3010274.5308
8670 | 3453144.024 | 17497019.5645 | 0 |  |  | 19601305.4435 | 5557429.903 | 362 | 3955979.0687 | 14330927.0471 | 213448.9941 |  |  | 13598671.5033 | 3010274.5308
8671 | 3909090.974 | 17848130.3249 | 0 |  |  | 19496469.2539 | 5557429.903 | 362 | 3955979.0687 | 14330927.0471 | 213448.9941 |  |  | 13598671.5033 | 3010274.5308
8672 | 4257468.476 | 17643315.7147 | 0 |  |  | 13385847.2387 | 0 | 362 | 3955979.0687 | 14330927.0471 | 213448.9941 |  |  | 13598671.5033 | 3010274.5308
8673 | 4428215.007 | 16531464.9731 | 354118.9418 |  |  | 12457368.9079 | 0 | 362 | 3955979.0687 | 14330927.0471 | 213448.9941 |  |  | 13598671.5033 | 3010274.5308
8674 | 4540774.34 | 13839615.8093 | 873348.5559 |  |  | 10172190.0252 | 0 | 362 | 3955979.0687 | 14330927.0471 | 213448.9941 |  |  | 13598671.5033 | 3010274.5308
8675 | 4520597.362 | 11937765.8567 | 1140567.1439 |  |  | 14115165.5416 | 5557429.903 | 362 | 3955979.0687 | 14330927.0471 | 213448.9941 |  |  | 13598671.5033 | 3010274.5308
8676 | 4449439.739 | 12903320.448 | 1170982.2677 |  |  | 9624862.9768 | 0 | 362 | 3955979.0687 | 14330927.0471 | 213448.9941 |  |  | 13598671.5033 | 3010274.5308
8677 | 4468512.106 | 13868875.0394 | 971111.4539 |  |  | 15928904.2903 | 5557429.903 | 362 | 3955979.0687 | 14330927.0471 | 213448.9941 |  |  | 13598671.5033 | 3010274.5308
8678 | 4364974.145 | 14132208.1098 | 530092.1583 |  |  | 10297326.1231 | 0 | 362 | 3955979.0687 | 14330927.0471 | 213448.9941 |  |  | 13598671.5033 | 3010274.5308
8679 | 4380460.05 | 12171839.697 | 82555.3361 |  |  | 13431364.8861 | 5557429.903 | 362 | 3955979.0687 | 14330927.0471 | 213448.9941 |  |  | 13598671.5033 | 3010274.5308
8680 | 4649256.285 | 10182212.0542 | 0 |  |  | 5532955.7692 | 0 | 362 | 3955979.0687 | 14330927.0471 | 213448.9941 |  |  | 13598671.5033 | 3010274.5308
8681 | 4922684.258 | 9216657.4629 | 0 |  |  | 9851403.1079 | 5557429.903 | 362 | 3955979.0687 | 14330927.0471 | 213448.9941 |  |  | 13598671.5033 | 3010274.5308
8682 | 4791596.744 | 10796655.8851 | 0 |  |  | 11562489.0441 | 5557429.903 | 362 | 3955979.0687 | 14330927.0471 | 213448.9941 |  |  | 13598671.5033 | 3010274.5308
8683 | 4487299.106 | 12464431.9974 | 0 |  |  | 13534562.7944 | 5557429.903 | 362 | 3955979.0687 | 14330927.0471 | 213448.9941 |  |  | 13598671.5033 | 3010274.5308
8684 | 4215839.55 | 14015171.1896 | 0 |  |  | 9799331.6396 | 0 | 362 | 3955979.0687 | 14330927.0471 | 213448.9941 |  |  | 13598671.5033 | 3010274.5308
8685 | 3979866.353 | 15595169.6118 | 0 |  |  | 11615303.2588 | 0 | 362 | 3955979.0687 | 14330927.0471 | 213448.9941 |  |  | 13598671.5033 | 3010274.5308
8686 | 3701725.893 | 16502205.7431 | 0 |  |  | 12800479.8501 | 0 | 362 | 3955979.0687 | 14330927.0471 | 213448.9941 |  |  | 13598671.5033 | 3010274.5308
8687 | 3454848.134 | 16736279.5834 | 0 |  |  | 18838861.3524 | 5557429.903 | 362 | 3955979.0687 | 14330927.0471 | 213448.9941 |  |  | 13598671.5033 | 3010274.5308
8688 | 3266879.428 | 16882575.7336 | 0 |  |  | 13615696.3056 | 0 | 362 | 3955979.0687 | 14330927.0471 | 213448.9941 |  |  | 13598671.5033 | 3010274.5308
8689 | 3114758.705 | 16911834.9636 | 0 |  |  | 19354506.1616 | 5557429.903 | 363 | 3952844.102 | 13604322.8344 | 82826.8997 |  |  | 12049901.425 | 2315595.7929
8690 | 3054001.089 | 17204427.264 | 0 |  |  | 19707856.078 | 5557429.903 | 363 | 3952844.102 | 13604322.8344 | 82826.8997 |  |  | 12049901.425 | 2315595.7929
8691 | 3028391.685 | 17877389.555 | 0 |  |  | 14848997.87 | 0 | 363 | 3952844.102 | 13604322.8344 | 82826.8997 |  |  | 12049901.425 | 2315595.7929
8692 | 3083113.909 | 19369610.2871 | 0 |  |  | 21843926.2811 | 5557429.903 | 363 | 3952844.102 | 13604322.8344 | 82826.8997 |  |  | 12049901.425 | 2315595.7929
8693 | 3229805.112 | 20452201.7986 | 0 |  |  | 17222396.6866 | 0 | 363 | 3952844.102 | 13604322.8344 | 82826.8997 |  |  | 12049901.425 | 2315595.7929
8694 | 3523806.284 | 20686275.6389 | 0 |  |  | 22719899.2579 | 5557429.903 | 363 | 3952844.102 | 13604322.8344 | 82826.8997 |  |  | 12049901.425 | 2315595.7929
8695 | 3934950.793 | 20364424.1085 | 0 |  |  | 16429473.3155 | 0 | 363 | 3952844.102 | 13604322.8344 | 82826.8997 |  |  | 12049901.425 | 2315595.7929
8696 | 4236375.551 | 19691461.8175 | 0 |  |  | 15455086.2665 | 0 | 363 | 3952844.102 | 13604322.8344 | 82826.8997 |  |  | 12049901.425 | 2315595.7929
8697 | 4401564.091 | 18140722.6254 | 123833.0042 |  |  | 13862991.5385 | 0 | 363 | 3952844.102 | 13604322.8344 | 82826.8997 |  |  | 12049901.425 | 2315595.7929
8698 | 4503405.019 | 16355909.5929 | 267218.588 |  |  | 12119723.1619 | 0 | 363 | 3952844.102 | 13604322.8344 | 82826.8997 |  |  | 12049901.425 | 2315595.7929
8699 | 4471303.886 | 15595169.6118 | 475779.4372 |  |  | 17157075.066 | 5557429.903 | 363 | 3952844.102 | 13604322.8344 | 82826.8997 |  |  | 12049901.425 | 2315595.7929
8700 | 4370304.08 | 14834429.6307 | 653925.1625 |  |  | 16675480.6162 | 5557429.903 | 363 | 3952844.102 | 13604322.8344 | 82826.8997 |  |  | 12049901.425 | 2315595.7929
8701 | 4318019.549 | 14073689.6497 | 349773.9241 |  |  | 15662873.9278 | 5557429.903 | 363 | 3952844.102 | 13604322.8344 | 82826.8997 |  |  | 12049901.425 | 2315595.7929
8702 | 4247373.286 | 13020357.3682 | 115142.9688 |  |  | 8888127.051 | 0 | 363 | 3952844.102 | 13604322.8344 | 82826.8997 |  |  | 12049901.425 | 2315595.7929
8703 | 4271191.808 | 11732951.2464 | 2172.5088 |  |  | 7463931.9472 | 0 | 363 | 3952844.102 | 13604322.8344 | 82826.8997 |  |  | 12049901.425 | 2315595.7929
8704 | 4581480.224 | 8280362.1016 | 0 |  |  | 3698881.8776 | 0 | 363 | 3952844.102 | 13604322.8344 | 82826.8997 |  |  | 12049901.425 | 2315595.7929
8705 | 4847302.094 | 6495549.0691 | 0 |  |  | 7205676.8781 | 5557429.903 | 363 | 3952844.102 | 13604322.8344 | 82826.8997 |  |  | 12049901.425 | 2315595.7929
8706 | 4758618.441 | 7636659.0407 | 0 |  |  | 2878040.5997 | 0 | 363 | 3952844.102 | 13604322.8344 | 82826.8997 |  |  | 12049901.425 | 2315595.7929
8707 | 4446661.623 | 8631472.8621 | 0 |  |  | 4184811.2391 | 0 | 363 | 3952844.102 | 13604322.8344 | 82826.8997 |  |  | 12049901.425 | 2315595.7929
8708 | 4154460.625 | 9362953.6131 | 0 |  |  | 5208492.9881 | 0 | 363 | 3952844.102 | 13604322.8344 | 82826.8997 |  |  | 12049901.425 | 2315595.7929
8709 | 3906994.367 | 9421472.0732 | 0 |  |  | 5514477.7062 | 0 | 363 | 3952844.102 | 13604322.8344 | 82826.8997 |  |  | 12049901.425 | 2315595.7929
8710 | 3676601.985 | 8280362.1016 | 0 |  |  | 10161190.0196 | 5557429.903 | 363 | 3952844.102 | 13604322.8344 | 82826.8997 |  |  | 12049901.425 | 2315595.7929
8711 | 3461492.551 | 6729622.9094 | 0 |  |  | 3268130.3584 | 0 | 363 | 3952844.102 | 13604322.8344 | 82826.8997 |  |  | 12049901.425 | 2315595.7929
8712 | 3246281.692 | 5354439.0975 | 0 |  |  | 7665587.3085 | 5557429.903 | 363 | 3952844.102 | 13604322.8344 | 82826.8997 |  |  | 12049901.425 | 2315595.7929
8713 | 3103976.837 | 4505921.4263 | 0 |  |  | 1401944.5893 | 0 | 364 | 3839222.8207 | 1800661.7821 | 44898.5161 |  |  | 1668430.9335 | 3662093.456
8714 | 3032982.68 | 4184069.8958 | 0 |  |  | 6708517.1188 | 5557429.903 | 364 | 3839222.8207 | 1800661.7821 | 44898.5161 |  |  | 1668430.9335 | 3662093.456
8715 | 3004234.721 | 3891477.5954 | 0 |  |  | 6444672.7774 | 5557429.903 | 364 | 3839222.8207 | 1800661.7821 | 44898.5161 |  |  | 1668430.9335 | 3662093.456
8716 | 3031214.806 | 3774440.6753 | 0 |  |  | 743225.8693 | 0 | 364 | 3839222.8207 | 1800661.7821 | 44898.5161 |  |  | 1668430.9335 | 3662093.456
8717 | 3117260.681 | 3803699.9053 | 0 |  |  | 686439.2243 | 0 | 364 | 3839222.8207 | 1800661.7821 | 44898.5161 |  |  | 1668430.9335 | 3662093.456
8718 | 3270666.92 | 3832959.1354 | 0 |  |  | 6119722.1184 | 5557429.903 | 364 | 3839222.8207 | 1800661.7821 | 44898.5161 |  |  | 1668430.9335 | 3662093.456
8719 | 3515392.893 | 3774440.6753 | 0 |  |  | 5816477.6853 | 5557429.903 | 364 | 3839222.8207 | 1800661.7821 | 44898.5161 |  |  | 1668430.9335 | 3662093.456
8720 | 3825464.505 | 3598885.295 | 0 |  |  | 0 | 226579.21 | 364 | 3839222.8207 | 1800661.7821 | 44898.5161 |  |  | 1668430.9335 | 3662093.456
8721 | 4086832.838 | 2779626.8539 | 8690.0354 |  |  | 4258913.9543 | 5557429.903 | 364 | 3839222.8207 | 1800661.7821 | 44898.5161 |  |  | 1668430.9335 | 3662093.456
8722 | 4260588.601 | 1287406.1218 | 54312.7211 |  |  | 0 | 2918869.7581 | 364 | 3839222.8207 | 1800661.7821 | 44898.5161 |  |  | 1668430.9335 | 3662093.456
8723 | 4290441.441 | 1082591.5115 | 197698.3049 |  |  | 2547278.2785 | 5557429.903 | 364 | 3839222.8207 | 1800661.7821 | 44898.5161 |  |  | 1668430.9335 | 3662093.456
8724 | 4286473.54 | 1053332.2815 | 325876.3268 |  |  | 0 | 2907264.9317 | 364 | 3839222.8207 | 1800661.7821 | 44898.5161 |  |  | 1668430.9335 | 3662093.456
8725 | 4234528.168 | 877776.9012 | 286771.1676 |  |  | 0 | 3069980.0992 | 364 | 3839222.8207 | 1800661.7821 | 44898.5161 |  |  | 1668430.9335 | 3662093.456
8726 | 4197993.755 | 614443.8309 | 178145.7253 |  |  | 0 | 3405404.1988 | 364 | 3839222.8207 | 1800661.7821 | 44898.5161 |  |  | 1668430.9335 | 3662093.456
8727 | 4232680.939 | 380369.9905 | 26070.1061 |  |  | 1731189.0607 | 5557429.903 | 364 | 3839222.8207 | 1800661.7821 | 44898.5161 |  |  | 1668430.9335 | 3662093.456
8728 | 4473071.248 | 175555.3802 | 0 |  |  | 0 | 4297515.8678 | 364 | 3839222.8207 | 1800661.7821 | 44898.5161 |  |  | 1668430.9335 | 3662093.456
8729 | 4765175.169 | 117036.9202 | 0 |  |  | 909291.6542 | 5557429.903 | 364 | 3839222.8207 | 1800661.7821 | 44898.5161 |  |  | 1668430.9335 | 3662093.456
8730 | 4716450.927 | 146296.1502 | 0 |  |  | 987275.1262 | 5557429.903 | 364 | 3839222.8207 | 1800661.7821 | 44898.5161 |  |  | 1668430.9335 | 3662093.456
8731 | 4423243.755 | 204814.6103 | 0 |  |  | 0 | 4218429.1447 | 364 | 3839222.8207 | 1800661.7821 | 44898.5161 |  |  | 1668430.9335 | 3662093.456
8732 | 4162627.255 | 292592.3004 | 0 |  |  | 1687394.9484 | 5557429.903 | 364 | 3839222.8207 | 1800661.7821 | 44898.5161 |  |  | 1668430.9335 | 3662093.456
8733 | 3909065.777 | 555925.3708 | 0 |  |  | 0 | 3353140.4062 | 364 | 3839222.8207 | 1800661.7821 | 44898.5161 |  |  | 1668430.9335 | 3662093.456
8734 | 3680929.665 | 819258.4411 | 0 |  |  | 0 | 2861671.2239 | 364 | 3839222.8207 | 1800661.7821 | 44898.5161 |  |  | 1668430.9335 | 3662093.456
8735 | 3415207.443 | 819258.4411 | 0 |  |  | 0 | 2595949.0019 | 364 | 3839222.8207 | 1800661.7821 | 44898.5161 |  |  | 1668430.9335 | 3662093.456
8736 | 3104843.133 | 643703.0609 | 0 |  |  | 0 | 2461140.0721 | 364 | 3839222.8207 | 1800661.7821 | 44898.5161 |  |  | 1668430.9335 | 3662093.456
8737 | 2923863.352 | 380369.9905 | 0 |  |  | 3013936.5415 | 5557429.903 | 365 | 3707116.0999 | 2855213.1982 | 17923.198 |  |  | 2496759.7195 | 3330739.4232
8738 | 2860705.419 | 146296.1502 | 0 |  |  | 0 | 2714409.2688 | 365 | 3707116.0999 | 2855213.1982 | 17923.198 |  |  | 2496759.7195 | 3330739.4232
8739 | 2833428.77 | 58518.4601 | 0 |  |  | 0 | 2774910.3099 | 365 | 3707116.0999 | 2855213.1982 | 17923.198 |  |  | 2496759.7195 | 3330739.4232
8740 | 2856522.197 | 146296.1502 | 0 |  |  | 2847203.8562 | 5557429.903 | 365 | 3707116.0999 | 2855213.1982 | 17923.198 |  |  | 2496759.7195 | 3330739.4232
8741 | 2926997.9 | 409629.2206 | 0 |  |  | 0 | 2517368.6794 | 365 | 3707116.0999 | 2855213.1982 | 17923.198 |  |  | 2496759.7195 | 3330739.4232
8742 | 3072708.967 | 936295.3613 | 0 |  |  | 0 | 2136413.6057 | 365 | 3707116.0999 | 2855213.1982 | 17923.198 |  |  | 2496759.7195 | 3330739.4232
8743 | 3298840.007 | 1433702.272 | 0 |  |  | 0 | 1865137.735 | 365 | 3707116.0999 | 2855213.1982 | 17923.198 |  |  | 2496759.7195 | 3330739.4232
8744 | 3559553.309 | 1814072.2625 | 0 |  |  | 0 | 1745481.0465 | 365 | 3707116.0999 | 2855213.1982 | 17923.198 |  |  | 2496759.7195 | 3330739.4232
8745 | 3840341.605 | 1872590.7226 | 6517.5265 |  |  | 3596196.5472 | 5557429.903 | 365 | 3707116.0999 | 2855213.1982 | 17923.198 |  |  | 2496759.7195 | 3330739.4232
8746 | 4045568.099 | 1053332.2815 | 34760.1415 |  |  | 0 | 2957475.676 | 365 | 3707116.0999 | 2855213.1982 | 17923.198 |  |  | 2496759.7195 | 3330739.4232
8747 | 4136172.275 | 585184.6008 | 78210.3184 |  |  | 0 | 3472777.3557 | 365 | 3707116.0999 | 2855213.1982 | 17923.198 |  |  | 2496759.7195 | 3330739.4232
8748 | 4197862.723 | 1111850.7416 | 97762.898 |  |  | 0 | 2988249.0834 | 365 | 3707116.0999 | 2855213.1982 | 17923.198 |  |  | 2496759.7195 | 3330739.4232
8749 | 4226268.846 | 1726294.5724 | 115142.9688 |  |  | 3172598.5982 | 5557429.903 | 365 | 3707116.0999 | 2855213.1982 | 17923.198 |  |  | 2496759.7195 | 3330739.4232
8750 | 4271002.399 | 2311479.1732 | 89072.8627 |  |  | 3686979.5399 | 5557429.903 | 365 | 3707116.0999 | 2855213.1982 | 17923.198 |  |  | 2496759.7195 | 3330739.4232
8751 | 4332198.931 | 2721108.3938 | 8690.0354 |  |  | 3955029.4012 | 5557429.903 | 365 | 3707116.0999 | 2855213.1982 | 17923.198 |  |  | 2496759.7195 | 3330739.4232
8752 | 4556035.822 | 3364811.4547 | 0 |  |  | 0 | 1191224.3673 | 365 | 3707116.0999 | 2855213.1982 | 17923.198 |  |  | 2496759.7195 | 3330739.4232
8753 | 4704767.581 | 5061846.7971 | 0 |  |  | 357079.2161 | 0 | 365 | 3707116.0999 | 2855213.1982 | 17923.198 |  |  | 2496759.7195 | 3330739.4232
8754 | 4526824.865 | 6027401.3884 | 0 |  |  | 7058006.4264 | 5557429.903 | 365 | 3707116.0999 | 2855213.1982 | 17923.198 |  |  | 2496759.7195 | 3330739.4232
8755 | 4099811.62 | 6115179.0785 | 0 |  |  | 2015367.4585 | 0 | 365 | 3707116.0999 | 2855213.1982 | 17923.198 |  |  | 2496759.7195 | 3330739.4232
8756 | 3819045.009 | 5998142.1584 | 0 |  |  | 2179097.1494 | 0 | 365 | 3707116.0999 | 2855213.1982 | 17923.198 |  |  | 2496759.7195 | 3330739.4232
8757 | 3667909.989 | 5734809.088 | 0 |  |  | 7624329.002 | 5557429.903 | 365 | 3707116.0999 | 2855213.1982 | 17923.198 |  |  | 2496759.7195 | 3330739.4232
8758 | 3530743.243 | 5998142.1584 | 0 |  |  | 8024828.8184 | 5557429.903 | 365 | 3707116.0999 | 2855213.1982 | 17923.198 |  |  | 2496759.7195 | 3330739.4232
8759 | 3413764.73 | 6524808.2991 | 0 |  |  | 8668473.4721 | 5557429.903 | 365 | 3707116.0999 | 2855213.1982 | 17923.198 |  |  | 2496759.7195 | 3330739.4232
8760 | 3269848.74 | 6992955.9798 | 0 |  |  | 3723107.2398 | 0 | 365 | 3707116.0999 | 2855213.1982 | 17923.198 |  |  | 2496759.7195 | 3330739.4232

## Total Curtail
| Raw Hourly Data | [6 empty] | Daily Average
| Demand | Wind Production | PV Production | Biomass Production | NG Production | Charging | Discharging | Day | Demand | Wind Production | PV Production | Biomass Production | NG Production | Charging | Discharging
1 | 3281779.368 | 9694386.0453 | 0 |  |  | 6412606.6773 | 0 | 1 | 3405794.1793 | 10340988.2829 | 973.3027 |  |  | 6936167.4064 | 0
2 | 3118895.783 | 9035167.7942 | 0 |  |  | 5916272.0112 | 0 | 1 | 3405794.1793 | 10340988.2829 | 973.3027 |  |  | 6936167.4064 | 0
3 | 3019279.707 | 8298394.4548 | 0 |  |  | 5279114.7478 | 0 | 1 | 3405794.1793 | 10340988.2829 | 973.3027 |  |  | 6936167.4064 | 0
4 | 2913240.116 | 7212623.2177 | 0 |  |  | 4299383.1017 | 0 | 1 | 3405794.1793 | 10340988.2829 | 973.3027 |  |  | 6936167.4064 | 0
5 | 2872620.389 | 5894186.7155 | 0 |  |  | 3021566.3265 | 0 | 1 | 3405794.1793 | 10340988.2829 | 973.3027 |  |  | 6936167.4064 | 0
6 | 2861345.929 | 4808415.4785 | 0 |  |  | 1947069.5495 | 0 | 1 | 3405794.1793 | 10340988.2829 | 973.3027 |  |  | 6936167.4064 | 0
7 | 2961129.983 | 4536972.6692 | 0 |  |  | 1575842.6862 | 0 | 1 | 3405794.1793 | 10340988.2829 | 973.3027 |  |  | 6936167.4064 | 0
8 | 3045039.01 | 4847193.0227 | 0 |  |  | 1802154.0127 | 0 | 1 | 3405794.1793 | 10340988.2829 | 973.3027 |  |  | 6936167.4064 | 0
9 | 3200285.086 | 5196190.9203 | 556.173 |  |  | 1996462.0073 | 0 | 1 | 3405794.1793 | 10340988.2829 | 973.3027 |  |  | 6936167.4064 | 0
10 | 3422757.793 | 5971741.8039 | 1446.0498 |  |  | 2550430.0607 | 0 | 1 | 3405794.1793 | 10340988.2829 | 973.3027 |  |  | 6936167.4064 | 0
11 | 3572563.98 | 9927051.3104 | 1890.9882 |  |  | 6356378.3186 | 0 | 1 | 3405794.1793 | 10340988.2829 | 973.3027 |  |  | 6936167.4064 | 0
12 | 3627977.455 | 13339475.1983 | 3337.0379 |  |  | 9714834.7813 | 0 | 1 | 3405794.1793 | 10340988.2829 | 973.3027 |  |  | 6936167.4064 | 0
13 | 3588727.553 | 13339475.1983 | 6340.3721 |  |  | 9757088.0174 | 0 | 1 | 3405794.1793 | 10340988.2829 | 973.3027 |  |  | 6936167.4064 | 0
14 | 3566526.118 | 13339475.1983 | 7897.6565 |  |  | 9780846.7368 | 0 | 1 | 3405794.1793 | 10340988.2829 | 973.3027 |  |  | 6936167.4064 | 0
15 | 3644801.401 | 13339475.1983 | 1890.9882 |  |  | 9696564.7855 | 0 | 1 | 3405794.1793 | 10340988.2829 | 973.3027 |  |  | 6936167.4064 | 0
16 | 3977650.675 | 12874144.6682 | 0 |  |  | 8896493.9932 | 0 | 1 | 3405794.1793 | 10340988.2829 | 973.3027 |  |  | 6936167.4064 | 0
17 | 4315373.413 | 13339475.1983 | 0 |  |  | 9024101.7853 | 0 | 1 | 3405794.1793 | 10340988.2829 | 973.3027 |  |  | 6936167.4064 | 0
18 | 4219594.912 | 13339475.1983 | 0 |  |  | 9119880.2863 | 0 | 1 | 3405794.1793 | 10340988.2829 | 973.3027 |  |  | 6936167.4064 | 0
19 | 3994805.424 | 13339475.1983 | 0 |  |  | 9344669.7743 | 0 | 1 | 3405794.1793 | 10340988.2829 | 973.3027 |  |  | 6936167.4064 | 0
20 | 3735625.2 | 13339475.1983 | 0 |  |  | 9603849.9983 | 0 | 1 | 3405794.1793 | 10340988.2829 | 973.3027 |  |  | 6936167.4064 | 0
21 | 3513187.916 | 13339475.1983 | 0 |  |  | 9826287.2823 | 0 | 1 | 3405794.1793 | 10340988.2829 | 973.3027 |  |  | 6936167.4064 | 0
22 | 3288966.933 | 13339475.1983 | 0 |  |  | 10050508.2653 | 0 | 1 | 3405794.1793 | 10340988.2829 | 973.3027 |  |  | 6936167.4064 | 0
23 | 3068176.464 | 13315982.7373 | 0 |  |  | 10247806.2733 | 0 | 1 | 3405794.1793 | 10340988.2829 | 973.3027 |  |  | 6936167.4064 | 0
24 | 2928709.695 | 13176515.9683 | 0 |  |  | 10247806.2733 | 0 | 1 | 3405794.1793 | 10340988.2829 | 973.3027 |  |  | 6936167.4064 | 0
25 | 2858255.741 | 13106062.0143 | 0 |  |  | 10247806.2733 | 0 | 2 | 4258178.5711 | 13297186.09 | 176.1214 |  |  | 9039183.6403 | 0
26 | 2801350.319 | 13049156.5923 | 0 |  |  | 10247806.2733 | 0 | 2 | 4258178.5711 | 13297186.09 | 176.1214 |  |  | 9039183.6403 | 0
27 | 2795263.675 | 13043069.9483 | 0 |  |  | 10247806.2733 | 0 | 2 | 4258178.5711 | 13297186.09 | 176.1214 |  |  | 9039183.6403 | 0
28 | 2896867.365 | 13144673.6383 | 0 |  |  | 10247806.2733 | 0 | 2 | 4258178.5711 | 13297186.09 | 176.1214 |  |  | 9039183.6403 | 0
29 | 3164103.867 | 13339475.1983 | 0 |  |  | 10175371.3313 | 0 | 2 | 4258178.5711 | 13297186.09 | 176.1214 |  |  | 9039183.6403 | 0
30 | 3761310.403 | 13339475.1983 | 0 |  |  | 9578164.7953 | 0 | 2 | 4258178.5711 | 13297186.09 | 176.1214 |  |  | 9039183.6403 | 0
31 | 4502385.549 | 13339475.1983 | 0 |  |  | 8837089.6493 | 0 | 2 | 4258178.5711 | 13297186.09 | 176.1214 |  |  | 9039183.6403 | 0
32 | 4847863.847 | 13339475.1983 | 0 |  |  | 8491611.3513 | 0 | 2 | 4258178.5711 | 13297186.09 | 176.1214 |  |  | 9039183.6403 | 0
33 | 4905545.126 | 13339475.1983 | 111.2346 |  |  | 8434041.3069 | 0 | 2 | 4258178.5711 | 13297186.09 | 176.1214 |  |  | 9039183.6403 | 0
34 | 4984445.363 | 13339475.1983 | 667.4076 |  |  | 8355697.2429 | 0 | 2 | 4258178.5711 | 13297186.09 | 176.1214 |  |  | 9039183.6403 | 0
35 | 4910289.48 | 13339475.1983 | 1112.346 |  |  | 8430298.0643 | 0 | 2 | 4258178.5711 | 13297186.09 | 176.1214 |  |  | 9039183.6403 | 0
36 | 4766139.75 | 13339475.1983 | 1334.8152 |  |  | 8574670.2635 | 0 | 2 | 4258178.5711 | 13297186.09 | 176.1214 |  |  | 9039183.6403 | 0
37 | 4778110.372 | 13339475.1983 | 667.4076 |  |  | 8562032.2339 | 0 | 2 | 4258178.5711 | 13297186.09 | 176.1214 |  |  | 9039183.6403 | 0
38 | 4734079.221 | 13339475.1983 | 333.7038 |  |  | 8605729.6811 | 0 | 2 | 4258178.5711 | 13297186.09 | 176.1214 |  |  | 9039183.6403 | 0
39 | 4716881.086 | 13339475.1983 | 0 |  |  | 8622594.1123 | 0 | 2 | 4258178.5711 | 13297186.09 | 176.1214 |  |  | 9039183.6403 | 0
40 | 5046119.096 | 13339475.1983 | 0 |  |  | 8293356.1023 | 0 | 2 | 4258178.5711 | 13297186.09 | 176.1214 |  |  | 9039183.6403 | 0
41 | 5483183.259 | 13339475.1983 | 0 |  |  | 7856291.9393 | 0 | 2 | 4258178.5711 | 13297186.09 | 176.1214 |  |  | 9039183.6403 | 0
42 | 5280417.176 | 13339475.1983 | 0 |  |  | 8059058.0223 | 0 | 2 | 4258178.5711 | 13297186.09 | 176.1214 |  |  | 9039183.6403 | 0
43 | 4940905.708 | 13339475.1983 | 0 |  |  | 8398569.4903 | 0 | 2 | 4258178.5711 | 13297186.09 | 176.1214 |  |  | 9039183.6403 | 0
44 | 4623574.279 | 13339475.1983 | 0 |  |  | 8715900.9193 | 0 | 2 | 4258178.5711 | 13297186.09 | 176.1214 |  |  | 9039183.6403 | 0
45 | 4329361.494 | 13339475.1983 | 0 |  |  | 9010113.7043 | 0 | 2 | 4258178.5711 | 13297186.09 | 176.1214 |  |  | 9039183.6403 | 0
46 | 3940389.433 | 13339475.1983 | 0 |  |  | 9399085.7653 | 0 | 2 | 4258178.5711 | 13297186.09 | 176.1214 |  |  | 9039183.6403 | 0
47 | 3703039.876 | 13339475.1983 | 0 |  |  | 9636435.3223 | 0 | 2 | 4258178.5711 | 13297186.09 | 176.1214 |  |  | 9039183.6403 | 0
48 | 3426404.222 | 13339475.1983 | 0 |  |  | 9913070.9763 | 0 | 2 | 4258178.5711 | 13297186.09 | 176.1214 |  |  | 9039183.6403 | 0
49 | 3236880.699 | 13339475.1983 | 0 |  |  | 10102594.4993 | 0 | 3 | 4618911.3069 | 12801436.7728 | 370.782 |  |  | 8182896.248 | 0
50 | 3169384.777 | 13339475.1983 | 0 |  |  | 10170090.4213 | 0 | 3 | 4618911.3069 | 12801436.7728 | 370.782 |  |  | 8182896.248 | 0
51 | 3179329.626 | 13339475.1983 | 0 |  |  | 10160145.5723 | 0 | 3 | 4618911.3069 | 12801436.7728 | 370.782 |  |  | 8182896.248 | 0
52 | 3349512.452 | 13339475.1983 | 0 |  |  | 9989962.7463 | 0 | 3 | 4618911.3069 | 12801436.7728 | 370.782 |  |  | 8182896.248 | 0
53 | 3579380.887 | 13339475.1983 | 0 |  |  | 9760094.3113 | 0 | 3 | 4618911.3069 | 12801436.7728 | 370.782 |  |  | 8182896.248 | 0
54 | 4198491.275 | 13339475.1983 | 0 |  |  | 9140983.9233 | 0 | 3 | 4618911.3069 | 12801436.7728 | 370.782 |  |  | 8182896.248 | 0
55 | 4938324.827 | 13339475.1983 | 0 |  |  | 8401150.3713 | 0 | 3 | 4618911.3069 | 12801436.7728 | 370.782 |  |  | 8182896.248 | 0
56 | 5282699.505 | 13339475.1983 | 0 |  |  | 8056775.6933 | 0 | 3 | 4618911.3069 | 12801436.7728 | 370.782 |  |  | 8182896.248 | 0
57 | 5294560.232 | 13339475.1983 | 111.2346 |  |  | 8045026.2009 | 0 | 3 | 4618911.3069 | 12801436.7728 | 370.782 |  |  | 8182896.248 | 0
58 | 5373038.523 | 13339475.1983 | 1779.7536 |  |  | 7968216.4289 | 0 | 3 | 4618911.3069 | 12801436.7728 | 370.782 |  |  | 8182896.248 | 0
59 | 5311660.743 | 13339475.1983 | 2113.4574 |  |  | 8029927.9127 | 0 | 3 | 4618911.3069 | 12801436.7728 | 370.782 |  |  | 8182896.248 | 0
60 | 5252607.055 | 13339475.1983 | 1557.2844 |  |  | 8088425.4277 | 0 | 3 | 4618911.3069 | 12801436.7728 | 370.782 |  |  | 8182896.248 | 0
61 | 5298783.97 | 13339475.1983 | 2447.1612 |  |  | 8043138.3895 | 0 | 3 | 4618911.3069 | 12801436.7728 | 370.782 |  |  | 8182896.248 | 0
62 | 5308144.968 | 13339475.1983 | 889.8768 |  |  | 8032220.1071 | 0 | 3 | 4618911.3069 | 12801436.7728 | 370.782 |  |  | 8182896.248 | 0
63 | 5198281.577 | 13339475.1983 | 0 |  |  | 8141193.6213 | 0 | 3 | 4618911.3069 | 12801436.7728 | 370.782 |  |  | 8182896.248 | 0
64 | 5406677.897 | 12176148.8729 | 0 |  |  | 6769470.9759 | 0 | 3 | 4618911.3069 | 12801436.7728 | 370.782 |  |  | 8182896.248 | 0
65 | 5673623.911 | 9422943.236 | 0 |  |  | 3749319.325 | 0 | 3 | 4618911.3069 | 12801436.7728 | 370.782 |  |  | 8182896.248 | 0
66 | 5468044.967 | 9694386.0453 | 0 |  |  | 4226341.0783 | 0 | 3 | 4618911.3069 | 12801436.7728 | 370.782 |  |  | 8182896.248 | 0
67 | 5176419.992 | 10586269.5615 | 0 |  |  | 5409849.5695 | 0 | 3 | 4618911.3069 | 12801436.7728 | 370.782 |  |  | 8182896.248 | 0
68 | 4842803.614 | 11904706.0636 | 0 |  |  | 7061902.4496 | 0 | 3 | 4618911.3069 | 12801436.7728 | 370.782 |  |  | 8182896.248 | 0
69 | 4529099.026 | 13339475.1983 | 0 |  |  | 8810376.1723 | 0 | 3 | 4618911.3069 | 12801436.7728 | 370.782 |  |  | 8182896.248 | 0
70 | 4151578.693 | 13339475.1983 | 0 |  |  | 9187896.5053 | 0 | 3 | 4618911.3069 | 12801436.7728 | 370.782 |  |  | 8182896.248 | 0
71 | 3916881.691 | 13339475.1983 | 0 |  |  | 9422593.5073 | 0 | 3 | 4618911.3069 | 12801436.7728 | 370.782 |  |  | 8182896.248 | 0
72 | 3717660.458 | 13339475.1983 | 0 |  |  | 9621814.7403 | 0 | 3 | 4618911.3069 | 12801436.7728 | 370.782 |  |  | 8182896.248 | 0
73 | 3479075.326 | 13339475.1983 | 0 |  |  | 9860399.8723 | 0 | 4 | 4600388.9459 | 13339475.1983 | 5937.1467 |  |  | 8745023.3991 | 0
74 | 3507291.582 | 13339475.1983 | 0 |  |  | 9832183.6163 | 0 | 4 | 4600388.9459 | 13339475.1983 | 5937.1467 |  |  | 8745023.3991 | 0
75 | 3519605.846 | 13339475.1983 | 0 |  |  | 9819869.3523 | 0 | 4 | 4600388.9459 | 13339475.1983 | 5937.1467 |  |  | 8745023.3991 | 0
76 | 3491051.686 | 13339475.1983 | 0 |  |  | 9848423.5123 | 0 | 4 | 4600388.9459 | 13339475.1983 | 5937.1467 |  |  | 8745023.3991 | 0
77 | 3668450.546 | 13339475.1983 | 0 |  |  | 9671024.6523 | 0 | 4 | 4600388.9459 | 13339475.1983 | 5937.1467 |  |  | 8745023.3991 | 0
78 | 4269437.848 | 13339475.1983 | 0 |  |  | 9070037.3503 | 0 | 4 | 4600388.9459 | 13339475.1983 | 5937.1467 |  |  | 8745023.3991 | 0
79 | 4987301.509 | 13339475.1983 | 0 |  |  | 8352173.6893 | 0 | 4 | 4600388.9459 | 13339475.1983 | 5937.1467 |  |  | 8745023.3991 | 0
80 | 5295598.504 | 13339475.1983 | 0 |  |  | 8043876.6943 | 0 | 4 | 4600388.9459 | 13339475.1983 | 5937.1467 |  |  | 8745023.3991 | 0
81 | 5246051.507 | 13339475.1983 | 5450.4953 |  |  | 8098874.1867 | 0 | 4 | 4600388.9459 | 13339475.1983 | 5937.1467 |  |  | 8745023.3991 | 0
82 | 5224655.233 | 13339475.1983 | 24360.377 |  |  | 8139180.3424 | 0 | 4 | 4600388.9459 | 13339475.1983 | 5937.1467 |  |  | 8745023.3991 | 0
83 | 5180351.452 | 13339475.1983 | 33259.1449 |  |  | 8192382.8912 | 0 | 4 | 4600388.9459 | 13339475.1983 | 5937.1467 |  |  | 8745023.3991 | 0
84 | 5085417.284 | 13339475.1983 | 28253.588 |  |  | 8282311.5023 | 0 | 4 | 4600388.9459 | 13339475.1983 | 5937.1467 |  |  | 8745023.3991 | 0
85 | 5135920.733 | 13339475.1983 | 32146.7989 |  |  | 8235701.2642 | 0 | 4 | 4600388.9459 | 13339475.1983 | 5937.1467 |  |  | 8745023.3991 | 0
86 | 5069353.371 | 13339475.1983 | 16573.9551 |  |  | 8286695.7825 | 0 | 4 | 4600388.9459 | 13339475.1983 | 5937.1467 |  |  | 8745023.3991 | 0
87 | 4977148.757 | 13339475.1983 | 2447.1612 |  |  | 8364773.6025 | 0 | 4 | 4600388.9459 | 13339475.1983 | 5937.1467 |  |  | 8745023.3991 | 0
88 | 5257491.72 | 13339475.1983 | 0 |  |  | 8081983.4783 | 0 | 4 | 4600388.9459 | 13339475.1983 | 5937.1467 |  |  | 8745023.3991 | 0
89 | 5671490.214 | 13339475.1983 | 0 |  |  | 7667984.9843 | 0 | 4 | 4600388.9459 | 13339475.1983 | 5937.1467 |  |  | 8745023.3991 | 0
90 | 5462177.231 | 13339475.1983 | 0 |  |  | 7877297.9673 | 0 | 4 | 4600388.9459 | 13339475.1983 | 5937.1467 |  |  | 8745023.3991 | 0
91 | 5116517.128 | 13339475.1983 | 0 |  |  | 8222958.0703 | 0 | 4 | 4600388.9459 | 13339475.1983 | 5937.1467 |  |  | 8745023.3991 | 0
92 | 4789184.159 | 13339475.1983 | 0 |  |  | 8550291.0393 | 0 | 4 | 4600388.9459 | 13339475.1983 | 5937.1467 |  |  | 8745023.3991 | 0
93 | 4451381.839 | 13339475.1983 | 0 |  |  | 8888093.3593 | 0 | 4 | 4600388.9459 | 13339475.1983 | 5937.1467 |  |  | 8745023.3991 | 0
94 | 4075640.991 | 13339475.1983 | 0 |  |  | 9263834.2073 | 0 | 4 | 4600388.9459 | 13339475.1983 | 5937.1467 |  |  | 8745023.3991 | 0
95 | 3785017.912 | 13339475.1983 | 0 |  |  | 9554457.2863 | 0 | 4 | 4600388.9459 | 13339475.1983 | 5937.1467 |  |  | 8745023.3991 | 0
96 | 3663722.324 | 13339475.1983 | 0 |  |  | 9675752.8743 | 0 | 4 | 4600388.9459 | 13339475.1983 | 5937.1467 |  |  | 8745023.3991 | 0
97 | 3489680.608 | 12563924.3147 | 0 |  |  | 9074243.7067 | 0 | 5 | 4757559.249 | 8980232.94 | 806.4508 |  |  | 4357656.1742 | 134176.0324
98 | 3438067.139 | 9849496.222 | 0 |  |  | 6411429.083 | 0 | 5 | 4757559.249 | 8980232.94 | 806.4508 |  |  | 4357656.1742 | 134176.0324
99 | 3443155.87 | 8375949.5431 | 0 |  |  | 4932793.6731 | 0 | 5 | 4757559.249 | 8980232.94 | 806.4508 |  |  | 4357656.1742 | 134176.0324
100 | 3492324.508 | 8298394.4548 | 0 |  |  | 4806069.9468 | 0 | 5 | 4757559.249 | 8980232.94 | 806.4508 |  |  | 4357656.1742 | 134176.0324
101 | 3754419.52 | 8918835.1617 | 0 |  |  | 5164415.6417 | 0 | 5 | 4757559.249 | 8980232.94 | 806.4508 |  |  | 4357656.1742 | 134176.0324
102 | 4433860.988 | 9190277.971 | 0 |  |  | 4756416.983 | 0 | 5 | 4757559.249 | 8980232.94 | 806.4508 |  |  | 4357656.1742 | 134176.0324
103 | 5204709.145 | 8918835.1617 | 0 |  |  | 3714126.0167 | 0 | 5 | 4757559.249 | 8980232.94 | 806.4508 |  |  | 4357656.1742 | 134176.0324
104 | 5454989.405 | 8841280.0733 | 0 |  |  | 3386290.6683 | 0 | 5 | 4757559.249 | 8980232.94 | 806.4508 |  |  | 4357656.1742 | 134176.0324
105 | 5427584.314 | 8298394.4548 | 444.9384 |  |  | 2871255.0792 | 0 | 5 | 4757559.249 | 8980232.94 | 806.4508 |  |  | 4357656.1742 | 134176.0324
106 | 5460209.748 | 7949396.5572 | 889.8768 |  |  | 2490076.6859 | 0 | 5 | 4757559.249 | 8980232.94 | 806.4508 |  |  | 4357656.1742 | 134176.0324
107 | 5377542.268 | 10237271.6638 | 1001.1114 |  |  | 4860730.5072 | 0 | 5 | 4757559.249 | 8980232.94 | 806.4508 |  |  | 4357656.1742 | 134176.0324
108 | 5246757.819 | 13145587.4774 | 2558.3958 |  |  | 7901388.0542 | 0 | 5 | 4757559.249 | 8980232.94 | 806.4508 |  |  | 4357656.1742 | 134176.0324
109 | 5225130.586 | 13339475.1983 | 7897.6565 |  |  | 8122242.2688 | 0 | 5 | 4757559.249 | 8980232.94 | 806.4508 |  |  | 4357656.1742 | 134176.0324
110 | 5187084.603 | 13339475.1983 | 5672.9645 |  |  | 8158063.5599 | 0 | 5 | 4757559.249 | 8980232.94 | 806.4508 |  |  | 4357656.1742 | 134176.0324
111 | 5142790.589 | 13339475.1983 | 889.8768 |  |  | 8197574.4861 | 0 | 5 | 4757559.249 | 8980232.94 | 806.4508 |  |  | 4357656.1742 | 134176.0324
112 | 5441994.593 | 13339475.1983 | 0 |  |  | 7897480.6053 | 0 | 5 | 4757559.249 | 8980232.94 | 806.4508 |  |  | 4357656.1742 | 134176.0324
113 | 5895148.148 | 10120939.0313 | 0 |  |  | 4225790.8833 | 0 | 5 | 4757559.249 | 8980232.94 | 806.4508 |  |  | 4357656.1742 | 134176.0324
114 | 5705118.151 | 8996390.25 | 0 |  |  | 3291272.099 | 0 | 5 | 4757559.249 | 8980232.94 | 806.4508 |  |  | 4357656.1742 | 134176.0324
115 | 5369443.053 | 7871841.4688 | 0 |  |  | 2502398.4158 | 0 | 5 | 4757559.249 | 8980232.94 | 806.4508 |  |  | 4357656.1742 | 134176.0324
116 | 5043428.709 | 6514627.4224 | 0 |  |  | 1471198.7134 | 0 | 5 | 4757559.249 | 8980232.94 | 806.4508 |  |  | 4357656.1742 | 134176.0324
117 | 4731367.185 | 5079858.2877 | 0 |  |  | 348491.1027 | 0 | 5 | 4757559.249 | 8980232.94 | 806.4508 |  |  | 4357656.1742 | 134176.0324
118 | 4369107.85 | 3877754.4181 | 0 |  |  | 0 | 491353.4319 | 5 | 4757559.249 | 8980232.94 | 806.4508 |  |  | 4357656.1742 | 134176.0324
119 | 4030670.945 | 2985870.902 | 0 |  |  | 0 | 1044800.043 | 5 | 4757559.249 | 8980232.94 | 806.4508 |  |  | 4357656.1742 | 134176.0324
120 | 3816836.233 | 2132764.93 | 0 |  |  | 0 | 1684071.303 | 5 | 4757559.249 | 8980232.94 | 806.4508 |  |  | 4357656.1742 | 134176.0324
121 | 3705426.399 | 1434769.1347 | 0 |  |  | 0 | 2270657.2643 | 6 | 4758611.687 | 2648183.1214 | 477.3818 |  |  | 390141.1089 | 2500092.2927
122 | 3651687.735 | 930661.0603 | 0 |  |  | 0 | 2721026.6747 | 6 | 4758611.687 | 2648183.1214 | 477.3818 |  |  | 390141.1089 | 2500092.2927
123 | 3673017.261 | 814328.4278 | 0 |  |  | 0 | 2858688.8332 | 6 | 4758611.687 | 2648183.1214 | 477.3818 |  |  | 390141.1089 | 2500092.2927
124 | 3762090.535 | 542885.6185 | 0 |  |  | 0 | 3219204.9165 | 6 | 4758611.687 | 2648183.1214 | 477.3818 |  |  | 390141.1089 | 2500092.2927
125 | 4019376.061 | 348997.8976 | 0 |  |  | 0 | 3670378.1634 | 6 | 4758611.687 | 2648183.1214 | 477.3818 |  |  | 390141.1089 | 2500092.2927
126 | 4671294.81 | 310220.3534 | 0 |  |  | 0 | 4361074.4566 | 6 | 4758611.687 | 2648183.1214 | 477.3818 |  |  | 390141.1089 | 2500092.2927
127 | 5411148.802 | 232665.2651 | 0 |  |  | 0 | 5178483.5369 | 6 | 4758611.687 | 2648183.1214 | 477.3818 |  |  | 390141.1089 | 2500092.2927
128 | 5664735.548 | 155110.1767 | 0 |  |  | 0 | 5509625.3713 | 6 | 4758611.687 | 2648183.1214 | 477.3818 |  |  | 390141.1089 | 2500092.2927
129 | 5610915.222 | 155110.1767 | 0 |  |  | 0 | 5455805.0453 | 6 | 4758611.687 | 2648183.1214 | 477.3818 |  |  | 390141.1089 | 2500092.2927
130 | 5572369.015 | 426552.986 | 667.4076 |  |  | 0 | 5145148.6214 | 6 | 4758611.687 | 2648183.1214 | 477.3818 |  |  | 390141.1089 | 2500092.2927
131 | 5431634.189 | 1163326.3254 | 3781.9763 |  |  | 0 | 4264525.8872 | 6 | 4758611.687 | 2648183.1214 | 477.3818 |  |  | 390141.1089 | 2500092.2927
132 | 5212184.852 | 3296091.2554 | 3781.9763 |  |  | 0 | 1912311.6203 | 6 | 4758611.687 | 2648183.1214 | 477.3818 |  |  | 390141.1089 | 2500092.2927
133 | 5104366.084 | 5894186.7155 | 1779.7536 |  |  | 791600.3851 | 0 | 6 | 4758611.687 | 2648183.1214 | 477.3818 |  |  | 390141.1089 | 2500092.2927
134 | 5004025.994 | 8841280.0733 | 1446.0498 |  |  | 3838700.1291 | 0 | 6 | 4758611.687 | 2648183.1214 | 477.3818 |  |  | 390141.1089 | 2500092.2927
135 | 4997215.842 | 9112722.8826 | 0 |  |  | 4115507.0406 | 0 | 6 | 4758611.687 | 2648183.1214 | 477.3818 |  |  | 390141.1089 | 2500092.2927
136 | 5315385.201 | 5932964.2597 | 0 |  |  | 617579.0587 | 0 | 6 | 4758611.687 | 2648183.1214 | 477.3818 |  |  | 390141.1089 | 2500092.2927
137 | 5705424.924 | 3683866.6972 | 0 |  |  | 0 | 2021558.2268 | 6 | 4758611.687 | 2648183.1214 | 477.3818 |  |  | 390141.1089 | 2500092.2927
138 | 5534224.804 | 3373646.3438 | 0 |  |  | 0 | 2160578.4602 | 6 | 4758611.687 | 2648183.1214 | 477.3818 |  |  | 390141.1089 | 2500092.2927
139 | 5104322.558 | 3257313.7112 | 0 |  |  | 0 | 1847008.8468 | 6 | 4758611.687 | 2648183.1214 | 477.3818 |  |  | 390141.1089 | 2500092.2927
140 | 4735343.432 | 2985870.902 | 0 |  |  | 0 | 1749472.53 | 6 | 4758611.687 | 2648183.1214 | 477.3818 |  |  | 390141.1089 | 2500092.2927
141 | 4478654.061 | 2559317.916 | 0 |  |  | 0 | 1919336.145 | 6 | 4758611.687 | 2648183.1214 | 477.3818 |  |  | 390141.1089 | 2500092.2927
142 | 4198357.604 | 2636873.0043 | 0 |  |  | 0 | 1561484.5997 | 6 | 4758611.687 | 2648183.1214 | 477.3818 |  |  | 390141.1089 | 2500092.2927
143 | 3926657.132 | 2753205.6369 | 0 |  |  | 0 | 1173451.4951 | 6 | 4758611.687 | 2648183.1214 | 477.3818 |  |  | 390141.1089 | 2500092.2927
144 | 3716822.423 | 2714428.0927 | 0 |  |  | 0 | 1002394.3303 | 6 | 4758611.687 | 2648183.1214 | 477.3818 |  |  | 390141.1089 | 2500092.2927
145 | 3553242.581 | 2481762.8276 | 0 |  |  | 0 | 1071479.7534 | 7 | 4129320.7153 | 1320052.2332 | 1362.6238 |  |  | 0 | 2807905.8583
146 | 3474896.406 | 2210320.0183 | 0 |  |  | 0 | 1264576.3877 | 7 | 4129320.7153 | 1320052.2332 | 1362.6238 |  |  | 0 | 2807905.8583
147 | 3446216.608 | 1900099.6649 | 0 |  |  | 0 | 1546116.9431 | 7 | 4129320.7153 | 1320052.2332 | 1362.6238 |  |  | 0 | 2807905.8583
148 | 3485201.874 | 1434769.1347 | 0 |  |  | 0 | 2050432.7393 | 7 | 4129320.7153 | 1320052.2332 | 1362.6238 |  |  | 0 | 2807905.8583
149 | 3531966.325 | 1008216.1487 | 0 |  |  | 0 | 2523750.1763 | 7 | 4129320.7153 | 1320052.2332 | 1362.6238 |  |  | 0 | 2807905.8583
150 | 3715485.38 | 697995.7953 | 0 |  |  | 0 | 3017489.5847 | 7 | 4129320.7153 | 1320052.2332 | 1362.6238 |  |  | 0 | 2807905.8583
151 | 3978986.084 | 659218.2511 | 0 |  |  | 0 | 3319767.8329 | 7 | 4129320.7153 | 1320052.2332 | 1362.6238 |  |  | 0 | 2807905.8583
152 | 4331912.87 | 930661.0603 | 0 |  |  | 0 | 3401251.8097 | 7 | 4129320.7153 | 1320052.2332 | 1362.6238 |  |  | 0 | 2807905.8583
153 | 4548039.076 | 1395991.5905 | 889.8768 |  |  | 0 | 3151157.6087 | 7 | 4129320.7153 | 1320052.2332 | 1362.6238 |  |  | 0 | 2807905.8583
154 | 4663960.942 | 1124548.7813 | 3559.5071 |  |  | 0 | 3535852.6536 | 7 | 4129320.7153 | 1320052.2332 | 1362.6238 |  |  | 0 | 2807905.8583
155 | 4625517.89 | 891883.5162 | 5895.4337 |  |  | 0 | 3727738.9401 | 7 | 4129320.7153 | 1320052.2332 | 1362.6238 |  |  | 0 | 2807905.8583
156 | 4532966.814 | 1783767.0323 | 12347.0404 |  |  | 0 | 2736852.7413 | 7 | 4129320.7153 | 1320052.2332 | 1362.6238 |  |  | 0 | 2807905.8583
157 | 4426550.298 | 2442985.2834 | 7341.4835 |  |  | 0 | 1976223.5311 | 7 | 4129320.7153 | 1320052.2332 | 1362.6238 |  |  | 0 | 2807905.8583
158 | 4383068.007 | 2753205.6369 | 2558.3958 |  |  | 0 | 1627303.9744 | 7 | 4129320.7153 | 1320052.2332 | 1362.6238 |  |  | 0 | 2807905.8583
159 | 4433876.384 | 2636873.0043 | 111.2346 |  |  | 0 | 1796892.1451 | 7 | 4129320.7153 | 1320052.2332 | 1362.6238 |  |  | 0 | 2807905.8583
160 | 4668164.001 | 1628656.8556 | 0 |  |  | 0 | 3039507.1454 | 7 | 4129320.7153 | 1320052.2332 | 1362.6238 |  |  | 0 | 2807905.8583
161 | 5039120.919 | 775550.8836 | 0 |  |  | 0 | 4263570.0354 | 7 | 4129320.7153 | 1320052.2332 | 1362.6238 |  |  | 0 | 2807905.8583
162 | 4906008.494 | 271442.8093 | 0 |  |  | 0 | 4634565.6847 | 7 | 4129320.7153 | 1320052.2332 | 1362.6238 |  |  | 0 | 2807905.8583
163 | 4526563.812 | 77555.0884 | 0 |  |  | 0 | 4449008.7236 | 7 | 4129320.7153 | 1320052.2332 | 1362.6238 |  |  | 0 | 2807905.8583
164 | 4242646.466 | 38777.5442 | 0 |  |  | 0 | 4203868.9218 | 7 | 4129320.7153 | 1320052.2332 | 1362.6238 |  |  | 0 | 2807905.8583
165 | 3987724.773 | 155110.1767 | 0 |  |  | 0 | 3832614.5963 | 7 | 4129320.7153 | 1320052.2332 | 1362.6238 |  |  | 0 | 2807905.8583
166 | 3744384.567 | 620440.7069 | 0 |  |  | 0 | 3123943.8601 | 7 | 4129320.7153 | 1320052.2332 | 1362.6238 |  |  | 0 | 2807905.8583
167 | 3512680.541 | 1434769.1347 | 0 |  |  | 0 | 2077911.4063 | 7 | 4129320.7153 | 1320052.2332 | 1362.6238 |  |  | 0 | 2807905.8583
168 | 3344516.055 | 2326652.6509 | 0 |  |  | 0 | 1017863.4041 | 7 | 4129320.7153 | 1320052.2332 | 1362.6238 |  |  | 0 | 2807905.8583
169 | 3150115.782 | 2287875.1067 | 0 |  |  | 0 | 862240.6753 | 8 | 3923736.9815 | 3654783.5391 | 2984.7951 |  |  | 889698.192 | 1155666.8395
170 | 3072272.478 | 3179758.6229 | 0 |  |  | 107486.1449 | 0 | 8 | 3923736.9815 | 3654783.5391 | 2984.7951 |  |  | 889698.192 | 1155666.8395
171 | 3064602.09 | 4343084.9483 | 0 |  |  | 1278482.8583 | 0 | 8 | 3923736.9815 | 3654783.5391 | 2984.7951 |  |  | 889698.192 | 1155666.8395
172 | 3098848.134 | 4885970.5668 | 0 |  |  | 1787122.4328 | 0 | 8 | 3923736.9815 | 3654783.5391 | 2984.7951 |  |  | 889698.192 | 1155666.8395
173 | 3158305.266 | 5661521.4505 | 0 |  |  | 2503216.1845 | 0 | 8 | 3923736.9815 | 3654783.5391 | 2984.7951 |  |  | 889698.192 | 1155666.8395
174 | 3317391.215 | 6630960.055 | 0 |  |  | 3313568.84 | 0 | 8 | 3923736.9815 | 3654783.5391 | 2984.7951 |  |  | 889698.192 | 1155666.8395
175 | 3575240.051 | 7290178.3061 | 0 |  |  | 3714938.2551 | 0 | 8 | 3923736.9815 | 3654783.5391 | 2984.7951 |  |  | 889698.192 | 1155666.8395
176 | 3891427.641 | 7561621.1153 | 0 |  |  | 3670193.4743 | 0 | 8 | 3923736.9815 | 3654783.5391 | 2984.7951 |  |  | 889698.192 | 1155666.8395
177 | 4127065.109 | 7251400.7619 | 667.4076 |  |  | 3125003.0605 | 0 | 8 | 3923736.9815 | 3654783.5391 | 2984.7951 |  |  | 889698.192 | 1155666.8395
178 | 4288505.078 | 5157413.3761 | 2892.0996 |  |  | 871800.3977 | 0 | 8 | 3923736.9815 | 3654783.5391 | 2984.7951 |  |  | 889698.192 | 1155666.8395
179 | 4330091.295 | 2636873.0043 | 7341.4835 |  |  | 0 | 1685876.8072 | 8 | 3923736.9815 | 3654783.5391 | 2984.7951 |  |  | 889698.192 | 1155666.8395
180 | 4295731.234 | 2249097.5625 | 17130.1281 |  |  | 0 | 2029503.5434 | 8 | 3923736.9815 | 3654783.5391 | 2984.7951 |  |  | 889698.192 | 1155666.8395
181 | 4238353.129 | 3218536.167 | 25472.723 |  |  | 0 | 994344.239 | 8 | 3923736.9815 | 3654783.5391 | 2984.7951 |  |  | 889698.192 | 1155666.8395
182 | 4225723.96 | 2791983.181 | 16017.7821 |  |  | 0 | 1417722.9968 | 8 | 3923736.9815 | 3654783.5391 | 2984.7951 |  |  | 889698.192 | 1155666.8395
183 | 4281332.964 | 1589879.3114 | 2113.4574 |  |  | 0 | 2689340.1952 | 8 | 3923736.9815 | 3654783.5391 | 2984.7951 |  |  | 889698.192 | 1155666.8395
184 | 4623965.219 | 504108.0744 | 0 |  |  | 0 | 4119857.1446 | 8 | 3923736.9815 | 3654783.5391 | 2984.7951 |  |  | 889698.192 | 1155666.8395
185 | 5089893.33 | 348997.8976 | 0 |  |  | 0 | 4740895.4324 | 8 | 3923736.9815 | 3654783.5391 | 2984.7951 |  |  | 889698.192 | 1155666.8395
186 | 4984962.306 | 697995.7953 | 0 |  |  | 0 | 4286966.5107 | 8 | 3923736.9815 | 3654783.5391 | 2984.7951 |  |  | 889698.192 | 1155666.8395
187 | 4641803.058 | 1512324.2231 | 0 |  |  | 0 | 3129478.8349 | 8 | 3923736.9815 | 3654783.5391 | 2984.7951 |  |  | 889698.192 | 1155666.8395
188 | 4297962 | 2636873.0043 | 0 |  |  | 0 | 1661088.9957 | 8 | 3923736.9815 | 3654783.5391 | 2984.7951 |  |  | 889698.192 | 1155666.8395
189 | 4035220.734 | 3916531.9623 | 0 |  |  | 0 | 118688.7717 | 8 | 3923736.9815 | 3654783.5391 | 2984.7951 |  |  | 889698.192 | 1155666.8395
190 | 3715538.848 | 4149197.2274 | 0 |  |  | 433658.3794 | 0 | 8 | 3923736.9815 | 3654783.5391 | 2984.7951 |  |  | 889698.192 | 1155666.8395
191 | 3433270.829 | 3800199.3298 | 0 |  |  | 366928.5008 | 0 | 8 | 3923736.9815 | 3654783.5391 | 2984.7951 |  |  | 889698.192 | 1155666.8395
192 | 3232065.807 | 3412423.8879 | 0 |  |  | 180358.0809 | 0 | 8 | 3923736.9815 | 3654783.5391 | 2984.7951 |  |  | 889698.192 | 1155666.8395
193 | 3124422.414 | 3257313.7112 | 0 |  |  | 132891.2972 | 0 | 9 | 4534532.3496 | 1967960.3672 | 111.2346 |  |  | 96396.0576 | 2662856.8054
194 | 3080680.862 | 3451201.4321 | 0 |  |  | 370520.5701 | 0 | 9 | 4534532.3496 | 1967960.3672 | 111.2346 |  |  | 96396.0576 | 2662856.8054
195 | 3093582.278 | 3800199.3298 | 0 |  |  | 706617.0518 | 0 | 9 | 4534532.3496 | 1967960.3672 | 111.2346 |  |  | 96396.0576 | 2662856.8054
196 | 3192297.371 | 3916531.9623 | 0 |  |  | 724234.5913 | 0 | 9 | 4534532.3496 | 1967960.3672 | 111.2346 |  |  | 96396.0576 | 2662856.8054
197 | 3459735.002 | 3838976.8739 | 0 |  |  | 379241.8719 | 0 | 9 | 4534532.3496 | 1967960.3672 | 111.2346 |  |  | 96396.0576 | 2662856.8054
198 | 4179640.822 | 3528756.5205 | 0 |  |  | 0 | 650884.3015 | 9 | 4534532.3496 | 1967960.3672 | 111.2346 |  |  | 96396.0576 | 2662856.8054
199 | 4955206.775 | 3218536.167 | 0 |  |  | 0 | 1736670.608 | 9 | 4534532.3496 | 1967960.3672 | 111.2346 |  |  | 96396.0576 | 2662856.8054
200 | 5218579.8 | 2830760.7252 | 0 |  |  | 0 | 2387819.0748 | 9 | 4534532.3496 | 1967960.3672 | 111.2346 |  |  | 96396.0576 | 2662856.8054
201 | 5227202.443 | 2404207.7392 | 0 |  |  | 0 | 2822994.7038 | 9 | 4534532.3496 | 1967960.3672 | 111.2346 |  |  | 96396.0576 | 2662856.8054
202 | 5328737.499 | 1473546.6789 | 0 |  |  | 0 | 3855190.8201 | 9 | 4534532.3496 | 1967960.3672 | 111.2346 |  |  | 96396.0576 | 2662856.8054
203 | 5274411.78 | 387775.4418 | 444.9384 |  |  | 0 | 4886191.3998 | 9 | 4534532.3496 | 1967960.3672 | 111.2346 |  |  | 96396.0576 | 2662856.8054
204 | 5158017.067 | 38777.5442 | 667.4076 |  |  | 0 | 5118572.1152 | 9 | 4534532.3496 | 1967960.3672 | 111.2346 |  |  | 96396.0576 | 2662856.8054
205 | 5149688.186 | 0 | 667.4076 |  |  | 0 | 5149020.7784 | 9 | 4534532.3496 | 1967960.3672 | 111.2346 |  |  | 96396.0576 | 2662856.8054
206 | 5067831.78 | 0 | 889.8768 |  |  | 0 | 5066941.9032 | 9 | 4534532.3496 | 1967960.3672 | 111.2346 |  |  | 96396.0576 | 2662856.8054
207 | 5007610.718 | 0 | 0 |  |  | 0 | 5007610.718 | 9 | 4534532.3496 | 1967960.3672 | 111.2346 |  |  | 96396.0576 | 2662856.8054
208 | 5221092.092 | 38777.5442 | 0 |  |  | 0 | 5182314.5478 | 9 | 4534532.3496 | 1967960.3672 | 111.2346 |  |  | 96396.0576 | 2662856.8054
209 | 5632804.037 | 271442.8093 | 0 |  |  | 0 | 5361361.2277 | 9 | 4534532.3496 | 1967960.3672 | 111.2346 |  |  | 96396.0576 | 2662856.8054
210 | 5460669.482 | 814328.4278 | 0 |  |  | 0 | 4646341.0542 | 9 | 4534532.3496 | 1967960.3672 | 111.2346 |  |  | 96396.0576 | 2662856.8054
211 | 5106614.052 | 1395991.5905 | 0 |  |  | 0 | 3710622.4615 | 9 | 4534532.3496 | 1967960.3672 | 111.2346 |  |  | 96396.0576 | 2662856.8054
212 | 4755647.758 | 1900099.6649 | 0 |  |  | 0 | 2855548.0931 | 9 | 4534532.3496 | 1967960.3672 | 111.2346 |  |  | 96396.0576 | 2662856.8054
213 | 4484299.998 | 2287875.1067 | 0 |  |  | 0 | 2196424.8913 | 9 | 4534532.3496 | 1967960.3672 | 111.2346 |  |  | 96396.0576 | 2662856.8054
214 | 4121110.311 | 2520540.3718 | 0 |  |  | 0 | 1600569.9392 | 9 | 4534532.3496 | 1967960.3672 | 111.2346 |  |  | 96396.0576 | 2662856.8054
215 | 3845626.922 | 2753205.6369 | 0 |  |  | 0 | 1092421.2851 | 9 | 4534532.3496 | 1967960.3672 | 111.2346 |  |  | 96396.0576 | 2662856.8054
216 | 3683266.942 | 3102203.5345 | 0 |  |  | 0 | 581063.4075 | 9 | 4534532.3496 | 1967960.3672 | 111.2346 |  |  | 96396.0576 | 2662856.8054
217 | 3591480.667 | 3916531.9623 | 0 |  |  | 325051.2953 | 0 | 10 | 4656113.1503 | 4900512.1459 | 2804.0388 |  |  | 1129064.6446 | 881861.6102
218 | 3478354.084 | 5157413.3761 | 0 |  |  | 1679059.2921 | 0 | 10 | 4656113.1503 | 4900512.1459 | 2804.0388 |  |  | 1129064.6446 | 881861.6102
219 | 3543928.071 | 6514627.4224 | 0 |  |  | 2970699.3514 | 0 | 10 | 4656113.1503 | 4900512.1459 | 2804.0388 |  |  | 1129064.6446 | 881861.6102
220 | 3680517.908 | 6979957.9526 | 0 |  |  | 3299440.0446 | 0 | 10 | 4656113.1503 | 4900512.1459 | 2804.0388 |  |  | 1129064.6446 | 881861.6102
221 | 3872502.23 | 7135068.1293 | 0 |  |  | 3262565.8993 | 0 | 10 | 4656113.1503 | 4900512.1459 | 2804.0388 |  |  | 1129064.6446 | 881861.6102
222 | 4486006.288 | 7639176.2037 | 0 |  |  | 3153169.9157 | 0 | 10 | 4656113.1503 | 4900512.1459 | 2804.0388 |  |  | 1129064.6446 | 881861.6102
223 | 5112932.664 | 8414727.0873 | 0 |  |  | 3301794.4233 | 0 | 10 | 4656113.1503 | 4900512.1459 | 2804.0388 |  |  | 1129064.6446 | 881861.6102
224 | 5356350.011 | 8918835.1617 | 0 |  |  | 3562485.1507 | 0 | 10 | 4656113.1503 | 4900512.1459 | 2804.0388 |  |  | 1129064.6446 | 881861.6102
225 | 5342723.381 | 8375949.5431 | 2002.2228 |  |  | 3035228.3849 | 0 | 10 | 4656113.1503 | 4900512.1459 | 2804.0388 |  |  | 1129064.6446 | 881861.6102
226 | 5361071.446 | 5234968.4645 | 6006.6683 |  |  | 0 | 120096.3132 | 10 | 4656113.1503 | 4900512.1459 | 2804.0388 |  |  | 1129064.6446 | 881861.6102
227 | 5323917.426 | 3838976.8739 | 10344.8176 |  |  | 0 | 1474595.7344 | 10 | 4656113.1503 | 4900512.1459 | 2804.0388 |  |  | 1129064.6446 | 881861.6102
228 | 5225019.049 | 3722644.2414 | 16573.9551 |  |  | 0 | 1485800.8525 | 10 | 4656113.1503 | 4900512.1459 | 2804.0388 |  |  | 1129064.6446 | 881861.6102
229 | 5246403.317 | 3257313.7112 | 18687.4125 |  |  | 0 | 1970402.1933 | 10 | 4656113.1503 | 4900512.1459 | 2804.0388 |  |  | 1129064.6446 | 881861.6102
230 | 5190116.355 | 2714428.0927 | 12235.8058 |  |  | 0 | 2463452.4565 | 10 | 4656113.1503 | 4900512.1459 | 2804.0388 |  |  | 1129064.6446 | 881861.6102
231 | 5107355.114 | 2287875.1067 | 1446.0498 |  |  | 0 | 2818033.9575 | 10 | 4656113.1503 | 4900512.1459 | 2804.0388 |  |  | 1129064.6446 | 881861.6102
232 | 5304729.532 | 1977654.7532 | 0 |  |  | 0 | 3327074.7788 | 10 | 4656113.1503 | 4900512.1459 | 2804.0388 |  |  | 1129064.6446 | 881861.6102
233 | 5646161.895 | 2055209.8416 | 0 |  |  | 0 | 3590952.0534 | 10 | 4656113.1503 | 4900512.1459 | 2804.0388 |  |  | 1129064.6446 | 881861.6102
234 | 5392075.668 | 2830760.7252 | 0 |  |  | 0 | 2561314.9428 | 10 | 4656113.1503 | 4900512.1459 | 2804.0388 |  |  | 1129064.6446 | 881861.6102
235 | 5037779.63 | 3761421.7856 | 0 |  |  | 0 | 1276357.8444 | 10 | 4656113.1503 | 4900512.1459 | 2804.0388 |  |  | 1129064.6446 | 881861.6102
236 | 4691125.275 | 4614527.7576 | 0 |  |  | 0 | 76597.5174 | 10 | 4656113.1503 | 4900512.1459 | 2804.0388 |  |  | 1129064.6446 | 881861.6102
237 | 4387937.258 | 5157413.3761 | 0 |  |  | 769476.1181 | 0 | 10 | 4656113.1503 | 4900512.1459 | 2804.0388 |  |  | 1129064.6446 | 881861.6102
238 | 4029449.533 | 5041080.7436 | 0 |  |  | 1011631.2106 | 0 | 10 | 4656113.1503 | 4900512.1459 | 2804.0388 |  |  | 1129064.6446 | 881861.6102
239 | 3753298.008 | 4381862.4925 | 0 |  |  | 628564.4845 | 0 | 10 | 4656113.1503 | 4900512.1459 | 2804.0388 |  |  | 1129064.6446 | 881861.6102
240 | 3585480.797 | 3683866.6972 | 0 |  |  | 98385.9002 | 0 | 10 | 4656113.1503 | 4900512.1459 | 2804.0388 |  |  | 1129064.6446 | 881861.6102
241 | 3430993.36 | 3140981.0787 | 0 |  |  | 0 | 290012.2813 | 11 | 4763242.3234 | 1332978.0812 | 217.8344 |  |  | 0 | 3430046.4077
242 | 3434691.828 | 2714428.0927 | 0 |  |  | 0 | 720263.7353 | 11 | 4763242.3234 | 1332978.0812 | 217.8344 |  |  | 0 | 3430046.4077
243 | 3513660.083 | 2249097.5625 | 0 |  |  | 0 | 1264562.5205 | 11 | 4763242.3234 | 1332978.0812 | 217.8344 |  |  | 0 | 3430046.4077
244 | 3640681.78 | 1667434.3998 | 0 |  |  | 0 | 1973247.3802 | 11 | 4763242.3234 | 1332978.0812 | 217.8344 |  |  | 0 | 3430046.4077
245 | 3891245.956 | 1124548.7813 | 0 |  |  | 0 | 2766697.1747 | 11 | 4763242.3234 | 1332978.0812 | 217.8344 |  |  | 0 | 3430046.4077
246 | 4565317.98 | 659218.2511 | 0 |  |  | 0 | 3906099.7289 | 11 | 4763242.3234 | 1332978.0812 | 217.8344 |  |  | 0 | 3430046.4077
247 | 5253558.376 | 348997.8976 | 0 |  |  | 0 | 4904560.4784 | 11 | 4763242.3234 | 1332978.0812 | 217.8344 |  |  | 0 | 3430046.4077
248 | 5523948.348 | 232665.2651 | 0 |  |  | 0 | 5291283.0829 | 11 | 4763242.3234 | 1332978.0812 | 217.8344 |  |  | 0 | 3430046.4077
249 | 5550665.269 | 116332.6325 | 111.2346 |  |  | 0 | 5434221.4019 | 11 | 4763242.3234 | 1332978.0812 | 217.8344 |  |  | 0 | 3430046.4077
250 | 5602347.48 | 77555.0884 | 667.4076 |  |  | 0 | 5524124.984 | 11 | 4763242.3234 | 1332978.0812 | 217.8344 |  |  | 0 | 3430046.4077
251 | 5544351.172 | 193887.7209 | 1112.346 |  |  | 0 | 5349351.1051 | 11 | 4763242.3234 | 1332978.0812 | 217.8344 |  |  | 0 | 3430046.4077
252 | 5438982.089 | 581663.1627 | 1112.346 |  |  | 0 | 4856206.5803 | 11 | 4763242.3234 | 1332978.0812 | 217.8344 |  |  | 0 | 3430046.4077
253 | 5379653.35 | 1202103.8696 | 889.8768 |  |  | 0 | 4176659.6036 | 11 | 4763242.3234 | 1332978.0812 | 217.8344 |  |  | 0 | 3430046.4077
254 | 5256095.703 | 1900099.6649 | 889.8768 |  |  | 0 | 3355106.1613 | 11 | 4763242.3234 | 1332978.0812 | 217.8344 |  |  | 0 | 3430046.4077
255 | 5130039.773 | 2636873.0043 | 444.9384 |  |  | 0 | 2492721.8303 | 11 | 4763242.3234 | 1332978.0812 | 217.8344 |  |  | 0 | 3430046.4077
256 | 5333024.833 | 2287875.1067 | 0 |  |  | 0 | 3045149.7263 | 11 | 4763242.3234 | 1332978.0812 | 217.8344 |  |  | 0 | 3430046.4077
257 | 5690766.743 | 1395991.5905 | 0 |  |  | 0 | 4294775.1525 | 11 | 4763242.3234 | 1332978.0812 | 217.8344 |  |  | 0 | 3430046.4077
258 | 5470225.558 | 1008216.1487 | 0 |  |  | 0 | 4462009.4093 | 11 | 4763242.3234 | 1332978.0812 | 217.8344 |  |  | 0 | 3430046.4077
259 | 5171581.701 | 853105.972 | 0 |  |  | 0 | 4318475.729 | 11 | 4763242.3234 | 1332978.0812 | 217.8344 |  |  | 0 | 3430046.4077
260 | 4844388.357 | 1085771.2371 | 0 |  |  | 0 | 3758617.1199 | 11 | 4763242.3234 | 1332978.0812 | 217.8344 |  |  | 0 | 3430046.4077
261 | 4636047.731 | 1473546.6789 | 0 |  |  | 0 | 3162501.0521 | 11 | 4763242.3234 | 1332978.0812 | 217.8344 |  |  | 0 | 3430046.4077
262 | 4289255.332 | 1551101.7672 | 0 |  |  | 0 | 2738153.5648 | 11 | 4763242.3234 | 1332978.0812 | 217.8344 |  |  | 0 | 3430046.4077
263 | 3977998.96 | 1628656.8556 | 0 |  |  | 0 | 2349342.1044 | 11 | 4763242.3234 | 1332978.0812 | 217.8344 |  |  | 0 | 3430046.4077
264 | 3748293.999 | 1861322.1207 | 0 |  |  | 0 | 1886971.8783 | 11 | 4763242.3234 | 1332978.0812 | 217.8344 |  |  | 0 | 3430046.4077
265 | 3644775.875 | 2287875.1067 | 0 |  |  | 0 | 1356900.7683 | 12 | 4633110.228 | 3425349.736 | 6182.7898 |  |  | 1000773.6234 | 2202351.3256
266 | 3593350.735 | 2598095.4601 | 0 |  |  | 0 | 995255.2749 | 12 | 4633110.228 | 3425349.736 | 6182.7898 |  |  | 1000773.6234 | 2202351.3256
267 | 3589968.516 | 2753205.6369 | 0 |  |  | 0 | 836762.8791 | 12 | 4633110.228 | 3425349.736 | 6182.7898 |  |  | 1000773.6234 | 2202351.3256
268 | 3694750.967 | 2985870.902 | 0 |  |  | 0 | 708880.065 | 12 | 4633110.228 | 3425349.736 | 6182.7898 |  |  | 1000773.6234 | 2202351.3256
269 | 3939414.783 | 2675650.5485 | 0 |  |  | 0 | 1263764.2345 | 12 | 4633110.228 | 3425349.736 | 6182.7898 |  |  | 1000773.6234 | 2202351.3256
270 | 4432119.179 | 1861322.1207 | 0 |  |  | 0 | 2570797.0583 | 12 | 4633110.228 | 3425349.736 | 6182.7898 |  |  | 1000773.6234 | 2202351.3256
271 | 5155401.544 | 1279658.958 | 0 |  |  | 0 | 3875742.586 | 12 | 4633110.228 | 3425349.736 | 6182.7898 |  |  | 1000773.6234 | 2202351.3256
272 | 5391268.318 | 891883.5162 | 0 |  |  | 0 | 4499384.8018 | 12 | 4633110.228 | 3425349.736 | 6182.7898 |  |  | 1000773.6234 | 2202351.3256
273 | 5347868.071 | 581663.1627 | 10567.2868 |  |  | 0 | 4755637.6214 | 12 | 4633110.228 | 3425349.736 | 6182.7898 |  |  | 1000773.6234 | 2202351.3256
274 | 5395485.062 | 310220.3534 | 30923.2183 |  |  | 0 | 5054341.4902 | 12 | 4633110.228 | 3425349.736 | 6182.7898 |  |  | 1000773.6234 | 2202351.3256
275 | 5257255.047 | 232665.2651 | 40489.3938 |  |  | 0 | 4984100.3882 | 12 | 4633110.228 | 3425349.736 | 6182.7898 |  |  | 1000773.6234 | 2202351.3256
276 | 5235975.784 | 193887.7209 | 34149.0217 |  |  | 0 | 5007939.0414 | 12 | 4633110.228 | 3425349.736 | 6182.7898 |  |  | 1000773.6234 | 2202351.3256
277 | 5162892.664 | 310220.3534 | 20800.8699 |  |  | 0 | 4831871.4407 | 12 | 4633110.228 | 3425349.736 | 6182.7898 |  |  | 1000773.6234 | 2202351.3256
278 | 5099377.401 | 814328.4278 | 9343.7063 |  |  | 0 | 4275705.2669 | 12 | 4633110.228 | 3425349.736 | 6182.7898 |  |  | 1000773.6234 | 2202351.3256
279 | 5006085.496 | 1434769.1347 | 2113.4574 |  |  | 0 | 3569202.9039 | 12 | 4633110.228 | 3425349.736 | 6182.7898 |  |  | 1000773.6234 | 2202351.3256
280 | 5218116.675 | 2598095.4601 | 0 |  |  | 0 | 2620021.2149 | 12 | 4633110.228 | 3425349.736 | 6182.7898 |  |  | 1000773.6234 | 2202351.3256
281 | 5605434.286 | 3955309.5065 | 0 |  |  | 0 | 1650124.7795 | 12 | 4633110.228 | 3425349.736 | 6182.7898 |  |  | 1000773.6234 | 2202351.3256
282 | 5372733.658 | 6398294.7899 | 0 |  |  | 1025561.1319 | 0 | 12 | 4633110.228 | 3425349.736 | 6182.7898 |  |  | 1000773.6234 | 2202351.3256
283 | 5018457.196 | 7561621.1153 | 0 |  |  | 2543163.9193 | 0 | 12 | 4633110.228 | 3425349.736 | 6182.7898 |  |  | 1000773.6234 | 2202351.3256
284 | 4649841.477 | 7910619.013 | 0 |  |  | 3260777.536 | 0 | 12 | 4633110.228 | 3425349.736 | 6182.7898 |  |  | 1000773.6234 | 2202351.3256
285 | 4353526.208 | 8647392.3524 | 0 |  |  | 4293866.1444 | 0 | 12 | 4633110.228 | 3425349.736 | 6182.7898 |  |  | 1000773.6234 | 2202351.3256
286 | 3980936.77 | 8918835.1617 | 0 |  |  | 4937898.3917 | 0 | 12 | 4633110.228 | 3425349.736 | 6182.7898 |  |  | 1000773.6234 | 2202351.3256
287 | 3637193.677 | 7833063.9246 | 0 |  |  | 4195870.2476 | 0 | 12 | 4633110.228 | 3425349.736 | 6182.7898 |  |  | 1000773.6234 | 2202351.3256
288 | 3412416.083 | 7173845.6735 | 0 |  |  | 3761429.5905 | 0 | 12 | 4633110.228 | 3425349.736 | 6182.7898 |  |  | 1000773.6234 | 2202351.3256
289 | 3295276.324 | 7096290.5852 | 0 |  |  | 3801014.2612 | 0 | 13 | 4417528.3654 | 9674997.2732 | 760.1031 |  |  | 5321012.3103 | 62783.2994
290 | 3254553.213 | 7096290.5852 | 0 |  |  | 3841737.3722 | 0 | 13 | 4417528.3654 | 9674997.2732 | 760.1031 |  |  | 5321012.3103 | 62783.2994
291 | 3267174.509 | 7251400.7619 | 0 |  |  | 3984226.2529 | 0 | 13 | 4417528.3654 | 9674997.2732 | 760.1031 |  |  | 5321012.3103 | 62783.2994
292 | 3372661.42 | 7561621.1153 | 0 |  |  | 4188959.6953 | 0 | 13 | 4417528.3654 | 9674997.2732 | 760.1031 |  |  | 5321012.3103 | 62783.2994
293 | 3612803.97 | 7290178.3061 | 0 |  |  | 3677374.3361 | 0 | 13 | 4417528.3654 | 9674997.2732 | 760.1031 |  |  | 5321012.3103 | 62783.2994
294 | 4328051.137 | 6592182.5108 | 0 |  |  | 2264131.3738 | 0 | 13 | 4417528.3654 | 9674997.2732 | 760.1031 |  |  | 5321012.3103 | 62783.2994
295 | 5048952.038 | 5739076.5388 | 0 |  |  | 690124.5008 | 0 | 13 | 4417528.3654 | 9674997.2732 | 760.1031 |  |  | 5321012.3103 | 62783.2994
296 | 5288927.808 | 5041080.7436 | 0 |  |  | 0 | 247847.0644 | 13 | 4417528.3654 | 9674997.2732 | 760.1031 |  |  | 5321012.3103 | 62783.2994
297 | 5238033.151 | 4265529.8599 | 1779.7536 |  |  | 0 | 970723.5375 | 13 | 4417528.3654 | 9674997.2732 | 760.1031 |  |  | 5321012.3103 | 62783.2994
298 | 5256203.623 | 4963525.6552 | 4449.3839 |  |  | 0 | 288228.5839 | 13 | 4417528.3654 | 9674997.2732 | 760.1031 |  |  | 5321012.3103 | 62783.2994
299 | 5151163.031 | 5622743.9063 | 5339.2607 |  |  | 476920.136 | 0 | 13 | 4417528.3654 | 9674997.2732 | 760.1031 |  |  | 5321012.3103 | 62783.2994
300 | 4941717.808 | 6863625.3201 | 3559.5071 |  |  | 1925467.0192 | 0 | 13 | 4417528.3654 | 9674997.2732 | 760.1031 |  |  | 5321012.3103 | 62783.2994
301 | 4814759.229 | 10082161.4871 | 2113.4574 |  |  | 5269515.7155 | 0 | 13 | 4417528.3654 | 9674997.2732 | 760.1031 |  |  | 5321012.3103 | 62783.2994
302 | 4643024.51 | 13339475.1983 | 1001.1114 |  |  | 8697451.7997 | 0 | 13 | 4417528.3654 | 9674997.2732 | 760.1031 |  |  | 5321012.3103 | 62783.2994
303 | 4630916.973 | 13339475.1983 | 0 |  |  | 8708558.2253 | 0 | 13 | 4417528.3654 | 9674997.2732 | 760.1031 |  |  | 5321012.3103 | 62783.2994
304 | 4892419.931 | 13339475.1983 | 0 |  |  | 8447055.2673 | 0 | 13 | 4417528.3654 | 9674997.2732 | 760.1031 |  |  | 5321012.3103 | 62783.2994
305 | 5325481.915 | 13339475.1983 | 0 |  |  | 8013993.2833 | 0 | 13 | 4417528.3654 | 9674997.2732 | 760.1031 |  |  | 5321012.3103 | 62783.2994
306 | 5234880.554 | 13339475.1983 | 0 |  |  | 8104594.6443 | 0 | 13 | 4417528.3654 | 9674997.2732 | 760.1031 |  |  | 5321012.3103 | 62783.2994
307 | 4910514.277 | 13339475.1983 | 0 |  |  | 8428960.9213 | 0 | 13 | 4417528.3654 | 9674997.2732 | 760.1031 |  |  | 5321012.3103 | 62783.2994
308 | 4537815.487 | 13339475.1983 | 0 |  |  | 8801659.7113 | 0 | 13 | 4417528.3654 | 9674997.2732 | 760.1031 |  |  | 5321012.3103 | 62783.2994
309 | 4171611.564 | 13339475.1983 | 0 |  |  | 9167863.6343 | 0 | 13 | 4417528.3654 | 9674997.2732 | 760.1031 |  |  | 5321012.3103 | 62783.2994
310 | 3864663.24 | 13339475.1983 | 0 |  |  | 9474811.9583 | 0 | 13 | 4417528.3654 | 9674997.2732 | 760.1031 |  |  | 5321012.3103 | 62783.2994
311 | 3571677.058 | 13339475.1983 | 0 |  |  | 9767798.1403 | 0 | 13 | 4417528.3654 | 9674997.2732 | 760.1031 |  |  | 5321012.3103 | 62783.2994
312 | 3367398 | 13339475.1983 | 0 |  |  | 9972077.1983 | 0 | 13 | 4417528.3654 | 9674997.2732 | 760.1031 |  |  | 5321012.3103 | 62783.2994
313 | 3258439.787 | 13339475.1983 | 0 |  |  | 10081035.4113 | 0 | 14 | 3974007.1224 | 11164701.2622 | 1093.8069 |  |  | 7419642.2422 | 227854.2955
314 | 3237563.136 | 13339475.1983 | 0 |  |  | 10101912.0623 | 0 | 14 | 3974007.1224 | 11164701.2622 | 1093.8069 |  |  | 7419642.2422 | 227854.2955
315 | 3242768.564 | 13339475.1983 | 0 |  |  | 10096706.6343 | 0 | 14 | 3974007.1224 | 11164701.2622 | 1093.8069 |  |  | 7419642.2422 | 227854.2955
316 | 3263824.119 | 13339475.1983 | 0 |  |  | 10075651.0793 | 0 | 14 | 3974007.1224 | 11164701.2622 | 1093.8069 |  |  | 7419642.2422 | 227854.2955
317 | 3337859.917 | 13339475.1983 | 0 |  |  | 10001615.2813 | 0 | 14 | 3974007.1224 | 11164701.2622 | 1093.8069 |  |  | 7419642.2422 | 227854.2955
318 | 3480848.973 | 13339475.1983 | 0 |  |  | 9858626.2253 | 0 | 14 | 3974007.1224 | 11164701.2622 | 1093.8069 |  |  | 7419642.2422 | 227854.2955
319 | 3797432.189 | 13339475.1983 | 0 |  |  | 9542043.0093 | 0 | 14 | 3974007.1224 | 11164701.2622 | 1093.8069 |  |  | 7419642.2422 | 227854.2955
320 | 4176117.152 | 13339475.1983 | 0 |  |  | 9163358.0463 | 0 | 14 | 3974007.1224 | 11164701.2622 | 1093.8069 |  |  | 7419642.2422 | 227854.2955
321 | 4292483.132 | 13339475.1983 | 667.4076 |  |  | 9047659.4739 | 0 | 14 | 3974007.1224 | 11164701.2622 | 1093.8069 |  |  | 7419642.2422 | 227854.2955
322 | 4362532.966 | 13339475.1983 | 3003.3342 |  |  | 8979945.5665 | 0 | 14 | 3974007.1224 | 11164701.2622 | 1093.8069 |  |  | 7419642.2422 | 227854.2955
323 | 4317761.999 | 13339475.1983 | 5784.1991 |  |  | 9027497.3985 | 0 | 14 | 3974007.1224 | 11164701.2622 | 1093.8069 |  |  | 7419642.2422 | 227854.2955
324 | 4223738.036 | 13339475.1983 | 7230.2489 |  |  | 9122967.4112 | 0 | 14 | 3974007.1224 | 11164701.2622 | 1093.8069 |  |  | 7419642.2422 | 227854.2955
325 | 4174114.123 | 13339475.1983 | 6006.6683 |  |  | 9171367.7437 | 0 | 14 | 3974007.1224 | 11164701.2622 | 1093.8069 |  |  | 7419642.2422 | 227854.2955
326 | 4172863.418 | 13339475.1983 | 3114.5688 |  |  | 9169726.3491 | 0 | 14 | 3974007.1224 | 11164701.2622 | 1093.8069 |  |  | 7419642.2422 | 227854.2955
327 | 4248331.993 | 13339475.1983 | 444.9384 |  |  | 9091588.1437 | 0 | 14 | 3974007.1224 | 11164701.2622 | 1093.8069 |  |  | 7419642.2422 | 227854.2955
328 | 4526385.046 | 13339475.1983 | 0 |  |  | 8813090.1523 | 0 | 14 | 3974007.1224 | 11164701.2622 | 1093.8069 |  |  | 7419642.2422 | 227854.2955
329 | 4965498.795 | 13339475.1983 | 0 |  |  | 8373976.4033 | 0 | 14 | 3974007.1224 | 11164701.2622 | 1093.8069 |  |  | 7419642.2422 | 227854.2955
330 | 4834668.254 | 13339475.1983 | 0 |  |  | 8504806.9443 | 0 | 14 | 3974007.1224 | 11164701.2622 | 1093.8069 |  |  | 7419642.2422 | 227854.2955
331 | 4555153.052 | 11516930.6218 | 0 |  |  | 6961777.5698 | 0 | 14 | 3974007.1224 | 11164701.2622 | 1093.8069 |  |  | 7419642.2422 | 227854.2955
332 | 4326560.312 | 7212623.2177 | 0 |  |  | 2886062.9057 | 0 | 14 | 3974007.1224 | 11164701.2622 | 1093.8069 |  |  | 7419642.2422 | 227854.2955
333 | 3985312.492 | 3412423.8879 | 0 |  |  | 0 | 572888.6041 | 14 | 3974007.1224 | 11164701.2622 | 1093.8069 |  |  | 7419642.2422 | 227854.2955
334 | 3718412.221 | 2210320.0183 | 0 |  |  | 0 | 1508092.2027 | 14 | 3974007.1224 | 11164701.2622 | 1093.8069 |  |  | 7419642.2422 | 227854.2955
335 | 3534403.147 | 1822544.5765 | 0 |  |  | 0 | 1711858.5705 | 14 | 3974007.1224 | 11164701.2622 | 1093.8069 |  |  | 7419642.2422 | 227854.2955
336 | 3343098.114 | 1667434.3998 | 0 |  |  | 0 | 1675663.7142 | 14 | 3974007.1224 | 11164701.2622 | 1093.8069 |  |  | 7419642.2422 | 227854.2955
337 | 3194957.147 | 1628656.8556 | 0 |  |  | 0 | 1566300.2914 | 15 | 3892889.8518 | 5981436.19 | 2215.4224 |  |  | 2787046.8089 | 696285.0484
338 | 3129483.025 | 1589879.3114 | 0 |  |  | 0 | 1539603.7136 | 15 | 3892889.8518 | 5981436.19 | 2215.4224 |  |  | 2787046.8089 | 696285.0484
339 | 3102965.248 | 1706211.944 | 0 |  |  | 0 | 1396753.304 | 15 | 3892889.8518 | 5981436.19 | 2215.4224 |  |  | 2787046.8089 | 696285.0484
340 | 3127766.98 | 1938877.2091 | 0 |  |  | 0 | 1188889.7709 | 15 | 3892889.8518 | 5981436.19 | 2215.4224 |  |  | 2787046.8089 | 696285.0484
341 | 3183692.996 | 2287875.1067 | 0 |  |  | 0 | 895817.8893 | 15 | 3892889.8518 | 5981436.19 | 2215.4224 |  |  | 2787046.8089 | 696285.0484
342 | 3330125.023 | 2520540.3718 | 0 |  |  | 0 | 809584.6512 | 15 | 3892889.8518 | 5981436.19 | 2215.4224 |  |  | 2787046.8089 | 696285.0484
343 | 3600040.312 | 2442985.2834 | 0 |  |  | 0 | 1157055.0286 | 15 | 3892889.8518 | 5981436.19 | 2215.4224 |  |  | 2787046.8089 | 696285.0484
344 | 3877850.729 | 2055209.8416 | 0 |  |  | 0 | 1822640.8874 | 15 | 3892889.8518 | 5981436.19 | 2215.4224 |  |  | 2787046.8089 | 696285.0484
345 | 4092509.891 | 1628656.8556 | 2113.4574 |  |  | 0 | 2461739.578 | 15 | 3892889.8518 | 5981436.19 | 2215.4224 |  |  | 2787046.8089 | 696285.0484
346 | 4179084.219 | 1473546.6789 | 6785.3105 |  |  | 0 | 2698752.2296 | 15 | 3892889.8518 | 5981436.19 | 2215.4224 |  |  | 2787046.8089 | 696285.0484
347 | 4170698.179 | 2985870.902 | 11123.4598 |  |  | 0 | 1173703.8172 | 15 | 3892889.8518 | 5981436.19 | 2215.4224 |  |  | 2787046.8089 | 696285.0484
348 | 4073426.383 | 5855409.1714 | 12569.5096 |  |  | 1794552.298 | 0 | 15 | 3892889.8518 | 5981436.19 | 2215.4224 |  |  | 2787046.8089 | 696285.0484
349 | 4007820.224 | 7716731.2921 | 12013.3366 |  |  | 3720924.4047 | 0 | 15 | 3892889.8518 | 5981436.19 | 2215.4224 |  |  | 2787046.8089 | 696285.0484
350 | 3988558.688 | 9190277.971 | 7230.2489 |  |  | 5208949.5318 | 0 | 15 | 3892889.8518 | 5981436.19 | 2215.4224 |  |  | 2787046.8089 | 696285.0484
351 | 4051839.35 | 11439375.5335 | 1334.8152 |  |  | 7388870.9986 | 0 | 15 | 3892889.8518 | 5981436.19 | 2215.4224 |  |  | 2787046.8089 | 696285.0484
352 | 4411141.164 | 12176148.8729 | 0 |  |  | 7765007.7089 | 0 | 15 | 3892889.8518 | 5981436.19 | 2215.4224 |  |  | 2787046.8089 | 696285.0484
353 | 5022092.765 | 9810718.6779 | 0 |  |  | 4788625.9129 | 0 | 15 | 3892889.8518 | 5981436.19 | 2215.4224 |  |  | 2787046.8089 | 696285.0484
354 | 4950665.061 | 8918835.1617 | 0 |  |  | 3968170.1007 | 0 | 15 | 3892889.8518 | 5981436.19 | 2215.4224 |  |  | 2787046.8089 | 696285.0484
355 | 4657350.542 | 8647392.3524 | 0 |  |  | 3990041.8104 | 0 | 15 | 3892889.8518 | 5981436.19 | 2215.4224 |  |  | 2787046.8089 | 696285.0484
356 | 4356536.373 | 8259616.9106 | 0 |  |  | 3903080.5376 | 0 | 15 | 3892889.8518 | 5981436.19 | 2215.4224 |  |  | 2787046.8089 | 696285.0484
357 | 4114069.123 | 8065729.1897 | 0 |  |  | 3951660.0667 | 0 | 15 | 3892889.8518 | 5981436.19 | 2215.4224 |  |  | 2787046.8089 | 696285.0484
358 | 3815782.926 | 8880057.6175 | 0 |  |  | 5064274.6915 | 0 | 15 | 3892889.8518 | 5981436.19 | 2215.4224 |  |  | 2787046.8089 | 696285.0484
359 | 3559607.378 | 10392381.8406 | 0 |  |  | 6832774.4626 | 0 | 15 | 3892889.8518 | 5981436.19 | 2215.4224 |  |  | 2787046.8089 | 696285.0484
360 | 3431292.718 | 11943483.6078 | 0 |  |  | 8512190.8898 | 0 | 15 | 3892889.8518 | 5981436.19 | 2215.4224 |  |  | 2787046.8089 | 696285.0484
361 | 3340159.19 | 12796589.5798 | 0 |  |  | 9456430.3898 | 0 | 16 | 4618542.2675 | 11704355.4187 | 644.2337 |  |  | 7086457.385 | 0
362 | 3299660.112 | 13339475.1983 | 0 |  |  | 10039815.0863 | 0 | 16 | 4618542.2675 | 11704355.4187 | 644.2337 |  |  | 7086457.385 | 0
363 | 3337169.453 | 13339475.1983 | 0 |  |  | 10002305.7453 | 0 | 16 | 4618542.2675 | 11704355.4187 | 644.2337 |  |  | 7086457.385 | 0
364 | 3435266.897 | 13339475.1983 | 0 |  |  | 9904208.3013 | 0 | 16 | 4618542.2675 | 11704355.4187 | 644.2337 |  |  | 7086457.385 | 0
365 | 3727611.628 | 13339475.1983 | 0 |  |  | 9611863.5703 | 0 | 16 | 4618542.2675 | 11704355.4187 | 644.2337 |  |  | 7086457.385 | 0
366 | 4444266.625 | 13339475.1983 | 0 |  |  | 8895208.5733 | 0 | 16 | 4618542.2675 | 11704355.4187 | 644.2337 |  |  | 7086457.385 | 0
367 | 5215637.712 | 13339475.1983 | 0 |  |  | 8123837.4863 | 0 | 16 | 4618542.2675 | 11704355.4187 | 644.2337 |  |  | 7086457.385 | 0
368 | 5447501.774 | 13339475.1983 | 0 |  |  | 7891973.4243 | 0 | 16 | 4618542.2675 | 11704355.4187 | 644.2337 |  |  | 7086457.385 | 0
369 | 5393274.975 | 13339475.1983 | 333.7038 |  |  | 7946533.9271 | 0 | 16 | 4618542.2675 | 11704355.4187 | 644.2337 |  |  | 7086457.385 | 0
370 | 5361074.716 | 13261920.11 | 1779.7536 |  |  | 7902625.1476 | 0 | 16 | 4618542.2675 | 11704355.4187 | 644.2337 |  |  | 7086457.385 | 0
371 | 5245198.443 | 12719034.4914 | 3114.5688 |  |  | 7476950.6172 | 0 | 16 | 4618542.2675 | 11704355.4187 | 644.2337 |  |  | 7086457.385 | 0
372 | 5084457.491 | 12331259.0496 | 4004.4455 |  |  | 7250806.0042 | 0 | 16 | 4618542.2675 | 11704355.4187 | 644.2337 |  |  | 7086457.385 | 0
373 | 5049768.325 | 11516930.6218 | 3893.2109 |  |  | 6471055.5078 | 0 | 16 | 4618542.2675 | 11704355.4187 | 644.2337 |  |  | 7086457.385 | 0
374 | 4975324.972 | 10314826.7522 | 2002.2228 |  |  | 5341504.003 | 0 | 16 | 4618542.2675 | 11704355.4187 | 644.2337 |  |  | 7086457.385 | 0
375 | 4916874.396 | 9422943.236 | 333.7038 |  |  | 4506402.5438 | 0 | 16 | 4618542.2675 | 11704355.4187 | 644.2337 |  |  | 7086457.385 | 0
376 | 5148640.757 | 8996390.25 | 0 |  |  | 3847749.493 | 0 | 16 | 4618542.2675 | 11704355.4187 | 644.2337 |  |  | 7086457.385 | 0
377 | 5694736.82 | 8337171.999 | 0 |  |  | 2642435.179 | 0 | 16 | 4618542.2675 | 11704355.4187 | 644.2337 |  |  | 7086457.385 | 0
378 | 5489144.582 | 9345388.1477 | 0 |  |  | 3856243.5657 | 0 | 16 | 4618542.2675 | 11704355.4187 | 644.2337 |  |  | 7086457.385 | 0
379 | 5166797.506 | 9927051.3104 | 0 |  |  | 4760253.8044 | 0 | 16 | 4618542.2675 | 11704355.4187 | 644.2337 |  |  | 7086457.385 | 0
380 | 4853759.541 | 10004606.3988 | 0 |  |  | 5150846.8578 | 0 | 16 | 4618542.2675 | 11704355.4187 | 644.2337 |  |  | 7086457.385 | 0
381 | 4558673.693 | 10314826.7522 | 0 |  |  | 5756153.0592 | 0 | 16 | 4618542.2675 | 11704355.4187 | 644.2337 |  |  | 7086457.385 | 0
382 | 4212134.705 | 10974045.0033 | 0 |  |  | 6761910.2983 | 0 | 16 | 4618542.2675 | 11704355.4187 | 644.2337 |  |  | 7086457.385 | 0
383 | 3847003.052 | 11827150.9753 | 0 |  |  | 7980147.9233 | 0 | 16 | 4618542.2675 | 11704355.4187 | 644.2337 |  |  | 7086457.385 | 0
384 | 3600877.054 | 12098593.7845 | 0 |  |  | 8497716.7305 | 0 | 16 | 4618542.2675 | 11704355.4187 | 644.2337 |  |  | 7086457.385 | 0
385 | 3479524.496 | 11245487.8126 | 0 |  |  | 7765963.3166 | 0 | 17 | 4670929.9025 | 10132249.1484 | 621.0598 |  |  | 5543228.6358 | 81288.3301
386 | 3444787.91 | 9345388.1477 | 0 |  |  | 5900600.2377 | 0 | 17 | 4670929.9025 | 10132249.1484 | 621.0598 |  |  | 5543228.6358 | 81288.3301
387 | 3464263.42 | 7251400.7619 | 0 |  |  | 3787137.3419 | 0 | 17 | 4670929.9025 | 10132249.1484 | 621.0598 |  |  | 5543228.6358 | 81288.3301
388 | 3537763.868 | 5467633.7296 | 0 |  |  | 1929869.8616 | 0 | 17 | 4670929.9025 | 10132249.1484 | 621.0598 |  |  | 5543228.6358 | 81288.3301
389 | 3835554.216 | 4459417.5808 | 0 |  |  | 623863.3648 | 0 | 17 | 4670929.9025 | 10132249.1484 | 621.0598 |  |  | 5543228.6358 | 81288.3301
390 | 4505910.245 | 4032864.5948 | 0 |  |  | 0 | 473045.6502 | 17 | 4670929.9025 | 10132249.1484 | 621.0598 |  |  | 5543228.6358 | 81288.3301
391 | 5259775.503 | 4226752.3158 | 0 |  |  | 0 | 1033023.1872 | 17 | 4670929.9025 | 10132249.1484 | 621.0598 |  |  | 5543228.6358 | 81288.3301
392 | 5447154.285 | 5002303.1994 | 0 |  |  | 0 | 444851.0856 | 17 | 4670929.9025 | 10132249.1484 | 621.0598 |  |  | 5543228.6358 | 81288.3301
393 | 5416831.629 | 6514627.4224 | 889.8768 |  |  | 1098685.6702 | 0 | 17 | 4670929.9025 | 10132249.1484 | 621.0598 |  |  | 5543228.6358 | 81288.3301
394 | 5473068.183 | 8026951.6455 | 2335.9266 |  |  | 2556219.3891 | 0 | 17 | 4670929.9025 | 10132249.1484 | 621.0598 |  |  | 5543228.6358 | 81288.3301
395 | 5382469.03 | 10353604.2964 | 3559.5071 |  |  | 4974694.7735 | 0 | 17 | 4670929.9025 | 10132249.1484 | 621.0598 |  |  | 5543228.6358 | 81288.3301
396 | 5276122.366 | 12951699.7565 | 3559.5071 |  |  | 7679136.8977 | 0 | 17 | 4670929.9025 | 10132249.1484 | 621.0598 |  |  | 5543228.6358 | 81288.3301
397 | 5271968.179 | 13339475.1983 | 2892.0996 |  |  | 8070399.1189 | 0 | 17 | 4670929.9025 | 10132249.1484 | 621.0598 |  |  | 5543228.6358 | 81288.3301
398 | 5198013.919 | 13339475.1983 | 1557.2844 |  |  | 8143018.5637 | 0 | 17 | 4670929.9025 | 10132249.1484 | 621.0598 |  |  | 5543228.6358 | 81288.3301
399 | 5095154.239 | 13261920.11 | 111.2346 |  |  | 8166877.1056 | 0 | 17 | 4670929.9025 | 10132249.1484 | 621.0598 |  |  | 5543228.6358 | 81288.3301
400 | 5282095.13 | 13068032.3891 | 0 |  |  | 7785937.2591 | 0 | 17 | 4670929.9025 | 10132249.1484 | 621.0598 |  |  | 5543228.6358 | 81288.3301
401 | 5740746.443 | 10935267.4591 | 0 |  |  | 5194521.0161 | 0 | 17 | 4670929.9025 | 10132249.1484 | 621.0598 |  |  | 5543228.6358 | 81288.3301
402 | 5492172.313 | 11051600.0917 | 0 |  |  | 5559427.7787 | 0 | 17 | 4670929.9025 | 10132249.1484 | 621.0598 |  |  | 5543228.6358 | 81288.3301
403 | 5094529.426 | 12602701.8589 | 0 |  |  | 7508172.4329 | 0 | 17 | 4670929.9025 | 10132249.1484 | 621.0598 |  |  | 5543228.6358 | 81288.3301
404 | 4747172.408 | 13339475.1983 | 0 |  |  | 8592302.7903 | 0 | 17 | 4670929.9025 | 10132249.1484 | 621.0598 |  |  | 5543228.6358 | 81288.3301
405 | 4426955.03 | 13339475.1983 | 0 |  |  | 8912520.1683 | 0 | 17 | 4670929.9025 | 10132249.1484 | 621.0598 |  |  | 5543228.6358 | 81288.3301
406 | 4059980.925 | 13339475.1983 | 0 |  |  | 9279494.2733 | 0 | 17 | 4670929.9025 | 10132249.1484 | 621.0598 |  |  | 5543228.6358 | 81288.3301
407 | 3691990.629 | 13339475.1983 | 0 |  |  | 9647484.5693 | 0 | 17 | 4670929.9025 | 10132249.1484 | 621.0598 |  |  | 5543228.6358 | 81288.3301
408 | 3478313.869 | 13339475.1983 | 0 |  |  | 9861161.3293 | 0 | 17 | 4670929.9025 | 10132249.1484 | 621.0598 |  |  | 5543228.6358 | 81288.3301
409 | 3353789.357 | 13339475.1983 | 0 |  |  | 9985685.8413 | 0 | 18 | 4566558.0966 | 10074082.8321 | 1019.6505 |  |  | 5508544.3859 | 0
410 | 3294572.737 | 13339475.1983 | 0 |  |  | 10044902.4613 | 0 | 18 | 4566558.0966 | 10074082.8321 | 1019.6505 |  |  | 5508544.3859 | 0
411 | 3318931.838 | 13145587.4774 | 0 |  |  | 9826655.6394 | 0 | 18 | 4566558.0966 | 10074082.8321 | 1019.6505 |  |  | 5508544.3859 | 0
412 | 3399453.062 | 11827150.9753 | 0 |  |  | 8427697.9133 | 0 | 18 | 4566558.0966 | 10074082.8321 | 1019.6505 |  |  | 5508544.3859 | 0
413 | 3654675.729 | 10237271.6638 | 0 |  |  | 6582595.9348 | 0 | 18 | 4566558.0966 | 10074082.8321 | 1019.6505 |  |  | 5508544.3859 | 0
414 | 4329862.162 | 8841280.0733 | 0 |  |  | 4511417.9113 | 0 | 18 | 4566558.0966 | 10074082.8321 | 1019.6505 |  |  | 5508544.3859 | 0
415 | 5080049.19 | 7833063.9246 | 0 |  |  | 2753014.7346 | 0 | 18 | 4566558.0966 | 10074082.8321 | 1019.6505 |  |  | 5508544.3859 | 0
416 | 5301942.512 | 7328955.8503 | 0 |  |  | 2027013.3383 | 0 | 18 | 4566558.0966 | 10074082.8321 | 1019.6505 |  |  | 5508544.3859 | 0
417 | 5274214.689 | 7484066.027 | 667.4076 |  |  | 2210518.7456 | 0 | 18 | 4566558.0966 | 10074082.8321 | 1019.6505 |  |  | 5508544.3859 | 0
418 | 5331965.363 | 7406510.9386 | 2002.2228 |  |  | 2076547.7984 | 0 | 18 | 4566558.0966 | 10074082.8321 | 1019.6505 |  |  | 5508544.3859 | 0
419 | 5294364.975 | 7135068.1293 | 3893.2109 |  |  | 1844596.3653 | 0 | 18 | 4566558.0966 | 10074082.8321 | 1019.6505 |  |  | 5508544.3859 | 0
420 | 5210772.851 | 7135068.1293 | 6451.6067 |  |  | 1930746.885 | 0 | 18 | 4566558.0966 | 10074082.8321 | 1019.6505 |  |  | 5508544.3859 | 0
421 | 5212914.92 | 8026951.6455 | 7230.2489 |  |  | 2821266.9744 | 0 | 18 | 4566558.0966 | 10074082.8321 | 1019.6505 |  |  | 5508544.3859 | 0
422 | 5138712.875 | 8724947.4408 | 3781.9763 |  |  | 3590016.5421 | 0 | 18 | 4566558.0966 | 10074082.8321 | 1019.6505 |  |  | 5508544.3859 | 0
423 | 5054259.126 | 8259616.9106 | 444.9384 |  |  | 3205802.723 | 0 | 18 | 4566558.0966 | 10074082.8321 | 1019.6505 |  |  | 5508544.3859 | 0
424 | 5230707.781 | 8569837.2641 | 0 |  |  | 3339129.4831 | 0 | 18 | 4566558.0966 | 10074082.8321 | 1019.6505 |  |  | 5508544.3859 | 0
425 | 5626673.407 | 7755508.8362 | 0 |  |  | 2128835.4292 | 0 | 18 | 4566558.0966 | 10074082.8321 | 1019.6505 |  |  | 5508544.3859 | 0
426 | 5332971.481 | 9035167.7942 | 0 |  |  | 3702196.3132 | 0 | 18 | 4566558.0966 | 10074082.8321 | 1019.6505 |  |  | 5508544.3859 | 0
427 | 4988797.478 | 10935267.4591 | 0 |  |  | 5946469.9811 | 0 | 18 | 4566558.0966 | 10074082.8321 | 1019.6505 |  |  | 5508544.3859 | 0
428 | 4685961.892 | 12796589.5798 | 0 |  |  | 8110627.6878 | 0 | 18 | 4566558.0966 | 10074082.8321 | 1019.6505 |  |  | 5508544.3859 | 0
429 | 4373576.531 | 13339475.1983 | 0 |  |  | 8965898.6673 | 0 | 18 | 4566558.0966 | 10074082.8321 | 1019.6505 |  |  | 5508544.3859 | 0
430 | 4005201.838 | 13339475.1983 | 0 |  |  | 9334273.3603 | 0 | 18 | 4566558.0966 | 10074082.8321 | 1019.6505 |  |  | 5508544.3859 | 0
431 | 3665912.681 | 13145587.4774 | 0 |  |  | 9479674.7964 | 0 | 18 | 4566558.0966 | 10074082.8321 | 1019.6505 |  |  | 5508544.3859 | 0
432 | 3437109.844 | 12796589.5798 | 0 |  |  | 9359479.7358 | 0 | 18 | 4566558.0966 | 10074082.8321 | 1019.6505 |  |  | 5508544.3859 | 0
433 | 3330845.758 | 12292481.5055 | 0 |  |  | 8961635.7475 | 0 | 19 | 4465104.9688 | 8511670.9478 | 2655.726 |  |  | 5213083.9611 | 1163862.2561
434 | 3254845.539 | 11323042.9009 | 0 |  |  | 8068197.3619 | 0 | 19 | 4465104.9688 | 8511670.9478 | 2655.726 |  |  | 5213083.9611 | 1163862.2561
435 | 3265275.853 | 9655608.5011 | 0 |  |  | 6390332.6481 | 0 | 19 | 4465104.9688 | 8511670.9478 | 2655.726 |  |  | 5213083.9611 | 1163862.2561
436 | 3337102.999 | 6902402.8643 | 0 |  |  | 3565299.8653 | 0 | 19 | 4465104.9688 | 8511670.9478 | 2655.726 |  |  | 5213083.9611 | 1163862.2561
437 | 3601532.878 | 3373646.3438 | 0 |  |  | 0 | 227886.5342 | 19 | 4465104.9688 | 8511670.9478 | 2655.726 |  |  | 5213083.9611 | 1163862.2561
438 | 4293640.649 | 542885.6185 | 0 |  |  | 0 | 3750755.0305 | 19 | 4465104.9688 | 8511670.9478 | 2655.726 |  |  | 5213083.9611 | 1163862.2561
439 | 5044164.492 | 0 | 0 |  |  | 0 | 5044164.492 | 19 | 4465104.9688 | 8511670.9478 | 2655.726 |  |  | 5213083.9611 | 1163862.2561
440 | 5258346.21 | 0 | 0 |  |  | 0 | 5258346.21 | 19 | 4465104.9688 | 8511670.9478 | 2655.726 |  |  | 5213083.9611 | 1163862.2561
441 | 5219825.518 | 38777.5442 | 2892.0996 |  |  | 0 | 5178155.8743 | 19 | 4465104.9688 | 8511670.9478 | 2655.726 |  |  | 5213083.9611 | 1163862.2561
442 | 5253328.109 | 426552.986 | 7452.7181 |  |  | 0 | 4819322.4049 | 19 | 4465104.9688 | 8511670.9478 | 2655.726 |  |  | 5213083.9611 | 1163862.2561
443 | 5191777.534 | 1977654.7532 | 12680.7442 |  |  | 0 | 3201442.0366 | 19 | 4465104.9688 | 8511670.9478 | 2655.726 |  |  | 5213083.9611 | 1163862.2561
444 | 5044167.091 | 4575750.2134 | 15795.313 |  |  | 0 | 452621.5647 | 19 | 4465104.9688 | 8511670.9478 | 2655.726 |  |  | 5213083.9611 | 1163862.2561
445 | 5015319.632 | 7949396.5572 | 14571.7324 |  |  | 2948648.6575 | 0 | 19 | 4465104.9688 | 8511670.9478 | 2655.726 |  |  | 5213083.9611 | 1163862.2561
446 | 4904830.951 | 11827150.9753 | 8453.8295 |  |  | 6930773.8537 | 0 | 19 | 4465104.9688 | 8511670.9478 | 2655.726 |  |  | 5213083.9611 | 1163862.2561
447 | 4811108.597 | 13339475.1983 | 1890.9882 |  |  | 8530257.5895 | 0 | 19 | 4465104.9688 | 8511670.9478 | 2655.726 |  |  | 5213083.9611 | 1163862.2561
448 | 4969067.732 | 13339475.1983 | 0 |  |  | 8370407.4663 | 0 | 19 | 4465104.9688 | 8511670.9478 | 2655.726 |  |  | 5213083.9611 | 1163862.2561
449 | 5500005.96 | 13339475.1983 | 0 |  |  | 7839469.2383 | 0 | 19 | 4465104.9688 | 8511670.9478 | 2655.726 |  |  | 5213083.9611 | 1163862.2561
450 | 5302301.66 | 13339475.1983 | 0 |  |  | 8037173.5383 | 0 | 19 | 4465104.9688 | 8511670.9478 | 2655.726 |  |  | 5213083.9611 | 1163862.2561
451 | 4935694.879 | 13339475.1983 | 0 |  |  | 8403780.3193 | 0 | 19 | 4465104.9688 | 8511670.9478 | 2655.726 |  |  | 5213083.9611 | 1163862.2561
452 | 4593262.837 | 13339475.1983 | 0 |  |  | 8746212.3613 | 0 | 19 | 4465104.9688 | 8511670.9478 | 2655.726 |  |  | 5213083.9611 | 1163862.2561
453 | 4265537.896 | 13339475.1983 | 0 |  |  | 9073937.3023 | 0 | 19 | 4465104.9688 | 8511670.9478 | 2655.726 |  |  | 5213083.9611 | 1163862.2561
454 | 3888717.413 | 13339475.1983 | 0 |  |  | 9450757.7853 | 0 | 19 | 4465104.9688 | 8511670.9478 | 2655.726 |  |  | 5213083.9611 | 1163862.2561
455 | 3541454.924 | 13339475.1983 | 0 |  |  | 9798020.2743 | 0 | 19 | 4465104.9688 | 8511670.9478 | 2655.726 |  |  | 5213083.9611 | 1163862.2561
456 | 3340364.141 | 13339475.1983 | 0 |  |  | 9999111.0573 | 0 | 19 | 4465104.9688 | 8511670.9478 | 2655.726 |  |  | 5213083.9611 | 1163862.2561
457 | 3234143.113 | 13068032.3891 | 0 |  |  | 9833889.2761 | 0 | 20 | 4243959.4645 | 9560280.3717 | 607.1555 |  |  | 5316928.0627 | 0
458 | 3164516.964 | 12563924.3147 | 0 |  |  | 9399407.3507 | 0 | 20 | 4243959.4645 | 9560280.3717 | 607.1555 |  |  | 5316928.0627 | 0
459 | 3170967.162 | 11516930.6218 | 0 |  |  | 8345963.4598 | 0 | 20 | 4243959.4645 | 9560280.3717 | 607.1555 |  |  | 5316928.0627 | 0
460 | 3233888.86 | 10120939.0313 | 0 |  |  | 6887050.1713 | 0 | 20 | 4243959.4645 | 9560280.3717 | 607.1555 |  |  | 5316928.0627 | 0
461 | 3483638.079 | 8957612.7059 | 0 |  |  | 5473974.6269 | 0 | 20 | 4243959.4645 | 9560280.3717 | 607.1555 |  |  | 5316928.0627 | 0
462 | 4152884.639 | 8802502.5291 | 0 |  |  | 4649617.8901 | 0 | 20 | 4243959.4645 | 9560280.3717 | 607.1555 |  |  | 5316928.0627 | 0
463 | 4916626.085 | 9190277.971 | 0 |  |  | 4273651.886 | 0 | 20 | 4243959.4645 | 9560280.3717 | 607.1555 |  |  | 5316928.0627 | 0
464 | 5117955.721 | 9073945.3384 | 0 |  |  | 3955989.6174 | 0 | 20 | 4243959.4645 | 9560280.3717 | 607.1555 |  |  | 5316928.0627 | 0
465 | 5087523.745 | 8918835.1617 | 889.8768 |  |  | 3832201.2935 | 0 | 20 | 4243959.4645 | 9560280.3717 | 607.1555 |  |  | 5316928.0627 | 0
466 | 5104851.766 | 8724947.4408 | 2335.9266 |  |  | 3622431.6013 | 0 | 20 | 4243959.4645 | 9560280.3717 | 607.1555 |  |  | 5316928.0627 | 0
467 | 4996895.962 | 9151500.4268 | 3448.2725 |  |  | 4158052.7373 | 0 | 20 | 4243959.4645 | 9560280.3717 | 607.1555 |  |  | 5316928.0627 | 0
468 | 4802953.71 | 9733163.5895 | 3559.5071 |  |  | 4933769.3866 | 0 | 20 | 4243959.4645 | 9560280.3717 | 607.1555 |  |  | 5316928.0627 | 0
469 | 4661826.708 | 10159716.5755 | 2558.3958 |  |  | 5500448.2632 | 0 | 20 | 4243959.4645 | 9560280.3717 | 607.1555 |  |  | 5316928.0627 | 0
470 | 4468293.024 | 10935267.4591 | 1446.0498 |  |  | 6468420.4849 | 0 | 20 | 4243959.4645 | 9560280.3717 | 607.1555 |  |  | 5316928.0627 | 0
471 | 4409828.07 | 11633263.2544 | 333.7038 |  |  | 7223768.8882 | 0 | 20 | 4243959.4645 | 9560280.3717 | 607.1555 |  |  | 5316928.0627 | 0
472 | 4625933.944 | 11439375.5335 | 0 |  |  | 6813441.5895 | 0 | 20 | 4243959.4645 | 9560280.3717 | 607.1555 |  |  | 5316928.0627 | 0
473 | 5100300.678 | 9345388.1477 | 0 |  |  | 4245087.4697 | 0 | 20 | 4243959.4645 | 9560280.3717 | 607.1555 |  |  | 5316928.0627 | 0
474 | 4983060.076 | 10043383.9429 | 0 |  |  | 5060323.8669 | 0 | 20 | 4243959.4645 | 9560280.3717 | 607.1555 |  |  | 5316928.0627 | 0
475 | 4578584.327 | 11323042.9009 | 0 |  |  | 6744458.5739 | 0 | 20 | 4243959.4645 | 9560280.3717 | 607.1555 |  |  | 5316928.0627 | 0
476 | 4218942.882 | 10547492.0173 | 0 |  |  | 6328549.1353 | 0 | 20 | 4243959.4645 | 9560280.3717 | 607.1555 |  |  | 5316928.0627 | 0
477 | 3971072.131 | 8220839.3664 | 0 |  |  | 4249767.2354 | 0 | 20 | 4243959.4645 | 9560280.3717 | 607.1555 |  |  | 5316928.0627 | 0
478 | 3698529.254 | 6475849.8783 | 0 |  |  | 2777320.6243 | 0 | 20 | 4243959.4645 | 9560280.3717 | 607.1555 |  |  | 5316928.0627 | 0
479 | 3440595.034 | 4963525.6552 | 0 |  |  | 1522930.6212 | 0 | 20 | 4243959.4645 | 9560280.3717 | 607.1555 |  |  | 5316928.0627 | 0
480 | 3231215.214 | 4536972.6692 | 0 |  |  | 1305757.4552 | 0 | 20 | 4243959.4645 | 9560280.3717 | 607.1555 |  |  | 5316928.0627 | 0
481 | 3082192.176 | 5157413.3761 | 0 |  |  | 2075221.2001 | 0 | 21 | 3770634.5772 | 7277252.458 | 1682.4233 |  |  | 3801988.7215 | 293688.4174
482 | 3014672.063 | 5622743.9063 | 0 |  |  | 2608071.8433 | 0 | 21 | 3770634.5772 | 7277252.458 | 1682.4233 |  |  | 3801988.7215 | 293688.4174
483 | 2985624.845 | 4963525.6552 | 0 |  |  | 1977900.8102 | 0 | 21 | 3770634.5772 | 7277252.458 | 1682.4233 |  |  | 3801988.7215 | 293688.4174
484 | 2980369.796 | 4032864.5948 | 0 |  |  | 1052494.7988 | 0 | 21 | 3770634.5772 | 7277252.458 | 1682.4233 |  |  | 3801988.7215 | 293688.4174
485 | 3052791.696 | 3257313.7112 | 0 |  |  | 204522.0152 | 0 | 21 | 3770634.5772 | 7277252.458 | 1682.4233 |  |  | 3801988.7215 | 293688.4174
486 | 3247605.335 | 2985870.902 | 0 |  |  | 0 | 261734.433 | 21 | 3770634.5772 | 7277252.458 | 1682.4233 |  |  | 3801988.7215 | 293688.4174
487 | 3575836.146 | 3102203.5345 | 0 |  |  | 0 | 473632.6115 | 21 | 3770634.5772 | 7277252.458 | 1682.4233 |  |  | 3801988.7215 | 293688.4174
488 | 3893621.728 | 2985870.902 | 0 |  |  | 0 | 907750.826 | 21 | 3770634.5772 | 7277252.458 | 1682.4233 |  |  | 3801988.7215 | 293688.4174
489 | 4116539.04 | 2442985.2834 | 2447.1612 |  |  | 0 | 1671106.5954 | 21 | 3770634.5772 | 7277252.458 | 1682.4233 |  |  | 3801988.7215 | 293688.4174
490 | 4262521.91 | 1900099.6649 | 6451.6067 |  |  | 0 | 2355970.6384 | 21 | 3770634.5772 | 7277252.458 | 1682.4233 |  |  | 3801988.7215 | 293688.4174
491 | 4257097.654 | 2869538.2694 | 9232.4717 |  |  | 0 | 1378326.9129 | 21 | 3770634.5772 | 7277252.458 | 1682.4233 |  |  | 3801988.7215 | 293688.4174
492 | 4174152.038 | 5971741.8039 | 9121.2371 |  |  | 1806711.003 | 0 | 21 | 3770634.5772 | 7277252.458 | 1682.4233 |  |  | 3801988.7215 | 293688.4174
493 | 4078938.186 | 9965828.8546 | 7675.1873 |  |  | 5894565.8559 | 0 | 21 | 3770634.5772 | 7277252.458 | 1682.4233 |  |  | 3801988.7215 | 293688.4174
494 | 4018522.627 | 12486369.2264 | 4449.3839 |  |  | 8472295.9833 | 0 | 21 | 3770634.5772 | 7277252.458 | 1682.4233 |  |  | 3801988.7215 | 293688.4174
495 | 4063345.261 | 13339475.1983 | 1001.1114 |  |  | 9277131.0487 | 0 | 21 | 3770634.5772 | 7277252.458 | 1682.4233 |  |  | 3801988.7215 | 293688.4174
496 | 4307949.058 | 13261920.11 | 0 |  |  | 8953971.052 | 0 | 21 | 3770634.5772 | 7277252.458 | 1682.4233 |  |  | 3801988.7215 | 293688.4174
497 | 4794900.698 | 9849496.222 | 0 |  |  | 5054595.524 | 0 | 21 | 3770634.5772 | 7277252.458 | 1682.4233 |  |  | 3801988.7215 | 293688.4174
498 | 4664960.845 | 8996390.25 | 0 |  |  | 4331429.405 | 0 | 21 | 3770634.5772 | 7277252.458 | 1682.4233 |  |  | 3801988.7215 | 293688.4174
499 | 4287363.49 | 8647392.3524 | 0 |  |  | 4360028.8624 | 0 | 21 | 3770634.5772 | 7277252.458 | 1682.4233 |  |  | 3801988.7215 | 293688.4174
500 | 3978175.856 | 7794286.3804 | 0 |  |  | 3816110.5244 | 0 | 21 | 3770634.5772 | 7277252.458 | 1682.4233 |  |  | 3801988.7215 | 293688.4174
501 | 3741027.543 | 8414727.0873 | 0 |  |  | 4673699.5443 | 0 | 21 | 3770634.5772 | 7277252.458 | 1682.4233 |  |  | 3801988.7215 | 293688.4174
502 | 3513211.646 | 10392381.8406 | 0 |  |  | 6879170.1946 | 0 | 21 | 3770634.5772 | 7277252.458 | 1682.4233 |  |  | 3801988.7215 | 293688.4174
503 | 3294467.743 | 12874144.6682 | 0 |  |  | 9579676.9252 | 0 | 21 | 3770634.5772 | 7277252.458 | 1682.4233 |  |  | 3801988.7215 | 293688.4174
504 | 3109342.472 | 13339475.1983 | 0 |  |  | 10230132.7263 | 0 | 21 | 3770634.5772 | 7277252.458 | 1682.4233 |  |  | 3801988.7215 | 293688.4174
505 | 2968203.851 | 13216010.1243 | 0 |  |  | 10247806.2733 | 0 | 22 | 3753863.8975 | 9691975.7601 | 2970.8907 |  |  | 5941082.7534 | 0
506 | 2895075.73 | 13142882.0033 | 0 |  |  | 10247806.2733 | 0 | 22 | 3753863.8975 | 9691975.7601 | 2970.8907 |  |  | 5941082.7534 | 0
507 | 2862336.474 | 13110142.7473 | 0 |  |  | 10247806.2733 | 0 | 22 | 3753863.8975 | 9691975.7601 | 2970.8907 |  |  | 5941082.7534 | 0
508 | 2875891.408 | 13123697.6813 | 0 |  |  | 10247806.2733 | 0 | 22 | 3753863.8975 | 9691975.7601 | 2970.8907 |  |  | 5941082.7534 | 0
509 | 2945884.346 | 13193690.6193 | 0 |  |  | 10247806.2733 | 0 | 22 | 3753863.8975 | 9691975.7601 | 2970.8907 |  |  | 5941082.7534 | 0
510 | 3106974.128 | 13339475.1983 | 0 |  |  | 10232501.0703 | 0 | 22 | 3753863.8975 | 9691975.7601 | 2970.8907 |  |  | 5941082.7534 | 0
511 | 3386464.945 | 13339475.1983 | 0 |  |  | 9953010.2533 | 0 | 22 | 3753863.8975 | 9691975.7601 | 2970.8907 |  |  | 5941082.7534 | 0
512 | 3713565.834 | 11516930.6218 | 0 |  |  | 7803364.7878 | 0 | 22 | 3753863.8975 | 9691975.7601 | 2970.8907 |  |  | 5941082.7534 | 0
513 | 3967486.157 | 9306610.6035 | 3893.2109 |  |  | 5343017.6574 | 0 | 22 | 3753863.8975 | 9691975.7601 | 2970.8907 |  |  | 5941082.7534 | 0
514 | 4112605.539 | 7755508.8362 | 10567.2868 |  |  | 3653470.5841 | 0 | 22 | 3753863.8975 | 9691975.7601 | 2970.8907 |  |  | 5941082.7534 | 0
515 | 4173561.529 | 7096290.5852 | 14460.4978 |  |  | 2937189.5539 | 0 | 22 | 3753863.8975 | 9691975.7601 | 2970.8907 |  |  | 5941082.7534 | 0
516 | 4157440.076 | 6786070.2317 | 17463.8319 |  |  | 2646093.9876 | 0 | 22 | 3753863.8975 | 9691975.7601 | 2970.8907 |  |  | 5941082.7534 | 0
517 | 4129695.125 | 6747292.6875 | 13793.0902 |  |  | 2631390.6527 | 0 | 22 | 3753863.8975 | 9691975.7601 | 2970.8907 |  |  | 5941082.7534 | 0
518 | 4121270.619 | 7251400.7619 | 8676.2987 |  |  | 3138806.4416 | 0 | 22 | 3753863.8975 | 9691975.7601 | 2970.8907 |  |  | 5941082.7534 | 0
519 | 4174948.015 | 7406510.9386 | 2447.1612 |  |  | 3234010.0848 | 0 | 22 | 3753863.8975 | 9691975.7601 | 2970.8907 |  |  | 5941082.7534 | 0
520 | 4391097.411 | 7212623.2177 | 0 |  |  | 2821525.8067 | 0 | 22 | 3753863.8975 | 9691975.7601 | 2970.8907 |  |  | 5941082.7534 | 0
521 | 4856496.343 | 5739076.5388 | 0 |  |  | 882580.1958 | 0 | 22 | 3753863.8975 | 9691975.7601 | 2970.8907 |  |  | 5941082.7534 | 0
522 | 4783303.14 | 5816631.6272 | 0 |  |  | 1033328.4872 | 0 | 22 | 3753863.8975 | 9691975.7601 | 2970.8907 |  |  | 5941082.7534 | 0
523 | 4449207.91 | 6359517.2457 | 0 |  |  | 1910309.3357 | 0 | 22 | 3753863.8975 | 9691975.7601 | 2970.8907 |  |  | 5941082.7534 | 0
524 | 4123424.925 | 6979957.9526 | 0 |  |  | 2856533.0276 | 0 | 22 | 3753863.8975 | 9691975.7601 | 2970.8907 |  |  | 5941082.7534 | 0
525 | 3870999.449 | 8026951.6455 | 0 |  |  | 4155952.1965 | 0 | 22 | 3753863.8975 | 9691975.7601 | 2970.8907 |  |  | 5941082.7534 | 0
526 | 3574228.47 | 10508714.4731 | 0 |  |  | 6934486.0031 | 0 | 22 | 3753863.8975 | 9691975.7601 | 2970.8907 |  |  | 5941082.7534 | 0
527 | 3308702.979 | 12486369.2264 | 0 |  |  | 9177666.2474 | 0 | 22 | 3753863.8975 | 9691975.7601 | 2970.8907 |  |  | 5941082.7534 | 0
528 | 3143869.136 | 13145587.4774 | 0 |  |  | 10001718.3414 | 0 | 22 | 3753863.8975 | 9691975.7601 | 2970.8907 |  |  | 5941082.7534 | 0
529 | 3045728.617 | 13293534.8903 | 0 |  |  | 10247806.2733 | 0 | 23 | 4389413.9024 | 10651917.095 | 3976.6369 |  |  | 6340034.4259 | 73554.5964
530 | 3022774.335 | 13270580.6083 | 0 |  |  | 10247806.2733 | 0 | 23 | 4389413.9024 | 10651917.095 | 3976.6369 |  |  | 6340034.4259 | 73554.5964
531 | 3037055.139 | 13284861.4123 | 0 |  |  | 10247806.2733 | 0 | 23 | 4389413.9024 | 10651917.095 | 3976.6369 |  |  | 6340034.4259 | 73554.5964
532 | 3126071.589 | 13339475.1983 | 0 |  |  | 10213403.6093 | 0 | 23 | 4389413.9024 | 10651917.095 | 3976.6369 |  |  | 6340034.4259 | 73554.5964
533 | 3415180.258 | 13339475.1983 | 0 |  |  | 9924294.9403 | 0 | 23 | 4389413.9024 | 10651917.095 | 3976.6369 |  |  | 6340034.4259 | 73554.5964
534 | 4121717.111 | 13339475.1983 | 0 |  |  | 9217758.0873 | 0 | 23 | 4389413.9024 | 10651917.095 | 3976.6369 |  |  | 6340034.4259 | 73554.5964
535 | 4939592.204 | 13339475.1983 | 0 |  |  | 8399882.9943 | 0 | 23 | 4389413.9024 | 10651917.095 | 3976.6369 |  |  | 6340034.4259 | 73554.5964
536 | 5191521.063 | 13339475.1983 | 333.7038 |  |  | 8148287.8391 | 0 | 23 | 4389413.9024 | 10651917.095 | 3976.6369 |  |  | 6340034.4259 | 73554.5964
537 | 5157542.658 | 13339475.1983 | 6340.3721 |  |  | 8188272.9124 | 0 | 23 | 4389413.9024 | 10651917.095 | 3976.6369 |  |  | 6340034.4259 | 73554.5964
538 | 5191442.055 | 13339475.1983 | 13236.9172 |  |  | 8161270.0605 | 0 | 23 | 4389413.9024 | 10651917.095 | 3976.6369 |  |  | 6340034.4259 | 73554.5964
539 | 5132557.539 | 13339475.1983 | 18576.1779 |  |  | 8225493.8373 | 0 | 23 | 4389413.9024 | 10651917.095 | 3976.6369 |  |  | 6340034.4259 | 73554.5964
540 | 4985120.369 | 13339475.1983 | 20800.8699 |  |  | 8375155.6992 | 0 | 23 | 4389413.9024 | 10651917.095 | 3976.6369 |  |  | 6340034.4259 | 73554.5964
541 | 4969237.408 | 13339475.1983 | 18576.1779 |  |  | 8388813.9683 | 0 | 23 | 4389413.9024 | 10651917.095 | 3976.6369 |  |  | 6340034.4259 | 73554.5964
542 | 4868126.96 | 13339475.1983 | 13014.448 |  |  | 8484362.6863 | 0 | 23 | 4389413.9024 | 10651917.095 | 3976.6369 |  |  | 6340034.4259 | 73554.5964
543 | 4776900.189 | 13339475.1983 | 4560.6185 |  |  | 8567135.6279 | 0 | 23 | 4389413.9024 | 10651917.095 | 3976.6369 |  |  | 6340034.4259 | 73554.5964
544 | 4939178.156 | 13068032.3891 | 0 |  |  | 8128854.2331 | 0 | 23 | 4389413.9024 | 10651917.095 | 3976.6369 |  |  | 6340034.4259 | 73554.5964
545 | 5506366.559 | 9500498.3244 | 0 |  |  | 3994131.7654 | 0 | 23 | 4389413.9024 | 10651917.095 | 3976.6369 |  |  | 6340034.4259 | 73554.5964
546 | 5312212.967 | 7833063.9246 | 0 |  |  | 2520850.9576 | 0 | 23 | 4389413.9024 | 10651917.095 | 3976.6369 |  |  | 6340034.4259 | 73554.5964
547 | 4955883.054 | 6592182.5108 | 0 |  |  | 1636299.4568 | 0 | 23 | 4389413.9024 | 10651917.095 | 3976.6369 |  |  | 6340034.4259 | 73554.5964
548 | 4552107.366 | 5234968.4645 | 0 |  |  | 682861.0985 | 0 | 23 | 4389413.9024 | 10651917.095 | 3976.6369 |  |  | 6340034.4259 | 73554.5964
549 | 4260362.409 | 4420640.0367 | 0 |  |  | 160277.6277 | 0 | 23 | 4389413.9024 | 10651917.095 | 3976.6369 |  |  | 6340034.4259 | 73554.5964
550 | 3905578.534 | 3412423.8879 | 0 |  |  | 0 | 493154.6461 | 23 | 4389413.9024 | 10651917.095 | 3976.6369 |  |  | 6340034.4259 | 73554.5964
551 | 3572022.803 | 2947093.3578 | 0 |  |  | 0 | 624929.4452 | 23 | 4389413.9024 | 10651917.095 | 3976.6369 |  |  | 6340034.4259 | 73554.5964
552 | 3361654.315 | 2714428.0927 | 0 |  |  | 0 | 647226.2223 | 23 | 4389413.9024 | 10651917.095 | 3976.6369 |  |  | 6340034.4259 | 73554.5964
553 | 3250945.949 | 2636873.0043 | 0 |  |  | 0 | 614072.9447 | 24 | 4467443.0609 | 7732888.6021 | 16967.911 |  |  | 3660328.6306 | 377915.1783
554 | 3193793.283 | 3102203.5345 | 0 |  |  | 0 | 91589.7485 | 24 | 4467443.0609 | 7732888.6021 | 16967.911 |  |  | 3660328.6306 | 377915.1783
555 | 3205409.705 | 3838976.8739 | 0 |  |  | 633567.1689 | 0 | 24 | 4467443.0609 | 7732888.6021 | 16967.911 |  |  | 3660328.6306 | 377915.1783
556 | 3303183.167 | 4536972.6692 | 0 |  |  | 1233789.5022 | 0 | 24 | 4467443.0609 | 7732888.6021 | 16967.911 |  |  | 3660328.6306 | 377915.1783
557 | 3577564.042 | 5041080.7436 | 0 |  |  | 1463516.7016 | 0 | 24 | 4467443.0609 | 7732888.6021 | 16967.911 |  |  | 3660328.6306 | 377915.1783
558 | 4292118.545 | 5622743.9063 | 0 |  |  | 1330625.3613 | 0 | 24 | 4467443.0609 | 7732888.6021 | 16967.911 |  |  | 3660328.6306 | 377915.1783
559 | 5058024.106 | 5312523.5528 | 0 |  |  | 254499.4468 | 0 | 24 | 4467443.0609 | 7732888.6021 | 16967.911 |  |  | 3660328.6306 | 377915.1783
560 | 5243077.723 | 4381862.4925 | 4004.4455 |  |  | 0 | 857210.785 | 24 | 4467443.0609 | 7732888.6021 | 16967.911 |  |  | 3660328.6306 | 377915.1783
561 | 5213639.165 | 3528756.5205 | 40044.4554 |  |  | 0 | 1644838.1891 | 24 | 4467443.0609 | 7732888.6021 | 16967.911 |  |  | 3660328.6306 | 377915.1783
562 | 5246527.254 | 2326652.6509 | 64071.1286 |  |  | 0 | 2855803.4745 | 24 | 4467443.0609 | 7732888.6021 | 16967.911 |  |  | 3660328.6306 | 377915.1783
563 | 5215854.706 | 2132764.93 | 76640.6382 |  |  | 0 | 3006449.1378 | 24 | 4467443.0609 | 7732888.6021 | 16967.911 |  |  | 3660328.6306 | 377915.1783
564 | 5081835.414 | 5894186.7155 | 78865.3302 |  |  | 891216.6317 | 0 | 24 | 4467443.0609 | 7732888.6021 | 16967.911 |  |  | 3660328.6306 | 377915.1783
565 | 5072651.843 | 8957612.7059 | 70745.2045 |  |  | 3955706.0673 | 0 | 24 | 4467443.0609 | 7732888.6021 | 16967.911 |  |  | 3660328.6306 | 377915.1783
566 | 5005726.326 | 9849496.222 | 51724.0882 |  |  | 4895493.9842 | 0 | 24 | 4467443.0609 | 7732888.6021 | 16967.911 |  |  | 3660328.6306 | 377915.1783
567 | 4882510.353 | 10314826.7522 | 21134.5737 |  |  | 5453450.9729 | 0 | 24 | 4467443.0609 | 7732888.6021 | 16967.911 |  |  | 3660328.6306 | 377915.1783
568 | 5022011.428 | 9267833.0593 | 0 |  |  | 4245821.6313 | 0 | 24 | 4467443.0609 | 7732888.6021 | 16967.911 |  |  | 3660328.6306 | 377915.1783
569 | 5508133.297 | 8026951.6455 | 0 |  |  | 2518818.3485 | 0 | 24 | 4467443.0609 | 7732888.6021 | 16967.911 |  |  | 3660328.6306 | 377915.1783
570 | 5278137.709 | 10780157.2824 | 0 |  |  | 5502019.5734 | 0 | 24 | 4467443.0609 | 7732888.6021 | 16967.911 |  |  | 3660328.6306 | 377915.1783
571 | 4942312.407 | 13339475.1983 | 0 |  |  | 8397162.7913 | 0 | 24 | 4467443.0609 | 7732888.6021 | 16967.911 |  |  | 3660328.6306 | 377915.1783
572 | 4597334.628 | 13339475.1983 | 0 |  |  | 8742140.5703 | 0 | 24 | 4467443.0609 | 7732888.6021 | 16967.911 |  |  | 3660328.6306 | 377915.1783
573 | 4255912.399 | 13339475.1983 | 0 |  |  | 9083562.7993 | 0 | 24 | 4467443.0609 | 7732888.6021 | 16967.911 |  |  | 3660328.6306 | 377915.1783
574 | 3893552.135 | 13339475.1983 | 0 |  |  | 9445923.0633 | 0 | 24 | 4467443.0609 | 7732888.6021 | 16967.911 |  |  | 3660328.6306 | 377915.1783
575 | 3547657.421 | 13339475.1983 | 0 |  |  | 9791817.7773 | 0 | 24 | 4467443.0609 | 7732888.6021 | 16967.911 |  |  | 3660328.6306 | 377915.1783
576 | 3330720.457 | 13339475.1983 | 0 |  |  | 10008754.7413 | 0 | 24 | 4467443.0609 | 7732888.6021 | 16967.911 |  |  | 3660328.6306 | 377915.1783
577 | 3216077.388 | 13339475.1983 | 0 |  |  | 10123397.8103 | 0 | 25 | 4528977.3064 | 10988586.5824 | 3619.7592 |  |  | 6497611.4082 | 34382.373
578 | 3160260.003 | 13339475.1983 | 0 |  |  | 10179215.1953 | 0 | 25 | 4528977.3064 | 10988586.5824 | 3619.7592 |  |  | 6497611.4082 | 34382.373
579 | 3198520.559 | 13339475.1983 | 0 |  |  | 10140954.6393 | 0 | 25 | 4528977.3064 | 10988586.5824 | 3619.7592 |  |  | 6497611.4082 | 34382.373
580 | 3293528.145 | 12331259.0496 | 0 |  |  | 9037730.9046 | 0 | 25 | 4528977.3064 | 10988586.5824 | 3619.7592 |  |  | 6497611.4082 | 34382.373
581 | 3564128.698 | 10508714.4731 | 0 |  |  | 6944585.7751 | 0 | 25 | 4528977.3064 | 10988586.5824 | 3619.7592 |  |  | 6497611.4082 | 34382.373
582 | 4255459.982 | 7716731.2921 | 0 |  |  | 3461271.3101 | 0 | 25 | 4528977.3064 | 10988586.5824 | 3619.7592 |  |  | 6497611.4082 | 34382.373
583 | 5041709.207 | 6281962.1574 | 0 |  |  | 1240252.9504 | 0 | 25 | 4528977.3064 | 10988586.5824 | 3619.7592 |  |  | 6497611.4082 | 34382.373
584 | 5267297.238 | 5894186.7155 | 556.173 |  |  | 627445.6505 | 0 | 25 | 4528977.3064 | 10988586.5824 | 3619.7592 |  |  | 6497611.4082 | 34382.373
585 | 5250413.476 | 5273746.0086 | 6785.3105 |  |  | 30117.8431 | 0 | 25 | 4528977.3064 | 10988586.5824 | 3619.7592 |  |  | 6497611.4082 | 34382.373
586 | 5338055.045 | 4498195.125 | 14682.967 |  |  | 0 | 825176.953 | 25 | 4528977.3064 | 10988586.5824 | 3619.7592 |  |  | 6497611.4082 | 34382.373
587 | 5298554.416 | 6592182.5108 | 20578.4007 |  |  | 1314206.4955 | 0 | 25 | 4528977.3064 | 10988586.5824 | 3619.7592 |  |  | 6497611.4082 | 34382.373
588 | 5190605.859 | 12486369.2264 | 19354.8201 |  |  | 7315118.1875 | 0 | 25 | 4528977.3064 | 10988586.5824 | 3619.7592 |  |  | 6497611.4082 | 34382.373
589 | 5191682.948 | 13339475.1983 | 14126.794 |  |  | 8161919.0443 | 0 | 25 | 4528977.3064 | 10988586.5824 | 3619.7592 |  |  | 6497611.4082 | 34382.373
590 | 5119458.106 | 13339475.1983 | 7897.6565 |  |  | 8227914.7488 | 0 | 25 | 4528977.3064 | 10988586.5824 | 3619.7592 |  |  | 6497611.4082 | 34382.373
591 | 5018256.263 | 13339475.1983 | 2892.0996 |  |  | 8324111.0349 | 0 | 25 | 4528977.3064 | 10988586.5824 | 3619.7592 |  |  | 6497611.4082 | 34382.373
592 | 5171775.936 | 13339475.1983 | 0 |  |  | 8167699.2623 | 0 | 25 | 4528977.3064 | 10988586.5824 | 3619.7592 |  |  | 6497611.4082 | 34382.373
593 | 5620239.502 | 13339475.1983 | 0 |  |  | 7719235.6963 | 0 | 25 | 4528977.3064 | 10988586.5824 | 3619.7592 |  |  | 6497611.4082 | 34382.373
594 | 5408509.584 | 13339475.1983 | 0 |  |  | 7930965.6143 | 0 | 25 | 4528977.3064 | 10988586.5824 | 3619.7592 |  |  | 6497611.4082 | 34382.373
595 | 5039531.988 | 13339475.1983 | 0 |  |  | 8299943.2103 | 0 | 25 | 4528977.3064 | 10988586.5824 | 3619.7592 |  |  | 6497611.4082 | 34382.373
596 | 4676593.316 | 13339475.1983 | 0 |  |  | 8662881.8823 | 0 | 25 | 4528977.3064 | 10988586.5824 | 3619.7592 |  |  | 6497611.4082 | 34382.373
597 | 4338906.864 | 11982261.152 | 0 |  |  | 7643354.288 | 0 | 25 | 4528977.3064 | 10988586.5824 | 3619.7592 |  |  | 6497611.4082 | 34382.373
598 | 3976833.592 | 10314826.7522 | 0 |  |  | 6337993.1602 | 0 | 25 | 4528977.3064 | 10988586.5824 | 3619.7592 |  |  | 6497611.4082 | 34382.373
599 | 3627587.693 | 11284265.3567 | 0 |  |  | 7656677.6637 | 0 | 25 | 4528977.3064 | 10988586.5824 | 3619.7592 |  |  | 6497611.4082 | 34382.373
600 | 3431469.545 | 11827150.9753 | 0 |  |  | 8395681.4303 | 0 | 25 | 4528977.3064 | 10988586.5824 | 3619.7592 |  |  | 6497611.4082 | 34382.373
601 | 3322634.594 | 11323042.9009 | 0 |  |  | 8000408.3069 | 0 | 26 | 4566917.0694 | 8550448.492 | 14112.8897 |  |  | 5069274.6962 | 1071630.384
602 | 3292441.818 | 9616830.9569 | 0 |  |  | 6324389.1389 | 0 | 26 | 4566917.0694 | 8550448.492 | 14112.8897 |  |  | 5069274.6962 | 1071630.384
603 | 3326440.751 | 8259616.9106 | 0 |  |  | 4933176.1596 | 0 | 26 | 4566917.0694 | 8550448.492 | 14112.8897 |  |  | 5069274.6962 | 1071630.384
604 | 3410358.369 | 7406510.9386 | 0 |  |  | 3996152.5696 | 0 | 26 | 4566917.0694 | 8550448.492 | 14112.8897 |  |  | 5069274.6962 | 1071630.384
605 | 3658000.207 | 5894186.7155 | 0 |  |  | 2236186.5085 | 0 | 26 | 4566917.0694 | 8550448.492 | 14112.8897 |  |  | 5069274.6962 | 1071630.384
606 | 4340903.281 | 4304307.4041 | 0 |  |  | 0 | 36595.8769 | 26 | 4566917.0694 | 8550448.492 | 14112.8897 |  |  | 5069274.6962 | 1071630.384
607 | 5133563.063 | 2791983.181 | 0 |  |  | 0 | 2341579.882 | 26 | 4566917.0694 | 8550448.492 | 14112.8897 |  |  | 5069274.6962 | 1071630.384
608 | 5345980.22 | 1473546.6789 | 5339.2607 |  |  | 0 | 3867094.2804 | 26 | 4566917.0694 | 8550448.492 | 14112.8897 |  |  | 5069274.6962 | 1071630.384
609 | 5336544.286 | 387775.4418 | 40044.4554 |  |  | 0 | 4908724.3888 | 26 | 4566917.0694 | 8550448.492 | 14112.8897 |  |  | 5069274.6962 | 1071630.384
610 | 5390586.459 | 0 | 61512.7328 |  |  | 0 | 5329073.7262 | 26 | 4566917.0694 | 8550448.492 | 14112.8897 |  |  | 5069274.6962 | 1071630.384
611 | 5322300.446 | 0 | 71190.1429 |  |  | 0 | 5251110.3031 | 26 | 4566917.0694 | 8550448.492 | 14112.8897 |  |  | 5069274.6962 | 1071630.384
612 | 5173793.138 | 1124548.7813 | 64293.5978 |  |  | 0 | 3984950.759 | 26 | 4566917.0694 | 8550448.492 | 14112.8897 |  |  | 5069274.6962 | 1071630.384
613 | 5151490.956 | 5894186.7155 | 54949.8915 |  |  | 797645.6511 | 0 | 26 | 4566917.0694 | 8550448.492 | 14112.8897 |  |  | 5069274.6962 | 1071630.384
614 | 5081084.613 | 13339475.1983 | 32702.9719 |  |  | 8291093.5572 | 0 | 26 | 4566917.0694 | 8550448.492 | 14112.8897 |  |  | 5069274.6962 | 1071630.384
615 | 4964992.335 | 13339475.1983 | 8676.2987 |  |  | 8383159.162 | 0 | 26 | 4566917.0694 | 8550448.492 | 14112.8897 |  |  | 5069274.6962 | 1071630.384
616 | 5078537.646 | 13339475.1983 | 0 |  |  | 8260937.5523 | 0 | 26 | 4566917.0694 | 8550448.492 | 14112.8897 |  |  | 5069274.6962 | 1071630.384
617 | 5587263.238 | 13339475.1983 | 0 |  |  | 7752211.9603 | 0 | 26 | 4566917.0694 | 8550448.492 | 14112.8897 |  |  | 5069274.6962 | 1071630.384
618 | 5381994.032 | 13339475.1983 | 0 |  |  | 7957481.1663 | 0 | 26 | 4566917.0694 | 8550448.492 | 14112.8897 |  |  | 5069274.6962 | 1071630.384
619 | 5054019.259 | 13339475.1983 | 0 |  |  | 8285455.9393 | 0 | 26 | 4566917.0694 | 8550448.492 | 14112.8897 |  |  | 5069274.6962 | 1071630.384
620 | 4710075.323 | 13339475.1983 | 0 |  |  | 8629399.8753 | 0 | 26 | 4566917.0694 | 8550448.492 | 14112.8897 |  |  | 5069274.6962 | 1071630.384
621 | 4399263.464 | 13339475.1983 | 0 |  |  | 8940211.7343 | 0 | 26 | 4566917.0694 | 8550448.492 | 14112.8897 |  |  | 5069274.6962 | 1071630.384
622 | 4018097.176 | 13339475.1983 | 0 |  |  | 9321378.0223 | 0 | 26 | 4566917.0694 | 8550448.492 | 14112.8897 |  |  | 5069274.6962 | 1071630.384
623 | 3669249.897 | 13339475.1983 | 0 |  |  | 9670225.3013 | 0 | 26 | 4566917.0694 | 8550448.492 | 14112.8897 |  |  | 5069274.6962 | 1071630.384
624 | 3456395.095 | 13339475.1983 | 0 |  |  | 9883080.1033 | 0 | 26 | 4566917.0694 | 8550448.492 | 14112.8897 |  |  | 5069274.6962 | 1071630.384
625 | 3349440.975 | 13339475.1983 | 0 |  |  | 9990034.2233 | 0 | 27 | 4354554.1942 | 13337859.4673 | 2136.6312 |  |  | 8985441.9044 | 0
626 | 3296894.782 | 13300697.6542 | 0 |  |  | 10003802.8722 | 0 | 27 | 4354554.1942 | 13337859.4673 | 2136.6312 |  |  | 8985441.9044 | 0
627 | 3308150.288 | 13339475.1983 | 0 |  |  | 10031324.9103 | 0 | 27 | 4354554.1942 | 13337859.4673 | 2136.6312 |  |  | 8985441.9044 | 0
628 | 3399377.571 | 13339475.1983 | 0 |  |  | 9940097.6273 | 0 | 27 | 4354554.1942 | 13337859.4673 | 2136.6312 |  |  | 8985441.9044 | 0
629 | 3673001.805 | 13339475.1983 | 0 |  |  | 9666473.3933 | 0 | 27 | 4354554.1942 | 13337859.4673 | 2136.6312 |  |  | 8985441.9044 | 0
630 | 4351835.032 | 13339475.1983 | 0 |  |  | 8987640.1663 | 0 | 27 | 4354554.1942 | 13337859.4673 | 2136.6312 |  |  | 8985441.9044 | 0
631 | 5104466.013 | 13339475.1983 | 0 |  |  | 8235009.1853 | 0 | 27 | 4354554.1942 | 13337859.4673 | 2136.6312 |  |  | 8985441.9044 | 0
632 | 5252645.466 | 13339475.1983 | 0 |  |  | 8086829.7323 | 0 | 27 | 4354554.1942 | 13337859.4673 | 2136.6312 |  |  | 8985441.9044 | 0
633 | 5204278.184 | 13339475.1983 | 1890.9882 |  |  | 8137088.0025 | 0 | 27 | 4354554.1942 | 13337859.4673 | 2136.6312 |  |  | 8985441.9044 | 0
634 | 5196385.856 | 13339475.1983 | 5228.0261 |  |  | 8148317.3685 | 0 | 27 | 4354554.1942 | 13337859.4673 | 2136.6312 |  |  | 8985441.9044 | 0
635 | 5068017.684 | 13339475.1983 | 9454.9409 |  |  | 8280912.4552 | 0 | 27 | 4354554.1942 | 13337859.4673 | 2136.6312 |  |  | 8985441.9044 | 0
636 | 4847629.285 | 13339475.1983 | 12680.7442 |  |  | 8504526.6575 | 0 | 27 | 4354554.1942 | 13337859.4673 | 2136.6312 |  |  | 8985441.9044 | 0
637 | 4655712.772 | 13339475.1983 | 12235.8058 |  |  | 8695998.2322 | 0 | 27 | 4354554.1942 | 13337859.4673 | 2136.6312 |  |  | 8985441.9044 | 0
638 | 4508650.819 | 13339475.1983 | 7675.1873 |  |  | 8838499.5666 | 0 | 27 | 4354554.1942 | 13337859.4673 | 2136.6312 |  |  | 8985441.9044 | 0
639 | 4446664.212 | 13339475.1983 | 2113.4574 |  |  | 8894924.4437 | 0 | 27 | 4354554.1942 | 13337859.4673 | 2136.6312 |  |  | 8985441.9044 | 0
640 | 4645214.903 | 13339475.1983 | 0 |  |  | 8694260.2953 | 0 | 27 | 4354554.1942 | 13337859.4673 | 2136.6312 |  |  | 8985441.9044 | 0
641 | 5200216.033 | 13339475.1983 | 0 |  |  | 8139259.1653 | 0 | 27 | 4354554.1942 | 13337859.4673 | 2136.6312 |  |  | 8985441.9044 | 0
642 | 5089447.334 | 13339475.1983 | 0 |  |  | 8250027.8643 | 0 | 27 | 4354554.1942 | 13337859.4673 | 2136.6312 |  |  | 8985441.9044 | 0
643 | 4716106.494 | 13339475.1983 | 0 |  |  | 8623368.7043 | 0 | 27 | 4354554.1942 | 13337859.4673 | 2136.6312 |  |  | 8985441.9044 | 0
644 | 4358146.286 | 13339475.1983 | 0 |  |  | 8981328.9123 | 0 | 27 | 4354554.1942 | 13337859.4673 | 2136.6312 |  |  | 8985441.9044 | 0
645 | 4103422.092 | 13339475.1983 | 0 |  |  | 9236053.1063 | 0 | 27 | 4354554.1942 | 13337859.4673 | 2136.6312 |  |  | 8985441.9044 | 0
646 | 3824271.211 | 13339475.1983 | 0 |  |  | 9515203.9873 | 0 | 27 | 4354554.1942 | 13337859.4673 | 2136.6312 |  |  | 8985441.9044 | 0
647 | 3558060.777 | 13339475.1983 | 0 |  |  | 9781414.4213 | 0 | 27 | 4354554.1942 | 13337859.4673 | 2136.6312 |  |  | 8985441.9044 | 0
648 | 3351264.786 | 13339475.1983 | 0 |  |  | 9988210.4123 | 0 | 27 | 4354554.1942 | 13337859.4673 | 2136.6312 |  |  | 8985441.9044 | 0
649 | 3216315.476 | 13339475.1983 | 0 |  |  | 10123159.7223 | 0 | 28 | 3844008.8897 | 13339475.1983 | 5390.2432 |  |  | 9500856.5518 | 0
650 | 3142891.558 | 13339475.1983 | 0 |  |  | 10196583.6403 | 0 | 28 | 3844008.8897 | 13339475.1983 | 5390.2432 |  |  | 9500856.5518 | 0
651 | 3135848.039 | 13339475.1983 | 0 |  |  | 10203627.1593 | 0 | 28 | 3844008.8897 | 13339475.1983 | 5390.2432 |  |  | 9500856.5518 | 0
652 | 3157302.881 | 13339475.1983 | 0 |  |  | 10182172.3173 | 0 | 28 | 3844008.8897 | 13339475.1983 | 5390.2432 |  |  | 9500856.5518 | 0
653 | 3251330.06 | 13339475.1983 | 0 |  |  | 10088145.1383 | 0 | 28 | 3844008.8897 | 13339475.1983 | 5390.2432 |  |  | 9500856.5518 | 0
654 | 3446428.735 | 13339475.1983 | 0 |  |  | 9893046.4633 | 0 | 28 | 3844008.8897 | 13339475.1983 | 5390.2432 |  |  | 9500856.5518 | 0
655 | 3791181.545 | 13339475.1983 | 0 |  |  | 9548293.6533 | 0 | 28 | 3844008.8897 | 13339475.1983 | 5390.2432 |  |  | 9500856.5518 | 0
656 | 4061925.572 | 13339475.1983 | 556.173 |  |  | 9278105.7993 | 0 | 28 | 3844008.8897 | 13339475.1983 | 5390.2432 |  |  | 9500856.5518 | 0
657 | 4263571.217 | 13339475.1983 | 6785.3105 |  |  | 9082689.2918 | 0 | 28 | 3844008.8897 | 13339475.1983 | 5390.2432 |  |  | 9500856.5518 | 0
658 | 4296524.291 | 13339475.1983 | 15127.9054 |  |  | 9058078.8127 | 0 | 28 | 3844008.8897 | 13339475.1983 | 5390.2432 |  |  | 9500856.5518 | 0
659 | 4208616.66 | 13339475.1983 | 26696.3036 |  |  | 9157554.8419 | 0 | 28 | 3844008.8897 | 13339475.1983 | 5390.2432 |  |  | 9500856.5518 | 0
660 | 4092555.474 | 13339475.1983 | 30589.5145 |  |  | 9277509.2389 | 0 | 28 | 3844008.8897 | 13339475.1983 | 5390.2432 |  |  | 9500856.5518 | 0
661 | 3983481.939 | 13339475.1983 | 26918.7728 |  |  | 9382912.0321 | 0 | 28 | 3844008.8897 | 13339475.1983 | 5390.2432 |  |  | 9500856.5518 | 0
662 | 3918611.838 | 13339475.1983 | 17018.8935 |  |  | 9437882.2539 | 0 | 28 | 3844008.8897 | 13339475.1983 | 5390.2432 |  |  | 9500856.5518 | 0
663 | 3927467.467 | 13339475.1983 | 5672.9645 |  |  | 9417680.6959 | 0 | 28 | 3844008.8897 | 13339475.1983 | 5390.2432 |  |  | 9500856.5518 | 0
664 | 4172969.849 | 13339475.1983 | 0 |  |  | 9166505.3493 | 0 | 28 | 3844008.8897 | 13339475.1983 | 5390.2432 |  |  | 9500856.5518 | 0
665 | 4796204.714 | 13339475.1983 | 0 |  |  | 8543270.4843 | 0 | 28 | 3844008.8897 | 13339475.1983 | 5390.2432 |  |  | 9500856.5518 | 0
666 | 4734594.189 | 13339475.1983 | 0 |  |  | 8604881.0093 | 0 | 28 | 3844008.8897 | 13339475.1983 | 5390.2432 |  |  | 9500856.5518 | 0
667 | 4377406.041 | 13339475.1983 | 0 |  |  | 8962069.1573 | 0 | 28 | 3844008.8897 | 13339475.1983 | 5390.2432 |  |  | 9500856.5518 | 0
668 | 4101959.019 | 13339475.1983 | 0 |  |  | 9237516.1793 | 0 | 28 | 3844008.8897 | 13339475.1983 | 5390.2432 |  |  | 9500856.5518 | 0
669 | 3879465.664 | 13339475.1983 | 0 |  |  | 9460009.5343 | 0 | 28 | 3844008.8897 | 13339475.1983 | 5390.2432 |  |  | 9500856.5518 | 0
670 | 3648642.665 | 13339475.1983 | 0 |  |  | 9690832.5333 | 0 | 28 | 3844008.8897 | 13339475.1983 | 5390.2432 |  |  | 9500856.5518 | 0
671 | 3424091.529 | 13339475.1983 | 0 |  |  | 9915383.6693 | 0 | 28 | 3844008.8897 | 13339475.1983 | 5390.2432 |  |  | 9500856.5518 | 0
672 | 3226826.932 | 13339475.1983 | 0 |  |  | 10112648.2663 | 0 | 28 | 3844008.8897 | 13339475.1983 | 5390.2432 |  |  | 9500856.5518 | 0
673 | 3094138.493 | 13339475.1983 | 0 |  |  | 10245336.7053 | 0 | 29 | 3820349.6655 | 10848575.6574 | 1381.1629 |  |  | 7029607.1548 | 0
674 | 3033176.47 | 13280982.7433 | 0 |  |  | 10247806.2733 | 0 | 29 | 3820349.6655 | 10848575.6574 | 1381.1629 |  |  | 7029607.1548 | 0
675 | 3011088.014 | 13258894.2873 | 0 |  |  | 10247806.2733 | 0 | 29 | 3820349.6655 | 10848575.6574 | 1381.1629 |  |  | 7029607.1548 | 0
676 | 3050238.714 | 13298044.9873 | 0 |  |  | 10247806.2733 | 0 | 29 | 3820349.6655 | 10848575.6574 | 1381.1629 |  |  | 7029607.1548 | 0
677 | 3111115.291 | 13339475.1983 | 0 |  |  | 10228359.9073 | 0 | 29 | 3820349.6655 | 10848575.6574 | 1381.1629 |  |  | 7029607.1548 | 0
678 | 3273279.065 | 13339475.1983 | 0 |  |  | 10066196.1333 | 0 | 29 | 3820349.6655 | 10848575.6574 | 1381.1629 |  |  | 7029607.1548 | 0
679 | 3545154.011 | 13339475.1983 | 0 |  |  | 9794321.1873 | 0 | 29 | 3820349.6655 | 10848575.6574 | 1381.1629 |  |  | 7029607.1548 | 0
680 | 3852203.925 | 13339475.1983 | 111.2346 |  |  | 9487382.5079 | 0 | 29 | 3820349.6655 | 10848575.6574 | 1381.1629 |  |  | 7029607.1548 | 0
681 | 4085364.292 | 13339475.1983 | 2447.1612 |  |  | 9256558.0675 | 0 | 29 | 3820349.6655 | 10848575.6574 | 1381.1629 |  |  | 7029607.1548 | 0
682 | 4208856.486 | 13339475.1983 | 4894.3223 |  |  | 9135513.0347 | 0 | 29 | 3820349.6655 | 10848575.6574 | 1381.1629 |  |  | 7029607.1548 | 0
683 | 4250952.383 | 13339475.1983 | 7230.2489 |  |  | 9095753.0642 | 0 | 29 | 3820349.6655 | 10848575.6574 | 1381.1629 |  |  | 7029607.1548 | 0
684 | 4197951.724 | 13145587.4774 | 6896.5451 |  |  | 8954532.2985 | 0 | 29 | 3820349.6655 | 10848575.6574 | 1381.1629 |  |  | 7029607.1548 | 0
685 | 4175461.774 | 10935267.4591 | 5784.1991 |  |  | 6765589.8842 | 0 | 29 | 3820349.6655 | 10848575.6574 | 1381.1629 |  |  | 7029607.1548 | 0
686 | 4143876.119 | 10314826.7522 | 4004.4455 |  |  | 6174955.0787 | 0 | 29 | 3820349.6655 | 10848575.6574 | 1381.1629 |  |  | 7029607.1548 | 0
687 | 4154529.511 | 10586269.5615 | 1779.7536 |  |  | 6433519.8041 | 0 | 29 | 3820349.6655 | 10848575.6574 | 1381.1629 |  |  | 7029607.1548 | 0
688 | 4341448.102 | 10431159.3848 | 0 |  |  | 6089711.2828 | 0 | 29 | 3820349.6655 | 10848575.6574 | 1381.1629 |  |  | 7029607.1548 | 0
689 | 4847716.675 | 8026951.6455 | 0 |  |  | 3179234.9705 | 0 | 29 | 3820349.6655 | 10848575.6574 | 1381.1629 |  |  | 7029607.1548 | 0
690 | 4755411.37 | 7212623.2177 | 0 |  |  | 2457211.8477 | 0 | 29 | 3820349.6655 | 10848575.6574 | 1381.1629 |  |  | 7029607.1548 | 0
691 | 4453795.546 | 7910619.013 | 0 |  |  | 3456823.467 | 0 | 29 | 3820349.6655 | 10848575.6574 | 1381.1629 |  |  | 7029607.1548 | 0
692 | 4147348.341 | 7949396.5572 | 0 |  |  | 3802048.2162 | 0 | 29 | 3820349.6655 | 10848575.6574 | 1381.1629 |  |  | 7029607.1548 | 0
693 | 3878372.024 | 7328955.8503 | 0 |  |  | 3450583.8263 | 0 | 29 | 3820349.6655 | 10848575.6574 | 1381.1629 |  |  | 7029607.1548 | 0
694 | 3580190.551 | 6630960.055 | 0 |  |  | 3050769.504 | 0 | 29 | 3820349.6655 | 10848575.6574 | 1381.1629 |  |  | 7029607.1548 | 0
695 | 3315653.076 | 6592182.5108 | 0 |  |  | 3276529.4348 | 0 | 29 | 3820349.6655 | 10848575.6574 | 1381.1629 |  |  | 7029607.1548 | 0
696 | 3181070.016 | 6747292.6875 | 0 |  |  | 3566222.6715 | 0 | 29 | 3820349.6655 | 10848575.6574 | 1381.1629 |  |  | 7029607.1548 | 0
697 | 3096412.425 | 6863625.3201 | 0 |  |  | 3767212.8951 | 0 | 30 | 4449550.3302 | 11321427.1699 | 2182.979 |  |  | 6874059.8187 | 0
698 | 3067685.481 | 6708515.1434 | 0 |  |  | 3640829.6624 | 0 | 30 | 4449550.3302 | 11321427.1699 | 2182.979 |  |  | 6874059.8187 | 0
699 | 3064148.176 | 6708515.1434 | 0 |  |  | 3644366.9674 | 0 | 30 | 4449550.3302 | 11321427.1699 | 2182.979 |  |  | 6874059.8187 | 0
700 | 3155559.299 | 7833063.9246 | 0 |  |  | 4677504.6256 | 0 | 30 | 4449550.3302 | 11321427.1699 | 2182.979 |  |  | 6874059.8187 | 0
701 | 3431241.663 | 9461720.7802 | 0 |  |  | 6030479.1172 | 0 | 30 | 4449550.3302 | 11321427.1699 | 2182.979 |  |  | 6874059.8187 | 0
702 | 4164668.358 | 10508714.4731 | 0 |  |  | 6344046.1151 | 0 | 30 | 4449550.3302 | 11321427.1699 | 2182.979 |  |  | 6874059.8187 | 0
703 | 4949280.443 | 10625047.1057 | 0 |  |  | 5675766.6627 | 0 | 30 | 4449550.3302 | 11321427.1699 | 2182.979 |  |  | 6874059.8187 | 0
704 | 5167323.478 | 11323042.9009 | 111.2346 |  |  | 6155830.6575 | 0 | 30 | 4449550.3302 | 11321427.1699 | 2182.979 |  |  | 6874059.8187 | 0
705 | 5160774.414 | 9694386.0453 | 2447.1612 |  |  | 4536058.7925 | 0 | 30 | 4449550.3302 | 11321427.1699 | 2182.979 |  |  | 6874059.8187 | 0
706 | 5231190.646 | 9112722.8826 | 5672.9645 |  |  | 3887205.2011 | 0 | 30 | 4449550.3302 | 11321427.1699 | 2182.979 |  |  | 6874059.8187 | 0
707 | 5195424.412 | 11516930.6218 | 8342.5949 |  |  | 6329848.8047 | 0 | 30 | 4449550.3302 | 11321427.1699 | 2182.979 |  |  | 6874059.8187 | 0
708 | 5125703.683 | 13068032.3891 | 11123.4598 |  |  | 7953452.1659 | 0 | 30 | 4449550.3302 | 11321427.1699 | 2182.979 |  |  | 6874059.8187 | 0
709 | 5081380.538 | 13339475.1983 | 11679.6328 |  |  | 8269774.2932 | 0 | 30 | 4449550.3302 | 11321427.1699 | 2182.979 |  |  | 6874059.8187 | 0
710 | 5027610.092 | 13339475.1983 | 9121.2371 |  |  | 8320986.3434 | 0 | 30 | 4449550.3302 | 11321427.1699 | 2182.979 |  |  | 6874059.8187 | 0
711 | 4924780.67 | 13339475.1983 | 3893.2109 |  |  | 8418587.7393 | 0 | 30 | 4449550.3302 | 11321427.1699 | 2182.979 |  |  | 6874059.8187 | 0
712 | 5015286.657 | 13339475.1983 | 0 |  |  | 8324188.5413 | 0 | 30 | 4449550.3302 | 11321427.1699 | 2182.979 |  |  | 6874059.8187 | 0
713 | 5463664.823 | 13339475.1983 | 0 |  |  | 7875810.3753 | 0 | 30 | 4449550.3302 | 11321427.1699 | 2182.979 |  |  | 6874059.8187 | 0
714 | 5323965.835 | 13339475.1983 | 0 |  |  | 8015509.3633 | 0 | 30 | 4449550.3302 | 11321427.1699 | 2182.979 |  |  | 6874059.8187 | 0
715 | 5029493.271 | 13339475.1983 | 0 |  |  | 8309981.9273 | 0 | 30 | 4449550.3302 | 11321427.1699 | 2182.979 |  |  | 6874059.8187 | 0
716 | 4672775.444 | 13339475.1983 | 0 |  |  | 8666699.7543 | 0 | 30 | 4449550.3302 | 11321427.1699 | 2182.979 |  |  | 6874059.8187 | 0
717 | 4367044.474 | 12757812.0356 | 0 |  |  | 8390767.5616 | 0 | 30 | 4449550.3302 | 11321427.1699 | 2182.979 |  |  | 6874059.8187 | 0
718 | 4006574.536 | 12874144.6682 | 0 |  |  | 8867570.1322 | 0 | 30 | 4449550.3302 | 11321427.1699 | 2182.979 |  |  | 6874059.8187 | 0
719 | 3690333.914 | 12757812.0356 | 0 |  |  | 9067478.1216 | 0 | 30 | 4449550.3302 | 11321427.1699 | 2182.979 |  |  | 6874059.8187 | 0
720 | 3376885.192 | 13184365.0216 | 0 |  |  | 9807479.8296 | 0 | 30 | 4449550.3302 | 11321427.1699 | 2182.979 |  |  | 6874059.8187 | 0
721 | 3233063.022 | 13339475.1983 | 0 |  |  | 10106412.1763 | 0 | 31 | 4493811.8117 | 7773281.8773 | 2257.1354 |  |  | 4202077.675 | 920350.474
722 | 3185587.308 | 13339475.1983 | 0 |  |  | 10153887.8903 | 0 | 31 | 4493811.8117 | 7773281.8773 | 2257.1354 |  |  | 4202077.675 | 920350.474
723 | 3195502.848 | 13339475.1983 | 0 |  |  | 10143972.3503 | 0 | 31 | 4493811.8117 | 7773281.8773 | 2257.1354 |  |  | 4202077.675 | 920350.474
724 | 3286480.918 | 13339475.1983 | 0 |  |  | 10052994.2803 | 0 | 31 | 4493811.8117 | 7773281.8773 | 2257.1354 |  |  | 4202077.675 | 920350.474
725 | 3590725.341 | 13339475.1983 | 0 |  |  | 9748749.8573 | 0 | 31 | 4493811.8117 | 7773281.8773 | 2257.1354 |  |  | 4202077.675 | 920350.474
726 | 4284719.736 | 11516930.6218 | 0 |  |  | 7232210.8858 | 0 | 31 | 4493811.8117 | 7773281.8773 | 2257.1354 |  |  | 4202077.675 | 920350.474
727 | 5031103.381 | 8104506.7339 | 0 |  |  | 3073403.3529 | 0 | 31 | 4493811.8117 | 7773281.8773 | 2257.1354 |  |  | 4202077.675 | 920350.474
728 | 5227991.662 | 5739076.5388 | 333.7038 |  |  | 511418.5806 | 0 | 31 | 4493811.8117 | 7773281.8773 | 2257.1354 |  |  | 4202077.675 | 920350.474
729 | 5221330.819 | 3877754.4181 | 2335.9266 |  |  | 0 | 1341240.4743 | 31 | 4493811.8117 | 7773281.8773 | 2257.1354 |  |  | 4202077.675 | 920350.474
730 | 5298393.188 | 2714428.0927 | 4226.9147 |  |  | 0 | 2579738.1806 | 31 | 4493811.8117 | 7773281.8773 | 2257.1354 |  |  | 4202077.675 | 920350.474
731 | 5241388.984 | 2481762.8276 | 7230.2489 |  |  | 0 | 2752395.9075 | 31 | 4493811.8117 | 7773281.8773 | 2257.1354 |  |  | 4202077.675 | 920350.474
732 | 5136716.728 | 2520540.3718 | 11123.4598 |  |  | 0 | 2605052.8964 | 31 | 4493811.8117 | 7773281.8773 | 2257.1354 |  |  | 4202077.675 | 920350.474
733 | 5133018.663 | 2404207.7392 | 13793.0902 |  |  | 0 | 2715017.8336 | 31 | 4493811.8117 | 7773281.8773 | 2257.1354 |  |  | 4202077.675 | 920350.474
734 | 5046234.759 | 2016432.2974 | 10233.583 |  |  | 0 | 3019568.8785 | 31 | 4493811.8117 | 7773281.8773 | 2257.1354 |  |  | 4202077.675 | 920350.474
735 | 4940782.366 | 2132764.93 | 4894.3223 |  |  | 0 | 2803123.1137 | 31 | 4493811.8117 | 7773281.8773 | 2257.1354 |  |  | 4202077.675 | 920350.474
736 | 5061230.494 | 2830760.7252 | 0 |  |  | 0 | 2230469.7688 | 31 | 4493811.8117 | 7773281.8773 | 2257.1354 |  |  | 4202077.675 | 920350.474
737 | 5531783.3 | 3489978.9763 | 0 |  |  | 0 | 2041804.3237 | 31 | 4493811.8117 | 7773281.8773 | 2257.1354 |  |  | 4202077.675 | 920350.474
738 | 5338284.245 | 6010519.3481 | 0 |  |  | 672235.1031 | 0 | 31 | 4493811.8117 | 7773281.8773 | 2257.1354 |  |  | 4202077.675 | 920350.474
739 | 5006518.02 | 8724947.4408 | 0 |  |  | 3718429.4208 | 0 | 31 | 4493811.8117 | 7773281.8773 | 2257.1354 |  |  | 4202077.675 | 920350.474
740 | 4656256.961 | 10082161.4871 | 0 |  |  | 5425904.5261 | 0 | 31 | 4493811.8117 | 7773281.8773 | 2257.1354 |  |  | 4202077.675 | 920350.474
741 | 4323191.023 | 10896489.9149 | 0 |  |  | 6573298.8919 | 0 | 31 | 4493811.8117 | 7773281.8773 | 2257.1354 |  |  | 4202077.675 | 920350.474
742 | 3939655.49 | 11400597.9893 | 0 |  |  | 7460942.4993 | 0 | 31 | 4493811.8117 | 7773281.8773 | 2257.1354 |  |  | 4202077.675 | 920350.474
743 | 3577248.943 | 11594485.7102 | 0 |  |  | 8017236.7672 | 0 | 31 | 4493811.8117 | 7773281.8773 | 2257.1354 |  |  | 4202077.675 | 920350.474
744 | 3364275.283 | 11323042.9009 | 0 |  |  | 7958767.6179 | 0 | 31 | 4493811.8117 | 7773281.8773 | 2257.1354 |  |  | 4202077.675 | 920350.474
745 | 3238916.538 | 12214926.4171 | 0 |  |  | 8976009.8791 | 0 | 32 | 4540422.4797 | 13292618.9991 | 940.8593 |  |  | 8753137.3787 | 0
746 | 3193532.998 | 13339475.1983 | 0 |  |  | 10145942.2003 | 0 | 32 | 4540422.4797 | 13292618.9991 | 940.8593 |  |  | 8753137.3787 | 0
747 | 3214197.424 | 13339475.1983 | 0 |  |  | 10125277.7743 | 0 | 32 | 4540422.4797 | 13292618.9991 | 940.8593 |  |  | 8753137.3787 | 0
748 | 3293798.768 | 13339475.1983 | 0 |  |  | 10045676.4303 | 0 | 32 | 4540422.4797 | 13292618.9991 | 940.8593 |  |  | 8753137.3787 | 0
749 | 3596293.794 | 13339475.1983 | 0 |  |  | 9743181.4043 | 0 | 32 | 4540422.4797 | 13292618.9991 | 940.8593 |  |  | 8753137.3787 | 0
750 | 4275586.015 | 13339475.1983 | 0 |  |  | 9063889.1833 | 0 | 32 | 4540422.4797 | 13292618.9991 | 940.8593 |  |  | 8753137.3787 | 0
751 | 5041406.667 | 13339475.1983 | 0 |  |  | 8298068.5313 | 0 | 32 | 4540422.4797 | 13292618.9991 | 940.8593 |  |  | 8753137.3787 | 0
752 | 5239154.617 | 13339475.1983 | 111.2346 |  |  | 8100431.8159 | 0 | 32 | 4540422.4797 | 13292618.9991 | 940.8593 |  |  | 8753137.3787 | 0
753 | 5244885.507 | 13339475.1983 | 2335.9266 |  |  | 8096925.6179 | 0 | 32 | 4540422.4797 | 13292618.9991 | 940.8593 |  |  | 8753137.3787 | 0
754 | 5339994.904 | 13339475.1983 | 4449.3839 |  |  | 8003929.6783 | 0 | 32 | 4540422.4797 | 13292618.9991 | 940.8593 |  |  | 8753137.3787 | 0
755 | 5318031.379 | 13339475.1983 | 5784.1991 |  |  | 8027228.0185 | 0 | 32 | 4540422.4797 | 13292618.9991 | 940.8593 |  |  | 8753137.3787 | 0
756 | 5256364.36 | 13339475.1983 | 5672.9645 |  |  | 8088783.8029 | 0 | 32 | 4540422.4797 | 13292618.9991 | 940.8593 |  |  | 8753137.3787 | 0
757 | 5228285.108 | 13339475.1983 | 3003.3342 |  |  | 8114193.4245 | 0 | 32 | 4540422.4797 | 13292618.9991 | 940.8593 |  |  | 8753137.3787 | 0
758 | 5145792.25 | 13339475.1983 | 1112.346 |  |  | 8194795.2943 | 0 | 32 | 4540422.4797 | 13292618.9991 | 940.8593 |  |  | 8753137.3787 | 0
759 | 5016665.405 | 13339475.1983 | 111.2346 |  |  | 8322921.0279 | 0 | 32 | 4540422.4797 | 13292618.9991 | 940.8593 |  |  | 8753137.3787 | 0
760 | 5086543.434 | 13339475.1983 | 0 |  |  | 8252931.7643 | 0 | 32 | 4540422.4797 | 13292618.9991 | 940.8593 |  |  | 8753137.3787 | 0
761 | 5555055.376 | 13339475.1983 | 0 |  |  | 7784419.8223 | 0 | 32 | 4540422.4797 | 13292618.9991 | 940.8593 |  |  | 8753137.3787 | 0
762 | 5358345.275 | 13339475.1983 | 0 |  |  | 7981129.9233 | 0 | 32 | 4540422.4797 | 13292618.9991 | 940.8593 |  |  | 8753137.3787 | 0
763 | 5039997.087 | 13339475.1983 | 0 |  |  | 8299478.1113 | 0 | 32 | 4540422.4797 | 13292618.9991 | 940.8593 |  |  | 8753137.3787 | 0
764 | 4706756.893 | 13339475.1983 | 0 |  |  | 8632718.3053 | 0 | 32 | 4540422.4797 | 13292618.9991 | 940.8593 |  |  | 8753137.3787 | 0
765 | 4390275.486 | 13339475.1983 | 0 |  |  | 8949199.7123 | 0 | 32 | 4540422.4797 | 13292618.9991 | 940.8593 |  |  | 8753137.3787 | 0
766 | 4033584.746 | 13339475.1983 | 0 |  |  | 9305890.4523 | 0 | 32 | 4540422.4797 | 13292618.9991 | 940.8593 |  |  | 8753137.3787 | 0
767 | 3690411.204 | 13339475.1983 | 0 |  |  | 9649063.9943 | 0 | 32 | 4540422.4797 | 13292618.9991 | 940.8593 |  |  | 8753137.3787 | 0
768 | 3466264.278 | 13339475.1983 | 0 |  |  | 9873210.9203 | 0 | 32 | 4540422.4797 | 13292618.9991 | 940.8593 |  |  | 8753137.3787 | 0
769 | 3358244.692 | 12059816.2404 | 0 |  |  | 8701571.5484 | 0 | 33 | 4601359.2058 | 2677266.2795 | 12194.0928 |  |  | 1157380.7353 | 3069279.5688
770 | 3304076.091 | 10276049.208 | 0 |  |  | 6971973.117 | 0 | 33 | 4601359.2058 | 2677266.2795 | 12194.0928 |  |  | 1157380.7353 | 3069279.5688
771 | 3326173.455 | 8143284.2781 | 0 |  |  | 4817110.8231 | 0 | 33 | 4601359.2058 | 2677266.2795 | 12194.0928 |  |  | 1157380.7353 | 3069279.5688
772 | 3419113.795 | 7135068.1293 | 0 |  |  | 3715954.3343 | 0 | 33 | 4601359.2058 | 2677266.2795 | 12194.0928 |  |  | 1157380.7353 | 3069279.5688
773 | 3678252.859 | 6359517.2457 | 0 |  |  | 2681264.3867 | 0 | 33 | 4601359.2058 | 2677266.2795 | 12194.0928 |  |  | 1157380.7353 | 3069279.5688
774 | 4345705.026 | 5234968.4645 | 0 |  |  | 889263.4385 | 0 | 33 | 4601359.2058 | 2677266.2795 | 12194.0928 |  |  | 1157380.7353 | 3069279.5688
775 | 5114513.367 | 4187974.7716 | 0 |  |  | 0 | 926538.5954 | 33 | 4601359.2058 | 2677266.2795 | 12194.0928 |  |  | 1157380.7353 | 3069279.5688
776 | 5308924.844 | 3257313.7112 | 667.4076 |  |  | 0 | 2050943.7252 | 33 | 4601359.2058 | 2677266.2795 | 12194.0928 |  |  | 1157380.7353 | 3069279.5688
777 | 5318062.121 | 1628656.8556 | 7897.6565 |  |  | 0 | 3681507.6089 | 33 | 4601359.2058 | 2677266.2795 | 12194.0928 |  |  | 1157380.7353 | 3069279.5688
778 | 5408859.161 | 736773.3394 | 34816.4292 |  |  | 0 | 4637269.3923 | 33 | 4601359.2058 | 2677266.2795 | 12194.0928 |  |  | 1157380.7353 | 3069279.5688
779 | 5373923.599 | 814328.4278 | 67408.1665 |  |  | 0 | 4492187.0047 | 33 | 4601359.2058 | 2677266.2795 | 12194.0928 |  |  | 1157380.7353 | 3069279.5688
780 | 5257379.627 | 348997.8976 | 67630.6357 |  |  | 0 | 4840751.0936 | 33 | 4601359.2058 | 2677266.2795 | 12194.0928 |  |  | 1157380.7353 | 3069279.5688
781 | 5247558.964 | 77555.0884 | 55617.2991 |  |  | 0 | 5114386.5765 | 33 | 4601359.2058 | 2677266.2795 | 12194.0928 |  |  | 1157380.7353 | 3069279.5688
782 | 5149867.304 | 0 | 39599.517 |  |  | 0 | 5110267.787 | 33 | 4601359.2058 | 2677266.2795 | 12194.0928 |  |  | 1157380.7353 | 3069279.5688
783 | 5021911.025 | 0 | 18020.0049 |  |  | 0 | 5003891.0201 | 33 | 4601359.2058 | 2677266.2795 | 12194.0928 |  |  | 1157380.7353 | 3069279.5688
784 | 5080537.987 | 0 | 1001.1114 |  |  | 0 | 5079536.8756 | 33 | 4601359.2058 | 2677266.2795 | 12194.0928 |  |  | 1157380.7353 | 3069279.5688
785 | 5557429.903 | 0 | 0 |  |  | 0 | 5557429.903 | 33 | 4601359.2058 | 2677266.2795 | 12194.0928 |  |  | 1157380.7353 | 3069279.5688
786 | 5372969.252 | 0 | 0 |  |  | 0 | 5372969.252 | 33 | 4601359.2058 | 2677266.2795 | 12194.0928 |  |  | 1157380.7353 | 3069279.5688
787 | 5042947.12 | 0 | 0 |  |  | 0 | 5042947.12 | 33 | 4601359.2058 | 2677266.2795 | 12194.0928 |  |  | 1157380.7353 | 3069279.5688
788 | 4717115.706 | 0 | 0 |  |  | 0 | 4717115.706 | 33 | 4601359.2058 | 2677266.2795 | 12194.0928 |  |  | 1157380.7353 | 3069279.5688
789 | 4439549.044 | 38777.5442 | 0 |  |  | 0 | 4400771.4998 | 33 | 4601359.2058 | 2677266.2795 | 12194.0928 |  |  | 1157380.7353 | 3069279.5688
790 | 4228753.803 | 310220.3534 | 0 |  |  | 0 | 3918533.4496 | 33 | 4601359.2058 | 2677266.2795 | 12194.0928 |  |  | 1157380.7353 | 3069279.5688
791 | 3772252.429 | 1163326.3254 | 0 |  |  | 0 | 2608926.1036 | 33 | 4601359.2058 | 2677266.2795 | 12194.0928 |  |  | 1157380.7353 | 3069279.5688
792 | 3588499.765 | 2481762.8276 | 0 |  |  | 0 | 1106736.9374 | 33 | 4601359.2058 | 2677266.2795 | 12194.0928 |  |  | 1157380.7353 | 3069279.5688
793 | 3349724.455 | 4459417.5808 | 0 |  |  | 1109693.1258 | 0 | 34 | 4424614.0831 | 11983876.883 | 7536.144 |  |  | 7566798.9439 | 0
794 | 3291235.524 | 7406510.9386 | 0 |  |  | 4115275.4146 | 0 | 34 | 4424614.0831 | 11983876.883 | 7536.144 |  |  | 7566798.9439 | 0
795 | 3284029.959 | 11323042.9009 | 0 |  |  | 8039012.9419 | 0 | 34 | 4424614.0831 | 11983876.883 | 7536.144 |  |  | 7566798.9439 | 0
796 | 3368596.092 | 13339475.1983 | 0 |  |  | 9970879.1063 | 0 | 34 | 4424614.0831 | 11983876.883 | 7536.144 |  |  | 7566798.9439 | 0
797 | 3623501.501 | 13339475.1983 | 0 |  |  | 9715973.6973 | 0 | 34 | 4424614.0831 | 11983876.883 | 7536.144 |  |  | 7566798.9439 | 0
798 | 4303553.29 | 13339475.1983 | 0 |  |  | 9035921.9083 | 0 | 34 | 4424614.0831 | 11983876.883 | 7536.144 |  |  | 7566798.9439 | 0
799 | 5048634.709 | 13339475.1983 | 0 |  |  | 8290840.4893 | 0 | 34 | 4424614.0831 | 11983876.883 | 7536.144 |  |  | 7566798.9439 | 0
800 | 5251549.646 | 13339475.1983 | 1779.7536 |  |  | 8089705.3059 | 0 | 34 | 4424614.0831 | 11983876.883 | 7536.144 |  |  | 7566798.9439 | 0
801 | 5248109.954 | 13339475.1983 | 11123.4598 |  |  | 8102488.7042 | 0 | 34 | 4424614.0831 | 11983876.883 | 7536.144 |  |  | 7566798.9439 | 0
802 | 5341161.111 | 13339475.1983 | 25695.1922 |  |  | 8024009.2795 | 0 | 34 | 4424614.0831 | 11983876.883 | 7536.144 |  |  | 7566798.9439 | 0
803 | 5281663.942 | 13339475.1983 | 38598.4056 |  |  | 8096409.6619 | 0 | 34 | 4424614.0831 | 11983876.883 | 7536.144 |  |  | 7566798.9439 | 0
804 | 5099956.441 | 13339475.1983 | 41379.2705 |  |  | 8280898.0279 | 0 | 34 | 4424614.0831 | 11983876.883 | 7536.144 |  |  | 7566798.9439 | 0
805 | 4993894.681 | 13339475.1983 | 33481.6141 |  |  | 8379062.1314 | 0 | 34 | 4424614.0831 | 11983876.883 | 7536.144 |  |  | 7566798.9439 | 0
806 | 4822981.731 | 13339475.1983 | 21023.3391 |  |  | 8537516.8064 | 0 | 34 | 4424614.0831 | 11983876.883 | 7536.144 |  |  | 7566798.9439 | 0
807 | 4759950.477 | 13339475.1983 | 7452.7181 |  |  | 8586977.4394 | 0 | 34 | 4424614.0831 | 11983876.883 | 7536.144 |  |  | 7566798.9439 | 0
808 | 4893917.65 | 13339475.1983 | 333.7038 |  |  | 8445891.2521 | 0 | 34 | 4424614.0831 | 11983876.883 | 7536.144 |  |  | 7566798.9439 | 0
809 | 5297932.672 | 13339475.1983 | 0 |  |  | 8041542.5263 | 0 | 34 | 4424614.0831 | 11983876.883 | 7536.144 |  |  | 7566798.9439 | 0
810 | 5162494.375 | 12990477.3007 | 0 |  |  | 7827982.9257 | 0 | 34 | 4424614.0831 | 11983876.883 | 7536.144 |  |  | 7566798.9439 | 0
811 | 4742499.832 | 11672040.7986 | 0 |  |  | 6929540.9666 | 0 | 34 | 4424614.0831 | 11983876.883 | 7536.144 |  |  | 7566798.9439 | 0
812 | 4338489.241 | 10586269.5615 | 0 |  |  | 6247780.3205 | 0 | 34 | 4424614.0831 | 11983876.883 | 7536.144 |  |  | 7566798.9439 | 0
813 | 4080628.925 | 10043383.9429 | 0 |  |  | 5962755.0179 | 0 | 34 | 4424614.0831 | 11983876.883 | 7536.144 |  |  | 7566798.9439 | 0
814 | 3795744.896 | 10314826.7522 | 0 |  |  | 6519081.8562 | 0 | 34 | 4424614.0831 | 11983876.883 | 7536.144 |  |  | 7566798.9439 | 0
815 | 3521456.618 | 10857712.3707 | 0 |  |  | 7336255.7527 | 0 | 34 | 4424614.0831 | 11983876.883 | 7536.144 |  |  | 7566798.9439 | 0
816 | 3289030.273 | 11206710.2684 | 0 |  |  | 7917679.9954 | 0 | 34 | 4424614.0831 | 11983876.883 | 7536.144 |  |  | 7566798.9439 | 0
817 | 3153447.588 | 11167932.7242 | 0 |  |  | 8014485.1362 | 0 | 35 | 3860712.3417 | 12019422.9652 | 8880.2288 |  |  | 8167590.8522 | 0
818 | 3081998.465 | 11594485.7102 | 0 |  |  | 8512487.2452 | 0 | 35 | 3860712.3417 | 12019422.9652 | 8880.2288 |  |  | 8167590.8522 | 0
819 | 3061829.841 | 12602701.8589 | 0 |  |  | 9540872.0179 | 0 | 35 | 3860712.3417 | 12019422.9652 | 8880.2288 |  |  | 8167590.8522 | 0
820 | 3075460.069 | 11633263.2544 | 0 |  |  | 8557803.1854 | 0 | 35 | 3860712.3417 | 12019422.9652 | 8880.2288 |  |  | 8167590.8522 | 0
821 | 3161146.85 | 10586269.5615 | 0 |  |  | 7425122.7115 | 0 | 35 | 3860712.3417 | 12019422.9652 | 8880.2288 |  |  | 8167590.8522 | 0
822 | 3355212.167 | 10508714.4731 | 0 |  |  | 7153502.3061 | 0 | 35 | 3860712.3417 | 12019422.9652 | 8880.2288 |  |  | 8167590.8522 | 0
823 | 3667986.766 | 10082161.4871 | 0 |  |  | 6414174.7211 | 0 | 35 | 3860712.3417 | 12019422.9652 | 8880.2288 |  |  | 8167590.8522 | 0
824 | 3976522.161 | 8880057.6175 | 3003.3342 |  |  | 4906538.7907 | 0 | 35 | 3860712.3417 | 12019422.9652 | 8880.2288 |  |  | 8167590.8522 | 0
825 | 4218207.335 | 6941180.4084 | 17908.7703 |  |  | 2740881.8438 | 0 | 35 | 3860712.3417 | 12019422.9652 | 8880.2288 |  |  | 8167590.8522 | 0
826 | 4335402.247 | 7716731.2921 | 43492.7279 |  |  | 3424821.773 | 0 | 35 | 3860712.3417 | 12019422.9652 | 8880.2288 |  |  | 8167590.8522 | 0
827 | 4337560.838 | 13339475.1983 | 54282.4839 |  |  | 9056196.8443 | 0 | 35 | 3860712.3417 | 12019422.9652 | 8880.2288 |  |  | 8167590.8522 | 0
828 | 4297635.018 | 13339475.1983 | 47830.8772 |  |  | 9089671.0576 | 0 | 35 | 3860712.3417 | 12019422.9652 | 8880.2288 |  |  | 8167590.8522 | 0
829 | 4249579.443 | 13339475.1983 | 30700.7491 |  |  | 9120596.5045 | 0 | 35 | 3860712.3417 | 12019422.9652 | 8880.2288 |  |  | 8167590.8522 | 0
830 | 4197003.91 | 13339475.1983 | 13014.448 |  |  | 9155485.7363 | 0 | 35 | 3860712.3417 | 12019422.9652 | 8880.2288 |  |  | 8167590.8522 | 0
831 | 4180453.263 | 13339475.1983 | 2892.0996 |  |  | 9161914.0349 | 0 | 35 | 3860712.3417 | 12019422.9652 | 8880.2288 |  |  | 8167590.8522 | 0
832 | 4342265.915 | 13339475.1983 | 0 |  |  | 8997209.2833 | 0 | 35 | 3860712.3417 | 12019422.9652 | 8880.2288 |  |  | 8167590.8522 | 0
833 | 4814114.142 | 13339475.1983 | 0 |  |  | 8525361.0563 | 0 | 35 | 3860712.3417 | 12019422.9652 | 8880.2288 |  |  | 8167590.8522 | 0
834 | 4751460.209 | 13339475.1983 | 0 |  |  | 8588014.9893 | 0 | 35 | 3860712.3417 | 12019422.9652 | 8880.2288 |  |  | 8167590.8522 | 0
835 | 4377543.563 | 13339475.1983 | 0 |  |  | 8961931.6353 | 0 | 35 | 3860712.3417 | 12019422.9652 | 8880.2288 |  |  | 8167590.8522 | 0
836 | 4091484.947 | 13339475.1983 | 0 |  |  | 9247990.2513 | 0 | 35 | 3860712.3417 | 12019422.9652 | 8880.2288 |  |  | 8167590.8522 | 0
837 | 3840600.171 | 13339475.1983 | 0 |  |  | 9498875.0273 | 0 | 35 | 3860712.3417 | 12019422.9652 | 8880.2288 |  |  | 8167590.8522 | 0
838 | 3599736.266 | 13339475.1983 | 0 |  |  | 9739738.9323 | 0 | 35 | 3860712.3417 | 12019422.9652 | 8880.2288 |  |  | 8167590.8522 | 0
839 | 3353528.943 | 13339475.1983 | 0 |  |  | 9985946.2553 | 0 | 35 | 3860712.3417 | 12019422.9652 | 8880.2288 |  |  | 8167590.8522 | 0
840 | 3136916.085 | 13339475.1983 | 0 |  |  | 10202559.1133 | 0 | 35 | 3860712.3417 | 12019422.9652 | 8880.2288 |  |  | 8167590.8522 | 0
841 | 3001988.2 | 13249794.4733 | 0 |  |  | 10247806.2733 | 0 | 36 | 3805591.7965 | 12547875.4779 | 9811.8185 |  |  | 8752095.4999 | 0
842 | 2917992.482 | 13165798.7553 | 0 |  |  | 10247806.2733 | 0 | 36 | 3805591.7965 | 12547875.4779 | 9811.8185 |  |  | 8752095.4999 | 0
843 | 2894947.797 | 13142754.0703 | 0 |  |  | 10247806.2733 | 0 | 36 | 3805591.7965 | 12547875.4779 | 9811.8185 |  |  | 8752095.4999 | 0
844 | 2922197.187 | 13170003.4603 | 0 |  |  | 10247806.2733 | 0 | 36 | 3805591.7965 | 12547875.4779 | 9811.8185 |  |  | 8752095.4999 | 0
845 | 2987048.977 | 13234855.2503 | 0 |  |  | 10247806.2733 | 0 | 36 | 3805591.7965 | 12547875.4779 | 9811.8185 |  |  | 8752095.4999 | 0
846 | 3148984.006 | 13339475.1983 | 0 |  |  | 10190491.1923 | 0 | 36 | 3805591.7965 | 12547875.4779 | 9811.8185 |  |  | 8752095.4999 | 0
847 | 3413907.291 | 13339475.1983 | 0 |  |  | 9925567.9073 | 0 | 36 | 3805591.7965 | 12547875.4779 | 9811.8185 |  |  | 8752095.4999 | 0
848 | 3720904.441 | 13339475.1983 | 1890.9882 |  |  | 9620461.7455 | 0 | 36 | 3805591.7965 | 12547875.4779 | 9811.8185 |  |  | 8752095.4999 | 0
849 | 3991118.965 | 13339475.1983 | 9232.4717 |  |  | 9357588.705 | 0 | 36 | 3805591.7965 | 12547875.4779 | 9811.8185 |  |  | 8752095.4999 | 0
850 | 4154036.428 | 13339475.1983 | 19688.5239 |  |  | 9205127.2942 | 0 | 36 | 3805591.7965 | 12547875.4779 | 9811.8185 |  |  | 8752095.4999 | 0
851 | 4218902.772 | 13339475.1983 | 34482.7255 |  |  | 9155055.1518 | 0 | 36 | 3805591.7965 | 12547875.4779 | 9811.8185 |  |  | 8752095.4999 | 0
852 | 4219916.05 | 13339475.1983 | 54282.4839 |  |  | 9173841.6323 | 0 | 36 | 3805591.7965 | 12547875.4779 | 9811.8185 |  |  | 8752095.4999 | 0
853 | 4207709.567 | 13339475.1983 | 57730.7565 |  |  | 9189496.3878 | 0 | 36 | 3805591.7965 | 12547875.4779 | 9811.8185 |  |  | 8752095.4999 | 0
854 | 4180132.815 | 13339475.1983 | 40934.3322 |  |  | 9200276.7155 | 0 | 36 | 3805591.7965 | 12547875.4779 | 9811.8185 |  |  | 8752095.4999 | 0
855 | 4172922.62 | 13339475.1983 | 16129.0167 |  |  | 9182681.5951 | 0 | 36 | 3805591.7965 | 12547875.4779 | 9811.8185 |  |  | 8752095.4999 | 0
856 | 4351331.689 | 13339475.1983 | 1112.346 |  |  | 8989255.8553 | 0 | 36 | 3805591.7965 | 12547875.4779 | 9811.8185 |  |  | 8752095.4999 | 0
857 | 4866485.031 | 13339475.1983 | 0 |  |  | 8472990.1673 | 0 | 36 | 3805591.7965 | 12547875.4779 | 9811.8185 |  |  | 8752095.4999 | 0
858 | 4829207.572 | 12176148.8729 | 0 |  |  | 7346941.3009 | 0 | 36 | 3805591.7965 | 12547875.4779 | 9811.8185 |  |  | 8752095.4999 | 0
859 | 4535801.463 | 9965828.8546 | 0 |  |  | 5430027.3916 | 0 | 36 | 3805591.7965 | 12547875.4779 | 9811.8185 |  |  | 8752095.4999 | 0
860 | 4228451.88 | 8918835.1617 | 0 |  |  | 4690383.2817 | 0 | 36 | 3805591.7965 | 12547875.4779 | 9811.8185 |  |  | 8752095.4999 | 0
861 | 3972447.401 | 9345388.1477 | 0 |  |  | 5372940.7467 | 0 | 36 | 3805591.7965 | 12547875.4779 | 9811.8185 |  |  | 8752095.4999 | 0
862 | 3688069.837 | 10237271.6638 | 0 |  |  | 6549201.8268 | 0 | 36 | 3805591.7965 | 12547875.4779 | 9811.8185 |  |  | 8752095.4999 | 0
863 | 3438678.052 | 11516930.6218 | 0 |  |  | 8078252.5698 | 0 | 36 | 3805591.7965 | 12547875.4779 | 9811.8185 |  |  | 8752095.4999 | 0
864 | 3271020.594 | 12951699.7565 | 0 |  |  | 9680679.1625 | 0 | 36 | 3805591.7965 | 12547875.4779 | 9811.8185 |  |  | 8752095.4999 | 0
865 | 3175259.248 | 13339475.1983 | 0 |  |  | 10164215.9503 | 0 | 37 | 4540932.4932 | 13328165.0813 | 4968.4787 |  |  | 8792201.0668 | 0
866 | 3149689.636 | 13339475.1983 | 0 |  |  | 10189785.5623 | 0 | 37 | 4540932.4932 | 13328165.0813 | 4968.4787 |  |  | 8792201.0668 | 0
867 | 3166332.655 | 13339475.1983 | 0 |  |  | 10173142.5433 | 0 | 37 | 4540932.4932 | 13328165.0813 | 4968.4787 |  |  | 8792201.0668 | 0
868 | 3248784.689 | 13068032.3891 | 0 |  |  | 9819247.7001 | 0 | 37 | 4540932.4932 | 13328165.0813 | 4968.4787 |  |  | 8792201.0668 | 0
869 | 3557401.047 | 13339475.1983 | 0 |  |  | 9782074.1513 | 0 | 37 | 4540932.4932 | 13328165.0813 | 4968.4787 |  |  | 8792201.0668 | 0
870 | 4249805.669 | 13339475.1983 | 0 |  |  | 9089669.5293 | 0 | 37 | 4540932.4932 | 13328165.0813 | 4968.4787 |  |  | 8792201.0668 | 0
871 | 4988302.646 | 13339475.1983 | 0 |  |  | 8351172.5523 | 0 | 37 | 4540932.4932 | 13328165.0813 | 4968.4787 |  |  | 8792201.0668 | 0
872 | 5256011.327 | 13339475.1983 | 3114.5688 |  |  | 8086578.4401 | 0 | 37 | 4540932.4932 | 13328165.0813 | 4968.4787 |  |  | 8792201.0668 | 0
873 | 5338636.278 | 13339475.1983 | 13348.1518 |  |  | 8014187.0721 | 0 | 37 | 4540932.4932 | 13328165.0813 | 4968.4787 |  |  | 8792201.0668 | 0
874 | 5375504.662 | 13339475.1983 | 22914.3272 |  |  | 7986884.8636 | 0 | 37 | 4540932.4932 | 13328165.0813 | 4968.4787 |  |  | 8792201.0668 | 0
875 | 5273555.999 | 13339475.1983 | 29143.4647 |  |  | 8095062.6641 | 0 | 37 | 4540932.4932 | 13328165.0813 | 4968.4787 |  |  | 8792201.0668 | 0
876 | 5221731.647 | 13339475.1983 | 22469.3888 |  |  | 8140212.9402 | 0 | 37 | 4540932.4932 | 13328165.0813 | 4968.4787 |  |  | 8792201.0668 | 0
877 | 5234779.597 | 13339475.1983 | 15239.14 |  |  | 8119934.7413 | 0 | 37 | 4540932.4932 | 13328165.0813 | 4968.4787 |  |  | 8792201.0668 | 0
878 | 5224053.409 | 13339475.1983 | 9677.41 |  |  | 8125099.1994 | 0 | 37 | 4540932.4932 | 13328165.0813 | 4968.4787 |  |  | 8792201.0668 | 0
879 | 5024106.967 | 13339475.1983 | 3337.0379 |  |  | 8318705.2693 | 0 | 37 | 4540932.4932 | 13328165.0813 | 4968.4787 |  |  | 8792201.0668 | 0
880 | 5069493.546 | 13339475.1983 | 0 |  |  | 8269981.6523 | 0 | 37 | 4540932.4932 | 13328165.0813 | 4968.4787 |  |  | 8792201.0668 | 0
881 | 5522345.029 | 13339475.1983 | 0 |  |  | 7817130.1693 | 0 | 37 | 4540932.4932 | 13328165.0813 | 4968.4787 |  |  | 8792201.0668 | 0
882 | 5403822.895 | 13339475.1983 | 0 |  |  | 7935652.3033 | 0 | 37 | 4540932.4932 | 13328165.0813 | 4968.4787 |  |  | 8792201.0668 | 0
883 | 5037308.796 | 13339475.1983 | 0 |  |  | 8302166.4023 | 0 | 37 | 4540932.4932 | 13328165.0813 | 4968.4787 |  |  | 8792201.0668 | 0
884 | 4663180.081 | 13339475.1983 | 0 |  |  | 8676295.1173 | 0 | 37 | 4540932.4932 | 13328165.0813 | 4968.4787 |  |  | 8792201.0668 | 0
885 | 4372435.715 | 13339475.1983 | 0 |  |  | 8967039.4833 | 0 | 37 | 4540932.4932 | 13328165.0813 | 4968.4787 |  |  | 8792201.0668 | 0
886 | 4026044.864 | 13339475.1983 | 0 |  |  | 9313430.3343 | 0 | 37 | 4540932.4932 | 13328165.0813 | 4968.4787 |  |  | 8792201.0668 | 0
887 | 3751979.428 | 13339475.1983 | 0 |  |  | 9587495.7703 | 0 | 37 | 4540932.4932 | 13328165.0813 | 4968.4787 |  |  | 8792201.0668 | 0
888 | 3651814.007 | 13339475.1983 | 0 |  |  | 9687661.1913 | 0 | 37 | 4540932.4932 | 13328165.0813 | 4968.4787 |  |  | 8792201.0668 | 0
889 | 3475104.981 | 13339475.1983 | 0 |  |  | 9864370.2173 | 0 | 38 | 4867082.4878 | 13339475.1983 | 2437.8916 |  |  | 8474830.6021 | 0
890 | 3486394.3 | 13339475.1983 | 0 |  |  | 9853080.8983 | 0 | 38 | 4867082.4878 | 13339475.1983 | 2437.8916 |  |  | 8474830.6021 | 0
891 | 3549770.503 | 13339475.1983 | 0 |  |  | 9789704.6953 | 0 | 38 | 4867082.4878 | 13339475.1983 | 2437.8916 |  |  | 8474830.6021 | 0
892 | 3660632.307 | 13339475.1983 | 0 |  |  | 9678842.8913 | 0 | 38 | 4867082.4878 | 13339475.1983 | 2437.8916 |  |  | 8474830.6021 | 0
893 | 3983799.515 | 13339475.1983 | 0 |  |  | 9355675.6833 | 0 | 38 | 4867082.4878 | 13339475.1983 | 2437.8916 |  |  | 8474830.6021 | 0
894 | 4584718.892 | 13339475.1983 | 0 |  |  | 8754756.3063 | 0 | 38 | 4867082.4878 | 13339475.1983 | 2437.8916 |  |  | 8474830.6021 | 0
895 | 5330844.959 | 13339475.1983 | 0 |  |  | 8008630.2393 | 0 | 38 | 4867082.4878 | 13339475.1983 | 2437.8916 |  |  | 8474830.6021 | 0
896 | 5500409.228 | 13339475.1983 | 0 |  |  | 7839065.9703 | 0 | 38 | 4867082.4878 | 13339475.1983 | 2437.8916 |  |  | 8474830.6021 | 0
897 | 5535307.06 | 13339475.1983 | 667.4076 |  |  | 7804835.5459 | 0 | 38 | 4867082.4878 | 13339475.1983 | 2437.8916 |  |  | 8474830.6021 | 0
898 | 5553237.344 | 13339475.1983 | 2335.9266 |  |  | 7788573.7809 | 0 | 38 | 4867082.4878 | 13339475.1983 | 2437.8916 |  |  | 8474830.6021 | 0
899 | 5600865.24 | 13339475.1983 | 4338.1493 |  |  | 7742948.1077 | 0 | 38 | 4867082.4878 | 13339475.1983 | 2437.8916 |  |  | 8474830.6021 | 0
900 | 5523975.501 | 13339475.1983 | 14682.967 |  |  | 7830182.6643 | 0 | 38 | 4867082.4878 | 13339475.1983 | 2437.8916 |  |  | 8474830.6021 | 0
901 | 5455128.193 | 13339475.1983 | 16907.6589 |  |  | 7901254.6643 | 0 | 38 | 4867082.4878 | 13339475.1983 | 2437.8916 |  |  | 8474830.6021 | 0
902 | 5453329.095 | 13339475.1983 | 13570.621 |  |  | 7899716.7243 | 0 | 38 | 4867082.4878 | 13339475.1983 | 2437.8916 |  |  | 8474830.6021 | 0
903 | 5323366.16 | 13339475.1983 | 5895.4337 |  |  | 8022004.4721 | 0 | 38 | 4867082.4878 | 13339475.1983 | 2437.8916 |  |  | 8474830.6021 | 0
904 | 5401106.692 | 13339475.1983 | 111.2346 |  |  | 7938479.7409 | 0 | 38 | 4867082.4878 | 13339475.1983 | 2437.8916 |  |  | 8474830.6021 | 0
905 | 5850920.761 | 13339475.1983 | 0 |  |  | 7488554.4373 | 0 | 38 | 4867082.4878 | 13339475.1983 | 2437.8916 |  |  | 8474830.6021 | 0
906 | 5774893.066 | 13339475.1983 | 0 |  |  | 7564582.1323 | 0 | 38 | 4867082.4878 | 13339475.1983 | 2437.8916 |  |  | 8474830.6021 | 0
907 | 5419372.558 | 13339475.1983 | 0 |  |  | 7920102.6403 | 0 | 38 | 4867082.4878 | 13339475.1983 | 2437.8916 |  |  | 8474830.6021 | 0
908 | 5104486.388 | 13339475.1983 | 0 |  |  | 8234988.8103 | 0 | 38 | 4867082.4878 | 13339475.1983 | 2437.8916 |  |  | 8474830.6021 | 0
909 | 4819478.713 | 13339475.1983 | 0 |  |  | 8519996.4853 | 0 | 38 | 4867082.4878 | 13339475.1983 | 2437.8916 |  |  | 8474830.6021 | 0
910 | 4459519.413 | 13339475.1983 | 0 |  |  | 8879955.7853 | 0 | 38 | 4867082.4878 | 13339475.1983 | 2437.8916 |  |  | 8474830.6021 | 0
911 | 4088176.173 | 13339475.1983 | 0 |  |  | 9251299.0253 | 0 | 38 | 4867082.4878 | 13339475.1983 | 2437.8916 |  |  | 8474830.6021 | 0
912 | 3875142.666 | 13339475.1983 | 0 |  |  | 9464332.5323 | 0 | 38 | 4867082.4878 | 13339475.1983 | 2437.8916 |  |  | 8474830.6021 | 0
913 | 3758181.172 | 13339475.1983 | 0 |  |  | 9581294.0263 | 0 | 39 | 4856973.385 | 13331396.5433 | 3819.0545 |  |  | 8478242.2129 | 0
914 | 3697471.702 | 13339475.1983 | 0 |  |  | 9642003.4963 | 0 | 39 | 4856973.385 | 13331396.5433 | 3819.0545 |  |  | 8478242.2129 | 0
915 | 3695255.379 | 13339475.1983 | 0 |  |  | 9644219.8193 | 0 | 39 | 4856973.385 | 13331396.5433 | 3819.0545 |  |  | 8478242.2129 | 0
916 | 3790830.822 | 13339475.1983 | 0 |  |  | 9548644.3763 | 0 | 39 | 4856973.385 | 13331396.5433 | 3819.0545 |  |  | 8478242.2129 | 0
917 | 4055565.694 | 13339475.1983 | 0 |  |  | 9283909.5043 | 0 | 39 | 4856973.385 | 13331396.5433 | 3819.0545 |  |  | 8478242.2129 | 0
918 | 4729624.372 | 13339475.1983 | 0 |  |  | 8609850.8263 | 0 | 39 | 4856973.385 | 13331396.5433 | 3819.0545 |  |  | 8478242.2129 | 0
919 | 5448117.613 | 13339475.1983 | 0 |  |  | 7891357.5853 | 0 | 39 | 4856973.385 | 13331396.5433 | 3819.0545 |  |  | 8478242.2129 | 0
920 | 5605661.24 | 13339475.1983 | 556.173 |  |  | 7734370.1313 | 0 | 39 | 4856973.385 | 13331396.5433 | 3819.0545 |  |  | 8478242.2129 | 0
921 | 5635539.968 | 13339475.1983 | 5005.5569 |  |  | 7708940.7873 | 0 | 39 | 4856973.385 | 13331396.5433 | 3819.0545 |  |  | 8478242.2129 | 0
922 | 5691007.631 | 13339475.1983 | 9899.8792 |  |  | 7658367.4466 | 0 | 39 | 4856973.385 | 13331396.5433 | 3819.0545 |  |  | 8478242.2129 | 0
923 | 5630220.335 | 13339475.1983 | 17018.8935 |  |  | 7726273.7569 | 0 | 39 | 4856973.385 | 13331396.5433 | 3819.0545 |  |  | 8478242.2129 | 0
924 | 5435421.447 | 13339475.1983 | 13570.621 |  |  | 7917624.3723 | 0 | 39 | 4856973.385 | 13331396.5433 | 3819.0545 |  |  | 8478242.2129 | 0
925 | 5465232.586 | 13339475.1983 | 21913.2159 |  |  | 7896155.8282 | 0 | 39 | 4856973.385 | 13331396.5433 | 3819.0545 |  |  | 8478242.2129 | 0
926 | 5403724.372 | 13339475.1983 | 16685.1897 |  |  | 7952436.0161 | 0 | 39 | 4856973.385 | 13331396.5433 | 3819.0545 |  |  | 8478242.2129 | 0
927 | 5266078.103 | 13339475.1983 | 6896.5451 |  |  | 8080293.6404 | 0 | 39 | 4856973.385 | 13331396.5433 | 3819.0545 |  |  | 8478242.2129 | 0
928 | 5232171.234 | 13339475.1983 | 111.2346 |  |  | 8107415.1989 | 0 | 39 | 4856973.385 | 13331396.5433 | 3819.0545 |  |  | 8478242.2129 | 0
929 | 5743624.261 | 13339475.1983 | 0 |  |  | 7595850.9373 | 0 | 39 | 4856973.385 | 13331396.5433 | 3819.0545 |  |  | 8478242.2129 | 0
930 | 5634394.356 | 13339475.1983 | 0 |  |  | 7705080.8423 | 0 | 39 | 4856973.385 | 13331396.5433 | 3819.0545 |  |  | 8478242.2129 | 0
931 | 5292037.412 | 13339475.1983 | 0 |  |  | 8047437.7863 | 0 | 39 | 4856973.385 | 13331396.5433 | 3819.0545 |  |  | 8478242.2129 | 0
932 | 4939988.044 | 13339475.1983 | 0 |  |  | 8399487.1543 | 0 | 39 | 4856973.385 | 13331396.5433 | 3819.0545 |  |  | 8478242.2129 | 0
933 | 4613883.551 | 13339475.1983 | 0 |  |  | 8725591.6473 | 0 | 39 | 4856973.385 | 13331396.5433 | 3819.0545 |  |  | 8478242.2129 | 0
934 | 4243075.046 | 13339475.1983 | 0 |  |  | 9096400.1523 | 0 | 39 | 4856973.385 | 13331396.5433 | 3819.0545 |  |  | 8478242.2129 | 0
935 | 3896954.188 | 13339475.1983 | 0 |  |  | 9442521.0103 | 0 | 39 | 4856973.385 | 13331396.5433 | 3819.0545 |  |  | 8478242.2129 | 0
936 | 3663300.712 | 13145587.4774 | 0 |  |  | 9482286.7654 | 0 | 39 | 4856973.385 | 13331396.5433 | 3819.0545 |  |  | 8478242.2129 | 0
937 | 3558870.266 | 9073945.3384 | 0 |  |  | 5515075.0724 | 0 | 40 | 4746290.4464 | 8957612.7059 | 6558.2065 |  |  | 4934544.179 | 716663.713
938 | 3496741.771 | 4924748.111 | 0 |  |  | 1428006.34 | 0 | 40 | 4746290.4464 | 8957612.7059 | 6558.2065 |  |  | 4934544.179 | 716663.713
939 | 3507483.538 | 3063425.9903 | 0 |  |  | 0 | 444057.5477 | 40 | 4746290.4464 | 8957612.7059 | 6558.2065 |  |  | 4934544.179 | 716663.713
940 | 3600934.523 | 3334868.7996 | 0 |  |  | 0 | 266065.7234 | 40 | 4746290.4464 | 8957612.7059 | 6558.2065 |  |  | 4934544.179 | 716663.713
941 | 3876126.911 | 2132764.93 | 0 |  |  | 0 | 1743361.981 | 40 | 4746290.4464 | 8957612.7059 | 6558.2065 |  |  | 4934544.179 | 716663.713
942 | 4574345.197 | 1667434.3998 | 0 |  |  | 0 | 2906910.7972 | 40 | 4746290.4464 | 8957612.7059 | 6558.2065 |  |  | 4934544.179 | 716663.713
943 | 5297258.399 | 1977654.7532 | 0 |  |  | 0 | 3319603.6458 | 40 | 4746290.4464 | 8957612.7059 | 6558.2065 |  |  | 4934544.179 | 716663.713
944 | 5432516.794 | 2055209.8416 | 333.7038 |  |  | 0 | 3376973.2486 | 40 | 4746290.4464 | 8957612.7059 | 6558.2065 |  |  | 4934544.179 | 716663.713
945 | 5447117.806 | 2210320.0183 | 5784.1991 |  |  | 0 | 3231013.5886 | 40 | 4746290.4464 | 8957612.7059 | 6558.2065 |  |  | 4934544.179 | 716663.713
946 | 5498831.465 | 3567534.0647 | 19354.8201 |  |  | 0 | 1911942.5802 | 40 | 4746290.4464 | 8957612.7059 | 6558.2065 |  |  | 4934544.179 | 716663.713
947 | 5422610.642 | 7600398.6595 | 31256.9221 |  |  | 2209044.9396 | 0 | 40 | 4746290.4464 | 8957612.7059 | 6558.2065 |  |  | 4934544.179 | 716663.713
948 | 5296889.694 | 13300697.6542 | 36262.479 |  |  | 8040070.4392 | 0 | 40 | 4746290.4464 | 8957612.7059 | 6558.2065 |  |  | 4934544.179 | 716663.713
949 | 5290792.538 | 13339475.1983 | 29143.4647 |  |  | 8077826.1251 | 0 | 40 | 4746290.4464 | 8957612.7059 | 6558.2065 |  |  | 4934544.179 | 716663.713
950 | 5230915.94 | 13339475.1983 | 23915.4386 |  |  | 8132474.697 | 0 | 40 | 4746290.4464 | 8957612.7059 | 6558.2065 |  |  | 4934544.179 | 716663.713
951 | 5147770.685 | 13339475.1983 | 10344.8176 |  |  | 8202049.331 | 0 | 40 | 4746290.4464 | 8957612.7059 | 6558.2065 |  |  | 4934544.179 | 716663.713
952 | 5222821.523 | 13339475.1983 | 1001.1114 |  |  | 8117654.7867 | 0 | 40 | 4746290.4464 | 8957612.7059 | 6558.2065 |  |  | 4934544.179 | 716663.713
953 | 5677421.856 | 13339475.1983 | 0 |  |  | 7662053.3423 | 0 | 40 | 4746290.4464 | 8957612.7059 | 6558.2065 |  |  | 4934544.179 | 716663.713
954 | 5623141.819 | 13339475.1983 | 0 |  |  | 7716333.3793 | 0 | 40 | 4746290.4464 | 8957612.7059 | 6558.2065 |  |  | 4934544.179 | 716663.713
955 | 5343706.9 | 13339475.1983 | 0 |  |  | 7995768.2983 | 0 | 40 | 4746290.4464 | 8957612.7059 | 6558.2065 |  |  | 4934544.179 | 716663.713
956 | 4932540.438 | 13339475.1983 | 0 |  |  | 8406934.7603 | 0 | 40 | 4746290.4464 | 8957612.7059 | 6558.2065 |  |  | 4934544.179 | 716663.713
957 | 4642805.685 | 13339475.1983 | 0 |  |  | 8696669.5133 | 0 | 40 | 4746290.4464 | 8957612.7059 | 6558.2065 |  |  | 4934544.179 | 716663.713
958 | 4244463.431 | 13339475.1983 | 0 |  |  | 9095011.7673 | 0 | 40 | 4746290.4464 | 8957612.7059 | 6558.2065 |  |  | 4934544.179 | 716663.713
959 | 3885878.175 | 13339475.1983 | 0 |  |  | 9453597.0233 | 0 | 40 | 4746290.4464 | 8957612.7059 | 6558.2065 |  |  | 4934544.179 | 716663.713
960 | 3658984.718 | 13339475.1983 | 0 |  |  | 9680490.4803 | 0 | 40 | 4746290.4464 | 8957612.7059 | 6558.2065 |  |  | 4934544.179 | 716663.713
961 | 3611400.535 | 13339475.1983 | 0 |  |  | 9728074.6633 | 0 | 41 | 4726680.9278 | 13339475.1983 | 4565.2533 |  |  | 8617359.5238 | 0
962 | 3636249.184 | 13339475.1983 | 0 |  |  | 9703226.0143 | 0 | 41 | 4726680.9278 | 13339475.1983 | 4565.2533 |  |  | 8617359.5238 | 0
963 | 3657910.161 | 13339475.1983 | 0 |  |  | 9681565.0373 | 0 | 41 | 4726680.9278 | 13339475.1983 | 4565.2533 |  |  | 8617359.5238 | 0
964 | 3631254.737 | 13339475.1983 | 0 |  |  | 9708220.4613 | 0 | 41 | 4726680.9278 | 13339475.1983 | 4565.2533 |  |  | 8617359.5238 | 0
965 | 3879067.344 | 13339475.1983 | 0 |  |  | 9460407.8543 | 0 | 41 | 4726680.9278 | 13339475.1983 | 4565.2533 |  |  | 8617359.5238 | 0
966 | 4622387.493 | 13339475.1983 | 0 |  |  | 8717087.7053 | 0 | 41 | 4726680.9278 | 13339475.1983 | 4565.2533 |  |  | 8617359.5238 | 0
967 | 5321921.209 | 13339475.1983 | 0 |  |  | 8017553.9893 | 0 | 41 | 4726680.9278 | 13339475.1983 | 4565.2533 |  |  | 8617359.5238 | 0
968 | 5550200.514 | 13339475.1983 | 2558.3958 |  |  | 7791833.0801 | 0 | 41 | 4726680.9278 | 13339475.1983 | 4565.2533 |  |  | 8617359.5238 | 0
969 | 5546445.931 | 13339475.1983 | 8231.3603 |  |  | 7801260.6276 | 0 | 41 | 4726680.9278 | 13339475.1983 | 4565.2533 |  |  | 8617359.5238 | 0
970 | 5602990.082 | 13339475.1983 | 12347.0404 |  |  | 7748832.1568 | 0 | 41 | 4726680.9278 | 13339475.1983 | 4565.2533 |  |  | 8617359.5238 | 0
971 | 5570439.837 | 13339475.1983 | 18131.2395 |  |  | 7787166.6009 | 0 | 41 | 4726680.9278 | 13339475.1983 | 4565.2533 |  |  | 8617359.5238 | 0
972 | 5385660.198 | 13339475.1983 | 21579.5121 |  |  | 7975394.5124 | 0 | 41 | 4726680.9278 | 13339475.1983 | 4565.2533 |  |  | 8617359.5238 | 0
973 | 5234555.699 | 13339475.1983 | 20355.9315 |  |  | 8125275.4308 | 0 | 41 | 4726680.9278 | 13339475.1983 | 4565.2533 |  |  | 8617359.5238 | 0
974 | 5092546.274 | 13339475.1983 | 17463.8319 |  |  | 8264392.7563 | 0 | 41 | 4726680.9278 | 13339475.1983 | 4565.2533 |  |  | 8617359.5238 | 0
975 | 4966037.406 | 13339475.1983 | 8231.3603 |  |  | 8381669.1526 | 0 | 41 | 4726680.9278 | 13339475.1983 | 4565.2533 |  |  | 8617359.5238 | 0
976 | 5045233.533 | 13339475.1983 | 667.4076 |  |  | 8294909.0729 | 0 | 41 | 4726680.9278 | 13339475.1983 | 4565.2533 |  |  | 8617359.5238 | 0
977 | 5449454.157 | 13339475.1983 | 0 |  |  | 7890021.0413 | 0 | 41 | 4726680.9278 | 13339475.1983 | 4565.2533 |  |  | 8617359.5238 | 0
978 | 5541941.085 | 13339475.1983 | 0 |  |  | 7797534.1133 | 0 | 41 | 4726680.9278 | 13339475.1983 | 4565.2533 |  |  | 8617359.5238 | 0
979 | 5083503.807 | 13339475.1983 | 0 |  |  | 8255971.3913 | 0 | 41 | 4726680.9278 | 13339475.1983 | 4565.2533 |  |  | 8617359.5238 | 0
980 | 4751413.573 | 13339475.1983 | 0 |  |  | 8588061.6253 | 0 | 41 | 4726680.9278 | 13339475.1983 | 4565.2533 |  |  | 8617359.5238 | 0
981 | 4503460.416 | 13339475.1983 | 0 |  |  | 8836014.7823 | 0 | 41 | 4726680.9278 | 13339475.1983 | 4565.2533 |  |  | 8617359.5238 | 0
982 | 4189321.1 | 13339475.1983 | 0 |  |  | 9150154.0983 | 0 | 41 | 4726680.9278 | 13339475.1983 | 4565.2533 |  |  | 8617359.5238 | 0
983 | 3880045.241 | 13339475.1983 | 0 |  |  | 9459429.9573 | 0 | 41 | 4726680.9278 | 13339475.1983 | 4565.2533 |  |  | 8617359.5238 | 0
984 | 3686902.752 | 13339475.1983 | 0 |  |  | 9652572.4463 | 0 | 41 | 4726680.9278 | 13339475.1983 | 4565.2533 |  |  | 8617359.5238 | 0
985 | 3549072.249 | 13339475.1983 | 0 |  |  | 9790402.9493 | 0 | 42 | 4227433.4629 | 11340815.942 | 4991.6526 |  |  | 7118374.1317 | 0
986 | 3484984.459 | 13339475.1983 | 0 |  |  | 9854490.7393 | 0 | 42 | 4227433.4629 | 11340815.942 | 4991.6526 |  |  | 7118374.1317 | 0
987 | 3460148.939 | 13339475.1983 | 0 |  |  | 9879326.2593 | 0 | 42 | 4227433.4629 | 11340815.942 | 4991.6526 |  |  | 7118374.1317 | 0
988 | 3510783.793 | 9888273.7662 | 0 |  |  | 6377489.9732 | 0 | 42 | 4227433.4629 | 11340815.942 | 4991.6526 |  |  | 7118374.1317 | 0
989 | 3638086.629 | 7251400.7619 | 0 |  |  | 3613314.1329 | 0 | 42 | 4227433.4629 | 11340815.942 | 4991.6526 |  |  | 7118374.1317 | 0
990 | 3846917.954 | 6824847.7759 | 0 |  |  | 2977929.8219 | 0 | 42 | 4227433.4629 | 11340815.942 | 4991.6526 |  |  | 7118374.1317 | 0
991 | 4153726.983 | 7988174.1013 | 0 |  |  | 3834447.1183 | 0 | 42 | 4227433.4629 | 11340815.942 | 4991.6526 |  |  | 7118374.1317 | 0
992 | 4429824.168 | 9422943.236 | 1112.346 |  |  | 4994231.414 | 0 | 42 | 4227433.4629 | 11340815.942 | 4991.6526 |  |  | 7118374.1317 | 0
993 | 4622973.793 | 11400597.9893 | 4449.3839 |  |  | 6782073.5802 | 0 | 42 | 4227433.4629 | 11340815.942 | 4991.6526 |  |  | 7118374.1317 | 0
994 | 4658256.874 | 13339475.1983 | 9121.2371 |  |  | 8690339.5614 | 0 | 42 | 4227433.4629 | 11340815.942 | 4991.6526 |  |  | 7118374.1317 | 0
995 | 4618519.597 | 13339475.1983 | 17908.7703 |  |  | 8738864.3717 | 0 | 42 | 4227433.4629 | 11340815.942 | 4991.6526 |  |  | 7118374.1317 | 0
996 | 4522141.605 | 13339475.1983 | 23804.204 |  |  | 8841137.7974 | 0 | 42 | 4227433.4629 | 11340815.942 | 4991.6526 |  |  | 7118374.1317 | 0
997 | 4462048.896 | 13339475.1983 | 25250.2538 |  |  | 8902676.5561 | 0 | 42 | 4227433.4629 | 11340815.942 | 4991.6526 |  |  | 7118374.1317 | 0
998 | 4408184.508 | 13339475.1983 | 23581.7348 |  |  | 8954872.4252 | 0 | 42 | 4227433.4629 | 11340815.942 | 4991.6526 |  |  | 7118374.1317 | 0
999 | 4396341.566 | 13339475.1983 | 12569.5096 |  |  | 8955703.1419 | 0 | 42 | 4227433.4629 | 11340815.942 | 4991.6526 |  |  | 7118374.1317 | 0
1000 | 4538080.57 | 13339475.1983 | 2002.2228 |  |  | 8803396.8511 | 0 | 42 | 4227433.4629 | 11340815.942 | 4991.6526 |  |  | 7118374.1317 | 0
1001 | 5051641.865 | 13339475.1983 | 0 |  |  | 8287833.3333 | 0 | 42 | 4227433.4629 | 11340815.942 | 4991.6526 |  |  | 7118374.1317 | 0
1002 | 5181628.921 | 13339475.1983 | 0 |  |  | 8157846.2773 | 0 | 42 | 4227433.4629 | 11340815.942 | 4991.6526 |  |  | 7118374.1317 | 0
1003 | 4780934.486 | 13339475.1983 | 0 |  |  | 8558540.7123 | 0 | 42 | 4227433.4629 | 11340815.942 | 4991.6526 |  |  | 7118374.1317 | 0
1004 | 4508493.323 | 13339475.1983 | 0 |  |  | 8830981.8753 | 0 | 42 | 4227433.4629 | 11340815.942 | 4991.6526 |  |  | 7118374.1317 | 0
1005 | 4263677.891 | 13339475.1983 | 0 |  |  | 9075797.3073 | 0 | 42 | 4227433.4629 | 11340815.942 | 4991.6526 |  |  | 7118374.1317 | 0
1006 | 4019515.054 | 9694386.0453 | 0 |  |  | 5674870.9913 | 0 | 42 | 4227433.4629 | 11340815.942 | 4991.6526 |  |  | 7118374.1317 | 0
1007 | 3790055.338 | 6049296.8923 | 0 |  |  | 2259241.5543 | 0 | 42 | 4227433.4629 | 11340815.942 | 4991.6526 |  |  | 7118374.1317 | 0
1008 | 3562363.648 | 3567534.0647 | 0 |  |  | 5170.4167 | 0 | 42 | 4227433.4629 | 11340815.942 | 4991.6526 |  |  | 7118374.1317 | 0
1009 | 3445532.487 | 1667434.3998 | 0 |  |  | 0 | 1778098.0872 | 43 | 4064074.3055 | 7130220.9363 | 7624.2048 |  |  | 4009711.3373 | 935940.5016
1010 | 3374587.771 | 969438.6045 | 0 |  |  | 0 | 2405149.1665 | 43 | 4064074.3055 | 7130220.9363 | 7624.2048 |  |  | 4009711.3373 | 935940.5016
1011 | 3359858.158 | 1202103.8696 | 0 |  |  | 0 | 2157754.2884 | 43 | 4064074.3055 | 7130220.9363 | 7624.2048 |  |  | 4009711.3373 | 935940.5016
1012 | 3391115.614 | 1822544.5765 | 0 |  |  | 0 | 1568571.0375 | 43 | 4064074.3055 | 7130220.9363 | 7624.2048 |  |  | 4009711.3373 | 935940.5016
1013 | 3464828.709 | 1744989.4882 | 0 |  |  | 0 | 1719839.2208 | 43 | 4064074.3055 | 7130220.9363 | 7624.2048 |  |  | 4009711.3373 | 935940.5016
1014 | 3582913.623 | 930661.0603 | 0 |  |  | 0 | 2652252.5627 | 43 | 4064074.3055 | 7130220.9363 | 7624.2048 |  |  | 4009711.3373 | 935940.5016
1015 | 3759624.211 | 426552.986 | 0 |  |  | 0 | 3333071.225 | 43 | 4064074.3055 | 7130220.9363 | 7624.2048 |  |  | 4009711.3373 | 935940.5016
1016 | 4136875.721 | 542885.6185 | 4449.3839 |  |  | 0 | 3589540.7185 | 43 | 4064074.3055 | 7130220.9363 | 7624.2048 |  |  | 4009711.3373 | 935940.5016
1017 | 4375592.913 | 1938877.2091 | 12124.5712 |  |  | 0 | 2424591.1327 | 43 | 4064074.3055 | 7130220.9363 | 7624.2048 |  |  | 4009711.3373 | 935940.5016
1018 | 4493476.72 | 3645089.153 | 14682.967 |  |  | 0 | 833704.6 | 43 | 4064074.3055 | 7130220.9363 | 7624.2048 |  |  | 4009711.3373 | 935940.5016
1019 | 4481407.355 | 5041080.7436 | 12347.0404 |  |  | 572020.429 | 0 | 43 | 4064074.3055 | 7130220.9363 | 7624.2048 |  |  | 4009711.3373 | 935940.5016
1020 | 4301654.287 | 6786070.2317 | 21579.5121 |  |  | 2505995.4568 | 0 | 43 | 4064074.3055 | 7130220.9363 | 7624.2048 |  |  | 4009711.3373 | 935940.5016
1021 | 4207621.742 | 8298394.4548 | 40934.3322 |  |  | 4131707.0449 | 0 | 43 | 4064074.3055 | 7130220.9363 | 7624.2048 |  |  | 4009711.3373 | 935940.5016
1022 | 4126757.651 | 8957612.7059 | 46941.0005 |  |  | 4877796.0553 | 0 | 43 | 4064074.3055 | 7130220.9363 | 7624.2048 |  |  | 4009711.3373 | 935940.5016
1023 | 4292968.427 | 10392381.8406 | 25695.1922 |  |  | 6125108.6058 | 0 | 43 | 4064074.3055 | 7130220.9363 | 7624.2048 |  |  | 4009711.3373 | 935940.5016
1024 | 4392894.583 | 11982261.152 | 4226.9147 |  |  | 7593593.4837 | 0 | 43 | 4064074.3055 | 7130220.9363 | 7624.2048 |  |  | 4009711.3373 | 935940.5016
1025 | 4876765.292 | 11400597.9893 | 0 |  |  | 6523832.6973 | 0 | 43 | 4064074.3055 | 7130220.9363 | 7624.2048 |  |  | 4009711.3373 | 935940.5016
1026 | 5012521.736 | 13339475.1983 | 0 |  |  | 8326953.4623 | 0 | 43 | 4064074.3055 | 7130220.9363 | 7624.2048 |  |  | 4009711.3373 | 935940.5016
1027 | 4726591.555 | 13339475.1983 | 0 |  |  | 8612883.6433 | 0 | 43 | 4064074.3055 | 7130220.9363 | 7624.2048 |  |  | 4009711.3373 | 935940.5016
1028 | 4442080.244 | 13339475.1983 | 0 |  |  | 8897394.9543 | 0 | 43 | 4064074.3055 | 7130220.9363 | 7624.2048 |  |  | 4009711.3373 | 935940.5016
1029 | 4193769.645 | 13339475.1983 | 0 |  |  | 9145705.5533 | 0 | 43 | 4064074.3055 | 7130220.9363 | 7624.2048 |  |  | 4009711.3373 | 935940.5016
1030 | 3905769.84 | 13339475.1983 | 0 |  |  | 9433705.3583 | 0 | 43 | 4064074.3055 | 7130220.9363 | 7624.2048 |  |  | 4009711.3373 | 935940.5016
1031 | 3665643.371 | 13339475.1983 | 0 |  |  | 9673831.8273 | 0 | 43 | 4064074.3055 | 7130220.9363 | 7624.2048 |  |  | 4009711.3373 | 935940.5016
1032 | 3526931.676 | 13339475.1983 | 0 |  |  | 9812543.5223 | 0 | 43 | 4064074.3055 | 7130220.9363 | 7624.2048 |  |  | 4009711.3373 | 935940.5016
1033 | 3505948.53 | 13339475.1983 | 0 |  |  | 9833526.6683 | 0 | 44 | 4566713.647 | 13333012.2743 | 10465.3218 |  |  | 8776763.9491 | 0
1034 | 3404390.272 | 13339475.1983 | 0 |  |  | 9935084.9263 | 0 | 44 | 4566713.647 | 13333012.2743 | 10465.3218 |  |  | 8776763.9491 | 0
1035 | 3415952.139 | 13339475.1983 | 0 |  |  | 9923523.0593 | 0 | 44 | 4566713.647 | 13333012.2743 | 10465.3218 |  |  | 8776763.9491 | 0
1036 | 3497421.106 | 13339475.1983 | 0 |  |  | 9842054.0923 | 0 | 44 | 4566713.647 | 13333012.2743 | 10465.3218 |  |  | 8776763.9491 | 0
1037 | 3750209.5 | 13339475.1983 | 0 |  |  | 9589265.6983 | 0 | 44 | 4566713.647 | 13333012.2743 | 10465.3218 |  |  | 8776763.9491 | 0
1038 | 4375873.198 | 13339475.1983 | 0 |  |  | 8963602.0003 | 0 | 44 | 4566713.647 | 13333012.2743 | 10465.3218 |  |  | 8776763.9491 | 0
1039 | 5076782.379 | 13339475.1983 | 0 |  |  | 8262692.8193 | 0 | 44 | 4566713.647 | 13333012.2743 | 10465.3218 |  |  | 8776763.9491 | 0
1040 | 5354110.064 | 13184365.0216 | 5450.4953 |  |  | 7835705.4529 | 0 | 44 | 4566713.647 | 13333012.2743 | 10465.3218 |  |  | 8776763.9491 | 0
1041 | 5387340.759 | 13339475.1983 | 21468.2775 |  |  | 7973602.7168 | 0 | 44 | 4566713.647 | 13333012.2743 | 10465.3218 |  |  | 8776763.9491 | 0
1042 | 5415679.068 | 13339475.1983 | 41824.2089 |  |  | 7965620.3393 | 0 | 44 | 4566713.647 | 13333012.2743 | 10465.3218 |  |  | 8776763.9491 | 0
1043 | 5317758.773 | 13339475.1983 | 52169.0266 |  |  | 8073885.4519 | 0 | 44 | 4566713.647 | 13333012.2743 | 10465.3218 |  |  | 8776763.9491 | 0
1044 | 5158037.159 | 13339475.1983 | 39154.5786 |  |  | 8220592.6179 | 0 | 44 | 4566713.647 | 13333012.2743 | 10465.3218 |  |  | 8776763.9491 | 0
1045 | 5031756.371 | 13339475.1983 | 35706.306 |  |  | 8343425.1334 | 0 | 44 | 4566713.647 | 13333012.2743 | 10465.3218 |  |  | 8776763.9491 | 0
1046 | 4910472.925 | 13339475.1983 | 33259.1449 |  |  | 8462261.4182 | 0 | 44 | 4566713.647 | 13333012.2743 | 10465.3218 |  |  | 8776763.9491 | 0
1047 | 4755417.462 | 13339475.1983 | 19354.8201 |  |  | 8603412.5564 | 0 | 44 | 4566713.647 | 13333012.2743 | 10465.3218 |  |  | 8776763.9491 | 0
1048 | 4772758.997 | 13339475.1983 | 2780.865 |  |  | 8569497.0663 | 0 | 44 | 4566713.647 | 13333012.2743 | 10465.3218 |  |  | 8776763.9491 | 0
1049 | 5318627.609 | 13339475.1983 | 0 |  |  | 8020847.5893 | 0 | 44 | 4566713.647 | 13333012.2743 | 10465.3218 |  |  | 8776763.9491 | 0
1050 | 5430398.043 | 13339475.1983 | 0 |  |  | 7909077.1553 | 0 | 44 | 4566713.647 | 13333012.2743 | 10465.3218 |  |  | 8776763.9491 | 0
1051 | 5099496.624 | 13339475.1983 | 0 |  |  | 8239978.5743 | 0 | 44 | 4566713.647 | 13333012.2743 | 10465.3218 |  |  | 8776763.9491 | 0
1052 | 4720310.793 | 13339475.1983 | 0 |  |  | 8619164.4053 | 0 | 44 | 4566713.647 | 13333012.2743 | 10465.3218 |  |  | 8776763.9491 | 0
1053 | 4434047.208 | 13339475.1983 | 0 |  |  | 8905427.9903 | 0 | 44 | 4566713.647 | 13333012.2743 | 10465.3218 |  |  | 8776763.9491 | 0
1054 | 4096517.494 | 13339475.1983 | 0 |  |  | 9242957.7043 | 0 | 44 | 4566713.647 | 13333012.2743 | 10465.3218 |  |  | 8776763.9491 | 0
1055 | 3807168.05 | 13339475.1983 | 0 |  |  | 9532307.1483 | 0 | 44 | 4566713.647 | 13333012.2743 | 10465.3218 |  |  | 8776763.9491 | 0
1056 | 3564653.006 | 13339475.1983 | 0 |  |  | 9774822.1923 | 0 | 44 | 4566713.647 | 13333012.2743 | 10465.3218 |  |  | 8776763.9491 | 0
1057 | 3472423.85 | 13339475.1983 | 0 |  |  | 9867051.3483 | 0 | 45 | 4488486.1929 | 13339475.1983 | 3346.3075 |  |  | 8854335.313 | 0
1058 | 3435728.276 | 13339475.1983 | 0 |  |  | 9903746.9223 | 0 | 45 | 4488486.1929 | 13339475.1983 | 3346.3075 |  |  | 8854335.313 | 0
1059 | 3460395.215 | 13339475.1983 | 0 |  |  | 9879079.9833 | 0 | 45 | 4488486.1929 | 13339475.1983 | 3346.3075 |  |  | 8854335.313 | 0
1060 | 3559605.927 | 13339475.1983 | 0 |  |  | 9779869.2713 | 0 | 45 | 4488486.1929 | 13339475.1983 | 3346.3075 |  |  | 8854335.313 | 0
1061 | 3820482.778 | 13339475.1983 | 0 |  |  | 9518992.4203 | 0 | 45 | 4488486.1929 | 13339475.1983 | 3346.3075 |  |  | 8854335.313 | 0
1062 | 4428159.651 | 13339475.1983 | 0 |  |  | 8911315.5473 | 0 | 45 | 4488486.1929 | 13339475.1983 | 3346.3075 |  |  | 8854335.313 | 0
1063 | 5076258.198 | 13339475.1983 | 0 |  |  | 8263217.0003 | 0 | 45 | 4488486.1929 | 13339475.1983 | 3346.3075 |  |  | 8854335.313 | 0
1064 | 5302914.011 | 13339475.1983 | 2558.3958 |  |  | 8039119.5831 | 0 | 45 | 4488486.1929 | 13339475.1983 | 3346.3075 |  |  | 8854335.313 | 0
1065 | 5296869.827 | 13339475.1983 | 7230.2489 |  |  | 8049835.6202 | 0 | 45 | 4488486.1929 | 13339475.1983 | 3346.3075 |  |  | 8854335.313 | 0
1066 | 5260854.699 | 13339475.1983 | 8342.5949 |  |  | 8086963.0942 | 0 | 45 | 4488486.1929 | 13339475.1983 | 3346.3075 |  |  | 8854335.313 | 0
1067 | 5097816.827 | 13339475.1983 | 10567.2868 |  |  | 8252225.6582 | 0 | 45 | 4488486.1929 | 13339475.1983 | 3346.3075 |  |  | 8854335.313 | 0
1068 | 4915793.009 | 13339475.1983 | 12235.8058 |  |  | 8435917.9952 | 0 | 45 | 4488486.1929 | 13339475.1983 | 3346.3075 |  |  | 8854335.313 | 0
1069 | 4867832.193 | 13339475.1983 | 14571.7324 |  |  | 8486214.7377 | 0 | 45 | 4488486.1929 | 13339475.1983 | 3346.3075 |  |  | 8854335.313 | 0
1070 | 4763986.911 | 13339475.1983 | 14571.7324 |  |  | 8590060.0197 | 0 | 45 | 4488486.1929 | 13339475.1983 | 3346.3075 |  |  | 8854335.313 | 0
1071 | 4617536.399 | 13339475.1983 | 8898.7679 |  |  | 8730837.5672 | 0 | 45 | 4488486.1929 | 13339475.1983 | 3346.3075 |  |  | 8854335.313 | 0
1072 | 4642645.111 | 13339475.1983 | 1334.8152 |  |  | 8698164.9025 | 0 | 45 | 4488486.1929 | 13339475.1983 | 3346.3075 |  |  | 8854335.313 | 0
1073 | 5136712.022 | 13339475.1983 | 0 |  |  | 8202763.1763 | 0 | 45 | 4488486.1929 | 13339475.1983 | 3346.3075 |  |  | 8854335.313 | 0
1074 | 5292405.294 | 13339475.1983 | 0 |  |  | 8047069.9043 | 0 | 45 | 4488486.1929 | 13339475.1983 | 3346.3075 |  |  | 8854335.313 | 0
1075 | 4976280.809 | 13339475.1983 | 0 |  |  | 8363194.3893 | 0 | 45 | 4488486.1929 | 13339475.1983 | 3346.3075 |  |  | 8854335.313 | 0
1076 | 4698309.493 | 13339475.1983 | 0 |  |  | 8641165.7053 | 0 | 45 | 4488486.1929 | 13339475.1983 | 3346.3075 |  |  | 8854335.313 | 0
1077 | 4383649.563 | 13339475.1983 | 0 |  |  | 8955825.6353 | 0 | 45 | 4488486.1929 | 13339475.1983 | 3346.3075 |  |  | 8854335.313 | 0
1078 | 4008254.986 | 13339475.1983 | 0 |  |  | 9331220.2123 | 0 | 45 | 4488486.1929 | 13339475.1983 | 3346.3075 |  |  | 8854335.313 | 0
1079 | 3688652.787 | 13339475.1983 | 0 |  |  | 9650822.4113 | 0 | 45 | 4488486.1929 | 13339475.1983 | 3346.3075 |  |  | 8854335.313 | 0
1080 | 3520100.793 | 13339475.1983 | 0 |  |  | 9819374.4053 | 0 | 45 | 4488486.1929 | 13339475.1983 | 3346.3075 |  |  | 8854335.313 | 0
1081 | 3423100.303 | 13339475.1983 | 0 |  |  | 9916374.8953 | 0 | 46 | 4423644.1616 | 7991405.5634 | 4977.7483 |  |  | 4491179.353 | 918440.2029
1082 | 3398239.728 | 13339475.1983 | 0 |  |  | 9941235.4703 | 0 | 46 | 4423644.1616 | 7991405.5634 | 4977.7483 |  |  | 4491179.353 | 918440.2029
1083 | 3437789.526 | 13339475.1983 | 0 |  |  | 9901685.6723 | 0 | 46 | 4423644.1616 | 7991405.5634 | 4977.7483 |  |  | 4491179.353 | 918440.2029
1084 | 3539167.713 | 13339475.1983 | 0 |  |  | 9800307.4853 | 0 | 46 | 4423644.1616 | 7991405.5634 | 4977.7483 |  |  | 4491179.353 | 918440.2029
1085 | 3806990.671 | 13339475.1983 | 0 |  |  | 9532484.5273 | 0 | 46 | 4423644.1616 | 7991405.5634 | 4977.7483 |  |  | 4491179.353 | 918440.2029
1086 | 4364693.887 | 13339475.1983 | 0 |  |  | 8974781.3113 | 0 | 46 | 4423644.1616 | 7991405.5634 | 4977.7483 |  |  | 4491179.353 | 918440.2029
1087 | 4964766.922 | 13339475.1983 | 0 |  |  | 8374708.2763 | 0 | 46 | 4423644.1616 | 7991405.5634 | 4977.7483 |  |  | 4491179.353 | 918440.2029
1088 | 5177758.658 | 13339475.1983 | 1334.8152 |  |  | 8163051.3555 | 0 | 46 | 4423644.1616 | 7991405.5634 | 4977.7483 |  |  | 4491179.353 | 918440.2029
1089 | 5159129.969 | 10780157.2824 | 6674.0759 |  |  | 5627701.3893 | 0 | 46 | 4423644.1616 | 7991405.5634 | 4977.7483 |  |  | 4491179.353 | 918440.2029
1090 | 5153724.243 | 10159716.5755 | 15461.6092 |  |  | 5021453.9416 | 0 | 46 | 4423644.1616 | 7991405.5634 | 4977.7483 |  |  | 4491179.353 | 918440.2029
1091 | 5047957.024 | 10237271.6638 | 17575.0665 |  |  | 5206889.7064 | 0 | 46 | 4423644.1616 | 7991405.5634 | 4977.7483 |  |  | 4491179.353 | 918440.2029
1092 | 4892241.611 | 9461720.7802 | 18131.2395 |  |  | 4587610.4087 | 0 | 46 | 4423644.1616 | 7991405.5634 | 4977.7483 |  |  | 4491179.353 | 918440.2029
1093 | 4824722.066 | 8880057.6175 | 19577.2893 |  |  | 4074912.8408 | 0 | 46 | 4423644.1616 | 7991405.5634 | 4977.7483 |  |  | 4491179.353 | 918440.2029
1094 | 4718247.261 | 8647392.3524 | 19354.8201 |  |  | 3948499.9115 | 0 | 46 | 4423644.1616 | 7991405.5634 | 4977.7483 |  |  | 4491179.353 | 918440.2029
1095 | 4578536.013 | 8143284.2781 | 17575.0665 |  |  | 3582323.3316 | 0 | 46 | 4423644.1616 | 7991405.5634 | 4977.7483 |  |  | 4491179.353 | 918440.2029
1096 | 4608574.568 | 5739076.5388 | 3781.9763 |  |  | 1134283.9472 | 0 | 46 | 4423644.1616 | 7991405.5634 | 4977.7483 |  |  | 4491179.353 | 918440.2029
1097 | 5094422.818 | 3257313.7112 | 0 |  |  | 0 | 1837109.1068 | 46 | 4423644.1616 | 7991405.5634 | 4977.7483 |  |  | 4491179.353 | 918440.2029
1098 | 5206135.919 | 1667434.3998 | 0 |  |  | 0 | 3538701.5192 | 46 | 4423644.1616 | 7991405.5634 | 4977.7483 |  |  | 4491179.353 | 918440.2029
1099 | 4890553.87 | 969438.6045 | 0 |  |  | 0 | 3921115.2655 | 46 | 4423644.1616 | 7991405.5634 | 4977.7483 |  |  | 4491179.353 | 918440.2029
1100 | 4581951.004 | 620440.7069 | 0 |  |  | 0 | 3961510.2971 | 46 | 4423644.1616 | 7991405.5634 | 4977.7483 |  |  | 4491179.353 | 918440.2029
1101 | 4291074.049 | 659218.2511 | 0 |  |  | 0 | 3631855.7979 | 46 | 4423644.1616 | 7991405.5634 | 4977.7483 |  |  | 4491179.353 | 918440.2029
1102 | 3961334.183 | 1085771.2371 | 0 |  |  | 0 | 2875562.9459 | 46 | 4423644.1616 | 7991405.5634 | 4977.7483 |  |  | 4491179.353 | 918440.2029
1103 | 3626749.245 | 1861322.1207 | 0 |  |  | 0 | 1765427.1243 | 46 | 4423644.1616 | 7991405.5634 | 4977.7483 |  |  | 4491179.353 | 918440.2029
1104 | 3419598.627 | 2908315.8136 | 0 |  |  | 0 | 511282.8134 | 46 | 4423644.1616 | 7991405.5634 | 4977.7483 |  |  | 4491179.353 | 918440.2029
1105 | 3355722.089 | 3528756.5205 | 0 |  |  | 173034.4315 | 0 | 47 | 4416295.0545 | 1247344.3378 | 3985.9064 |  |  | 43751.9141 | 3208716.7244
1106 | 3266812.703 | 2481762.8276 | 0 |  |  | 0 | 785049.8754 | 47 | 4416295.0545 | 1247344.3378 | 3985.9064 |  |  | 43751.9141 | 3208716.7244
1107 | 3266957.922 | 2753205.6369 | 0 |  |  | 0 | 513752.2851 | 47 | 4416295.0545 | 1247344.3378 | 3985.9064 |  |  | 43751.9141 | 3208716.7244
1108 | 3357097.613 | 3838976.8739 | 0 |  |  | 481879.2609 | 0 | 47 | 4416295.0545 | 1247344.3378 | 3985.9064 |  |  | 43751.9141 | 3208716.7244
1109 | 3598954.805 | 3994087.0507 | 0 |  |  | 395132.2457 | 0 | 47 | 4416295.0545 | 1247344.3378 | 3985.9064 |  |  | 43751.9141 | 3208716.7244
1110 | 4165591.405 | 3296091.2554 | 0 |  |  | 0 | 869500.1496 | 47 | 4416295.0545 | 1247344.3378 | 3985.9064 |  |  | 43751.9141 | 3208716.7244
1111 | 4830120.438 | 2675650.5485 | 0 |  |  | 0 | 2154469.8895 | 47 | 4416295.0545 | 1247344.3378 | 3985.9064 |  |  | 43751.9141 | 3208716.7244
1112 | 5063901.2 | 2132764.93 | 2113.4574 |  |  | 0 | 2929022.8127 | 47 | 4416295.0545 | 1247344.3378 | 3985.9064 |  |  | 43751.9141 | 3208716.7244
1113 | 5133995.228 | 1512324.2231 | 6451.6067 |  |  | 0 | 3615219.3982 | 47 | 4416295.0545 | 1247344.3378 | 3985.9064 |  |  | 43751.9141 | 3208716.7244
1114 | 5217680.727 | 387775.4418 | 11679.6328 |  |  | 0 | 4818225.6524 | 47 | 4416295.0545 | 1247344.3378 | 3985.9064 |  |  | 43751.9141 | 3208716.7244
1115 | 5181946.764 | 0 | 16907.6589 |  |  | 0 | 5165039.1051 | 47 | 4416295.0545 | 1247344.3378 | 3985.9064 |  |  | 43751.9141 | 3208716.7244
1116 | 5116278.99 | 0 | 20133.4623 |  |  | 0 | 5096145.5277 | 47 | 4416295.0545 | 1247344.3378 | 3985.9064 |  |  | 43751.9141 | 3208716.7244
1117 | 5110868.08 | 0 | 18020.0049 |  |  | 0 | 5092848.0751 | 47 | 4416295.0545 | 1247344.3378 | 3985.9064 |  |  | 43751.9141 | 3208716.7244
1118 | 4980615.064 | 77555.0884 | 12569.5096 |  |  | 0 | 4890490.466 | 47 | 4416295.0545 | 1247344.3378 | 3985.9064 |  |  | 43751.9141 | 3208716.7244
1119 | 4844759.41 | 232665.2651 | 6896.5451 |  |  | 0 | 4605197.5998 | 47 | 4416295.0545 | 1247344.3378 | 3985.9064 |  |  | 43751.9141 | 3208716.7244
1120 | 4849422.735 | 310220.3534 | 889.8768 |  |  | 0 | 4538312.5048 | 47 | 4416295.0545 | 1247344.3378 | 3985.9064 |  |  | 43751.9141 | 3208716.7244
1121 | 5193360.553 | 387775.4418 | 0 |  |  | 0 | 4805585.1112 | 47 | 4416295.0545 | 1247344.3378 | 3985.9064 |  |  | 43751.9141 | 3208716.7244
1122 | 5171364.969 | 581663.1627 | 0 |  |  | 0 | 4589701.8063 | 47 | 4416295.0545 | 1247344.3378 | 3985.9064 |  |  | 43751.9141 | 3208716.7244
1123 | 4824277.326 | 659218.2511 | 0 |  |  | 0 | 4165059.0749 | 47 | 4416295.0545 | 1247344.3378 | 3985.9064 |  |  | 43751.9141 | 3208716.7244
1124 | 4509162.887 | 542885.6185 | 0 |  |  | 0 | 3966277.2685 | 47 | 4416295.0545 | 1247344.3378 | 3985.9064 |  |  | 43751.9141 | 3208716.7244
1125 | 4196692.809 | 348997.8976 | 0 |  |  | 0 | 3847694.9114 | 47 | 4416295.0545 | 1247344.3378 | 3985.9064 |  |  | 43751.9141 | 3208716.7244
1126 | 3855639.672 | 155110.1767 | 0 |  |  | 0 | 3700529.4953 | 47 | 4416295.0545 | 1247344.3378 | 3985.9064 |  |  | 43751.9141 | 3208716.7244
1127 | 3544978.459 | 38777.5442 | 0 |  |  | 0 | 3506200.9148 | 47 | 4416295.0545 | 1247344.3378 | 3985.9064 |  |  | 43751.9141 | 3208716.7244
1128 | 3354879.461 | 0 | 0 |  |  | 0 | 3354879.461 | 47 | 4416295.0545 | 1247344.3378 | 3985.9064 |  |  | 43751.9141 | 3208716.7244
1129 | 3238353.763 | 0 | 0 |  |  | 0 | 3238353.763 | 48 | 4155805.16 | 1341056.7363 | 15790.6782 |  |  | 0 | 2798957.7456
1130 | 3178125.698 | 38777.5442 | 0 |  |  | 0 | 3139348.1538 | 48 | 4155805.16 | 1341056.7363 | 15790.6782 |  |  | 0 | 2798957.7456
1131 | 3169131.178 | 116332.6325 | 0 |  |  | 0 | 3052798.5455 | 48 | 4155805.16 | 1341056.7363 | 15790.6782 |  |  | 0 | 2798957.7456
1132 | 3219936.188 | 193887.7209 | 0 |  |  | 0 | 3026048.4671 | 48 | 4155805.16 | 1341056.7363 | 15790.6782 |  |  | 0 | 2798957.7456
1133 | 3447403.056 | 310220.3534 | 0 |  |  | 0 | 3137182.7026 | 48 | 4155805.16 | 1341056.7363 | 15790.6782 |  |  | 0 | 2798957.7456
1134 | 4000359.652 | 659218.2511 | 0 |  |  | 0 | 3341141.4009 | 48 | 4155805.16 | 1341056.7363 | 15790.6782 |  |  | 0 | 2798957.7456
1135 | 4609027.991 | 1551101.7672 | 111.2346 |  |  | 0 | 3057814.9892 | 48 | 4155805.16 | 1341056.7363 | 15790.6782 |  |  | 0 | 2798957.7456
1136 | 4882318.534 | 3489978.9763 | 12791.9788 |  |  | 0 | 1379547.5789 | 48 | 4155805.16 | 1341056.7363 | 15790.6782 |  |  | 0 | 2798957.7456
1137 | 4979744.495 | 3838976.8739 | 43492.7279 |  |  | 0 | 1097274.8931 | 48 | 4155805.16 | 1341056.7363 | 15790.6782 |  |  | 0 | 2798957.7456
1138 | 5020207.438 | 3024648.4461 | 62847.548 |  |  | 0 | 1932711.4439 | 48 | 4155805.16 | 1341056.7363 | 15790.6782 |  |  | 0 | 2798957.7456
1139 | 4937092.257 | 3024648.4461 | 63737.4248 |  |  | 0 | 1848706.3861 | 48 | 4155805.16 | 1341056.7363 | 15790.6782 |  |  | 0 | 2798957.7456
1140 | 4746180.306 | 2869538.2694 | 59621.7447 |  |  | 0 | 1817020.2919 | 48 | 4155805.16 | 1341056.7363 | 15790.6782 |  |  | 0 | 2798957.7456
1141 | 4632227.524 | 2714428.0927 | 54616.1877 |  |  | 0 | 1863183.2436 | 48 | 4155805.16 | 1341056.7363 | 15790.6782 |  |  | 0 | 2798957.7456
1142 | 4479812.151 | 2481762.8276 | 46496.0621 |  |  | 0 | 1951553.2613 | 48 | 4155805.16 | 1341056.7363 | 15790.6782 |  |  | 0 | 2798957.7456
1143 | 4360370.273 | 1861322.1207 | 28364.8226 |  |  | 0 | 2470683.3297 | 48 | 4155805.16 | 1341056.7363 | 15790.6782 |  |  | 0 | 2798957.7456
1144 | 4419688.206 | 736773.3394 | 6896.5451 |  |  | 0 | 3676018.3215 | 48 | 4155805.16 | 1341056.7363 | 15790.6782 |  |  | 0 | 2798957.7456
1145 | 4839159.984 | 193887.7209 | 0 |  |  | 0 | 4645272.2631 | 48 | 4155805.16 | 1341056.7363 | 15790.6782 |  |  | 0 | 2798957.7456
1146 | 4916420.045 | 77555.0884 | 0 |  |  | 0 | 4838864.9566 | 48 | 4155805.16 | 1341056.7363 | 15790.6782 |  |  | 0 | 2798957.7456
1147 | 4506437.788 | 387775.4418 | 0 |  |  | 0 | 4118662.3462 | 48 | 4155805.16 | 1341056.7363 | 15790.6782 |  |  | 0 | 2798957.7456
1148 | 4134128.291 | 1124548.7813 | 0 |  |  | 0 | 3009579.5097 | 48 | 4155805.16 | 1341056.7363 | 15790.6782 |  |  | 0 | 2798957.7456
1149 | 3869192.448 | 1589879.3114 | 0 |  |  | 0 | 2279313.1366 | 48 | 4155805.16 | 1341056.7363 | 15790.6782 |  |  | 0 | 2798957.7456
1150 | 3603193.691 | 1124548.7813 | 0 |  |  | 0 | 2478644.9097 | 48 | 4155805.16 | 1341056.7363 | 15790.6782 |  |  | 0 | 2798957.7456
1151 | 3373029.267 | 542885.6185 | 0 |  |  | 0 | 2830143.6485 | 48 | 4155805.16 | 1341056.7363 | 15790.6782 |  |  | 0 | 2798957.7456
1152 | 3177783.617 | 232665.2651 | 0 |  |  | 0 | 2945118.3519 | 48 | 4155805.16 | 1341056.7363 | 15790.6782 |  |  | 0 | 2798957.7456
1153 | 3058092.378 | 116332.6325 | 0 |  |  | 0 | 2941759.7455 | 49 | 3744531.7063 | 2596479.7291 | 3415.8291 |  |  | 736055.046 | 1880691.1941
1154 | 2991413.675 | 0 | 0 |  |  | 0 | 2991413.675 | 49 | 3744531.7063 | 2596479.7291 | 3415.8291 |  |  | 736055.046 | 1880691.1941
1155 | 2977947.278 | 0 | 0 |  |  | 0 | 2977947.278 | 49 | 3744531.7063 | 2596479.7291 | 3415.8291 |  |  | 736055.046 | 1880691.1941
1156 | 2991033.273 | 38777.5442 | 0 |  |  | 0 | 2952255.7288 | 49 | 3744531.7063 | 2596479.7291 | 3415.8291 |  |  | 736055.046 | 1880691.1941
1157 | 3056078.198 | 155110.1767 | 0 |  |  | 0 | 2900968.0213 | 49 | 3744531.7063 | 2596479.7291 | 3415.8291 |  |  | 736055.046 | 1880691.1941
1158 | 3239434.874 | 232665.2651 | 0 |  |  | 0 | 3006769.6089 | 49 | 3744531.7063 | 2596479.7291 | 3415.8291 |  |  | 736055.046 | 1880691.1941
1159 | 3513912.644 | 232665.2651 | 0 |  |  | 0 | 3281247.3789 | 49 | 3744531.7063 | 2596479.7291 | 3415.8291 |  |  | 736055.046 | 1880691.1941
1160 | 3821387.194 | 155110.1767 | 1446.0498 |  |  | 0 | 3664830.9675 | 49 | 3744531.7063 | 2596479.7291 | 3415.8291 |  |  | 736055.046 | 1880691.1941
1161 | 4041014.276 | 38777.5442 | 6674.0759 |  |  | 0 | 3995562.6559 | 49 | 3744531.7063 | 2596479.7291 | 3415.8291 |  |  | 736055.046 | 1880691.1941
1162 | 4145487.247 | 0 | 9454.9409 |  |  | 0 | 4136032.3061 | 49 | 3744531.7063 | 2596479.7291 | 3415.8291 |  |  | 736055.046 | 1880691.1941
1163 | 4134592.436 | 0 | 12235.8058 |  |  | 0 | 4122356.6302 | 49 | 3744531.7063 | 2596479.7291 | 3415.8291 |  |  | 736055.046 | 1880691.1941
1164 | 4075623.565 | 77555.0884 | 13125.6826 |  |  | 0 | 3984942.794 | 49 | 3744531.7063 | 2596479.7291 | 3415.8291 |  |  | 736055.046 | 1880691.1941
1165 | 4014363.327 | 1008216.1487 | 12347.0404 |  |  | 0 | 2993800.1379 | 49 | 3744531.7063 | 2596479.7291 | 3415.8291 |  |  | 736055.046 | 1880691.1941
1166 | 3992366.766 | 2791983.181 | 13681.8556 |  |  | 0 | 1186701.7294 | 49 | 3744531.7063 | 2596479.7291 | 3415.8291 |  |  | 736055.046 | 1880691.1941
1167 | 4003866.376 | 5079858.2877 | 10233.583 |  |  | 1086225.4948 | 0 | 49 | 3744531.7063 | 2596479.7291 | 3415.8291 |  |  | 736055.046 | 1880691.1941
1168 | 4118530.819 | 7600398.6595 | 2780.865 |  |  | 3484648.7055 | 0 | 49 | 3744531.7063 | 2596479.7291 | 3415.8291 |  |  | 736055.046 | 1880691.1941
1169 | 4524813.022 | 7949396.5572 | 0 |  |  | 3424583.5352 | 0 | 49 | 3744531.7063 | 2596479.7291 | 3415.8291 |  |  | 736055.046 | 1880691.1941
1170 | 4636794.818 | 6747292.6875 | 0 |  |  | 2110497.8695 | 0 | 49 | 3744531.7063 | 2596479.7291 | 3415.8291 |  |  | 736055.046 | 1880691.1941
1171 | 4313002.361 | 6669737.5992 | 0 |  |  | 2356735.2382 | 0 | 49 | 3744531.7063 | 2596479.7291 | 3415.8291 |  |  | 736055.046 | 1880691.1941
1172 | 4044989.969 | 5894186.7155 | 0 |  |  | 1849196.7465 | 0 | 49 | 3744531.7063 | 2596479.7291 | 3415.8291 |  |  | 736055.046 | 1880691.1941
1173 | 3816203.685 | 5157413.3761 | 0 |  |  | 1341209.6911 | 0 | 49 | 3744531.7063 | 2596479.7291 | 3415.8291 |  |  | 736055.046 | 1880691.1941
1174 | 3590744.992 | 4343084.9483 | 0 |  |  | 752339.9563 | 0 | 49 | 3744531.7063 | 2596479.7291 | 3415.8291 |  |  | 736055.046 | 1880691.1941
1175 | 3492813.282 | 4032864.5948 | 0 |  |  | 540051.3128 | 0 | 49 | 3744531.7063 | 2596479.7291 | 3415.8291 |  |  | 736055.046 | 1880691.1941
1176 | 3274254.497 | 3994087.0507 | 0 |  |  | 719832.5537 | 0 | 49 | 3744531.7063 | 2596479.7291 | 3415.8291 |  |  | 736055.046 | 1880691.1941
1177 | 3155421.954 | 4343084.9483 | 0 |  |  | 1187662.9943 | 0 | 50 | 3722852.8548 | 4473959.1599 | 3666.107 |  |  | 1644583.239 | 889810.8269
1178 | 3086722.587 | 5583966.3621 | 0 |  |  | 2497243.7751 | 0 | 50 | 3722852.8548 | 4473959.1599 | 3666.107 |  |  | 1644583.239 | 889810.8269
1179 | 3059671.416 | 6708515.1434 | 0 |  |  | 3648843.7274 | 0 | 50 | 3722852.8548 | 4473959.1599 | 3666.107 |  |  | 1644583.239 | 889810.8269
1180 | 3063112.923 | 6359517.2457 | 0 |  |  | 3296404.3227 | 0 | 50 | 3722852.8548 | 4473959.1599 | 3666.107 |  |  | 1644583.239 | 889810.8269
1181 | 3051855.237 | 5777854.083 | 0 |  |  | 2725998.846 | 0 | 50 | 3722852.8548 | 4473959.1599 | 3666.107 |  |  | 1644583.239 | 889810.8269
1182 | 3219039.44 | 5622743.9063 | 0 |  |  | 2403704.4663 | 0 | 50 | 3722852.8548 | 4473959.1599 | 3666.107 |  |  | 1644583.239 | 889810.8269
1183 | 3490584.137 | 5157413.3761 | 0 |  |  | 1666829.2391 | 0 | 50 | 3722852.8548 | 4473959.1599 | 3666.107 |  |  | 1644583.239 | 889810.8269
1184 | 3713355.088 | 3955309.5065 | 1779.7536 |  |  | 243734.1721 | 0 | 50 | 3722852.8548 | 4473959.1599 | 3666.107 |  |  | 1644583.239 | 889810.8269
1185 | 3964236.182 | 1900099.6649 | 7341.4835 |  |  | 0 | 2056795.0336 | 50 | 3722852.8548 | 4473959.1599 | 3666.107 |  |  | 1644583.239 | 889810.8269
1186 | 4091606.626 | 1938877.2091 | 12124.5712 |  |  | 0 | 2140604.8457 | 50 | 3722852.8548 | 4473959.1599 | 3666.107 |  |  | 1644583.239 | 889810.8269
1187 | 4110245.917 | 4653305.3017 | 16462.7205 |  |  | 559522.1053 | 0 | 50 | 3722852.8548 | 4473959.1599 | 3666.107 |  |  | 1644583.239 | 889810.8269
1188 | 4074281.36 | 5739076.5388 | 15684.0784 |  |  | 1680479.2572 | 0 | 50 | 3722852.8548 | 4473959.1599 | 3666.107 |  |  | 1644583.239 | 889810.8269
1189 | 3960410.928 | 7057513.041 | 13125.6826 |  |  | 3110227.7956 | 0 | 50 | 3722852.8548 | 4473959.1599 | 3666.107 |  |  | 1644583.239 | 889810.8269
1190 | 3914215.664 | 8724947.4408 | 11123.4598 |  |  | 4821855.2366 | 0 | 50 | 3722852.8548 | 4473959.1599 | 3666.107 |  |  | 1644583.239 | 889810.8269
1191 | 3895168.45 | 9578053.4128 | 7897.6565 |  |  | 5690782.6192 | 0 | 50 | 3722852.8548 | 4473959.1599 | 3666.107 |  |  | 1644583.239 | 889810.8269
1192 | 4024354.339 | 8957612.7059 | 2447.1612 |  |  | 4935705.528 | 0 | 50 | 3722852.8548 | 4473959.1599 | 3666.107 |  |  | 1644583.239 | 889810.8269
1193 | 4505407.622 | 5506411.2737 | 0 |  |  | 1001003.6517 | 0 | 50 | 3722852.8548 | 4473959.1599 | 3666.107 |  |  | 1644583.239 | 889810.8269
1194 | 4662897.587 | 2636873.0043 | 0 |  |  | 0 | 2026024.5827 | 50 | 3722852.8548 | 4473959.1599 | 3666.107 |  |  | 1644583.239 | 889810.8269
1195 | 4337987.637 | 1783767.0323 | 0 |  |  | 0 | 2554220.6047 | 50 | 3722852.8548 | 4473959.1599 | 3666.107 |  |  | 1644583.239 | 889810.8269
1196 | 4027084.287 | 1202103.8696 | 0 |  |  | 0 | 2824980.4174 | 50 | 3722852.8548 | 4473959.1599 | 3666.107 |  |  | 1644583.239 | 889810.8269
1197 | 3773517.385 | 736773.3394 | 0 |  |  | 0 | 3036744.0456 | 50 | 3722852.8548 | 4473959.1599 | 3666.107 |  |  | 1644583.239 | 889810.8269
1198 | 3526321.511 | 736773.3394 | 0 |  |  | 0 | 2789548.1716 | 50 | 3722852.8548 | 4473959.1599 | 3666.107 |  |  | 1644583.239 | 889810.8269
1199 | 3306301.992 | 1085771.2371 | 0 |  |  | 0 | 2220530.7549 | 50 | 3722852.8548 | 4473959.1599 | 3666.107 |  |  | 1644583.239 | 889810.8269
1200 | 3334668.245 | 1628656.8556 | 0 |  |  | 0 | 1706011.3894 | 50 | 3722852.8548 | 4473959.1599 | 3666.107 |  |  | 1644583.239 | 889810.8269
1201 | 3303296.835 | 2442985.2834 | 0 |  |  | 0 | 860311.5516 | 51 | 4499358.4899 | 8582763.1121 | 3527.0637 |  |  | 4345404.2609 | 258472.575
1202 | 3277033.524 | 3567534.0647 | 0 |  |  | 290500.5407 | 0 | 51 | 4499358.4899 | 8582763.1121 | 3527.0637 |  |  | 4345404.2609 | 258472.575
1203 | 3293253.046 | 4614527.7576 | 0 |  |  | 1321274.7116 | 0 | 51 | 4499358.4899 | 8582763.1121 | 3527.0637 |  |  | 4345404.2609 | 258472.575
1204 | 3404766.316 | 4459417.5808 | 0 |  |  | 1054651.2648 | 0 | 51 | 4499358.4899 | 8582763.1121 | 3527.0637 |  |  | 4345404.2609 | 258472.575
1205 | 3675538.097 | 3683866.6972 | 0 |  |  | 8328.6002 | 0 | 51 | 4499358.4899 | 8582763.1121 | 3527.0637 |  |  | 4345404.2609 | 258472.575
1206 | 4217709.508 | 3140981.0787 | 0 |  |  | 0 | 1076728.4293 | 51 | 4499358.4899 | 8582763.1121 | 3527.0637 |  |  | 4345404.2609 | 258472.575
1207 | 4811299.677 | 3179758.6229 | 0 |  |  | 0 | 1631541.0541 | 51 | 4499358.4899 | 8582763.1121 | 3527.0637 |  |  | 4345404.2609 | 258472.575
1208 | 5029142.633 | 3916531.9623 | 3003.3342 |  |  | 0 | 1109607.3365 | 51 | 4499358.4899 | 8582763.1121 | 3527.0637 |  |  | 4345404.2609 | 258472.575
1209 | 5056595.884 | 3800199.3298 | 8120.1257 |  |  | 0 | 1248276.4286 | 51 | 4499358.4899 | 8582763.1121 | 3527.0637 |  |  | 4345404.2609 | 258472.575
1210 | 5139865.335 | 4847193.0227 | 15795.313 |  |  | 0 | 276876.9994 | 51 | 4499358.4899 | 8582763.1121 | 3527.0637 |  |  | 4345404.2609 | 258472.575
1211 | 5113943.122 | 9810718.6779 | 18909.8817 |  |  | 4715685.4376 | 0 | 51 | 4499358.4899 | 8582763.1121 | 3527.0637 |  |  | 4345404.2609 | 258472.575
1212 | 5062798.298 | 11129155.18 | 15016.6708 |  |  | 6081373.5528 | 0 | 51 | 4499358.4899 | 8582763.1121 | 3527.0637 |  |  | 4345404.2609 | 258472.575
1213 | 5103294.755 | 11865928.5195 | 12124.5712 |  |  | 6774758.3357 | 0 | 51 | 4499358.4899 | 8582763.1121 | 3527.0637 |  |  | 4345404.2609 | 258472.575
1214 | 5044747.214 | 13223142.5658 | 7675.1873 |  |  | 8186070.5391 | 0 | 51 | 4499358.4899 | 8582763.1121 | 3527.0637 |  |  | 4345404.2609 | 258472.575
1215 | 4935546.382 | 13339475.1983 | 3114.5688 |  |  | 8407043.3851 | 0 | 51 | 4499358.4899 | 8582763.1121 | 3527.0637 |  |  | 4345404.2609 | 258472.575
1216 | 4942620.153 | 13339475.1983 | 889.8768 |  |  | 8397744.9221 | 0 | 51 | 4499358.4899 | 8582763.1121 | 3527.0637 |  |  | 4345404.2609 | 258472.575
1217 | 5310537.344 | 13339475.1983 | 0 |  |  | 8028937.8543 | 0 | 51 | 4499358.4899 | 8582763.1121 | 3527.0637 |  |  | 4345404.2609 | 258472.575
1218 | 5294588.244 | 13339475.1983 | 0 |  |  | 8044886.9543 | 0 | 51 | 4499358.4899 | 8582763.1121 | 3527.0637 |  |  | 4345404.2609 | 258472.575
1219 | 5070449.097 | 13339475.1983 | 0 |  |  | 8269026.1013 | 0 | 51 | 4499358.4899 | 8582763.1121 | 3527.0637 |  |  | 4345404.2609 | 258472.575
1220 | 4797558.038 | 12563924.3147 | 0 |  |  | 7766366.2767 | 0 | 51 | 4499358.4899 | 8582763.1121 | 3527.0637 |  |  | 4345404.2609 | 258472.575
1221 | 4544086.215 | 12098593.7845 | 0 |  |  | 7554507.5695 | 0 | 51 | 4499358.4899 | 8582763.1121 | 3527.0637 |  |  | 4345404.2609 | 258472.575
1222 | 4170897.809 | 11516930.6218 | 0 |  |  | 7346032.8128 | 0 | 51 | 4499358.4899 | 8582763.1121 | 3527.0637 |  |  | 4345404.2609 | 258472.575
1223 | 3900672.564 | 10082161.4871 | 0 |  |  | 6181488.9231 | 0 | 51 | 4499358.4899 | 8582763.1121 | 3527.0637 |  |  | 4345404.2609 | 258472.575
1224 | 3484363.668 | 9345388.1477 | 0 |  |  | 5861024.4797 | 0 | 51 | 4499358.4899 | 8582763.1121 | 3527.0637 |  |  | 4345404.2609 | 258472.575
1225 | 3368086.45 | 9578053.4128 | 0 |  |  | 6209966.9628 | 0 | 52 | 4358852.3738 | 6949259.0635 | 5028.7308 |  |  | 2858199.8605 | 262764.4399
1226 | 3386873.641 | 10120939.0313 | 0 |  |  | 6734065.3903 | 0 | 52 | 4358852.3738 | 6949259.0635 | 5028.7308 |  |  | 2858199.8605 | 262764.4399
1227 | 3257561.347 | 10392381.8406 | 0 |  |  | 7134820.4936 | 0 | 52 | 4358852.3738 | 6949259.0635 | 5028.7308 |  |  | 2858199.8605 | 262764.4399
1228 | 3345319.985 | 9849496.222 | 0 |  |  | 6504176.237 | 0 | 52 | 4358852.3738 | 6949259.0635 | 5028.7308 |  |  | 2858199.8605 | 262764.4399
1229 | 3672260.217 | 8724947.4408 | 0 |  |  | 5052687.2238 | 0 | 52 | 4358852.3738 | 6949259.0635 | 5028.7308 |  |  | 2858199.8605 | 262764.4399
1230 | 4232025.649 | 7716731.2921 | 0 |  |  | 3484705.6431 | 0 | 52 | 4358852.3738 | 6949259.0635 | 5028.7308 |  |  | 2858199.8605 | 262764.4399
1231 | 4860744.002 | 7173845.6735 | 0 |  |  | 2313101.6715 | 0 | 52 | 4358852.3738 | 6949259.0635 | 5028.7308 |  |  | 2858199.8605 | 262764.4399
1232 | 5013451.021 | 6592182.5108 | 4338.1493 |  |  | 1583069.6391 | 0 | 52 | 4358852.3738 | 6949259.0635 | 5028.7308 |  |  | 2858199.8605 | 262764.4399
1233 | 5007541.398 | 5351301.097 | 12680.7442 |  |  | 356440.4432 | 0 | 52 | 4358852.3738 | 6949259.0635 | 5028.7308 |  |  | 2858199.8605 | 262764.4399
1234 | 5022670.781 | 4343084.9483 | 21579.5121 |  |  | 0 | 658006.3206 | 52 | 4358852.3738 | 6949259.0635 | 5028.7308 |  |  | 2858199.8605 | 262764.4399
1235 | 4990747.901 | 3877754.4181 | 24805.3154 |  |  | 0 | 1088188.1675 | 52 | 4358852.3738 | 6949259.0635 | 5028.7308 |  |  | 2858199.8605 | 262764.4399
1236 | 4894905.947 | 3412423.8879 | 19577.2893 |  |  | 0 | 1462904.7698 | 52 | 4358852.3738 | 6949259.0635 | 5028.7308 |  |  | 2858199.8605 | 262764.4399
1237 | 4859161.087 | 3451201.4321 | 15684.0784 |  |  | 0 | 1392275.5765 | 52 | 4358852.3738 | 6949259.0635 | 5028.7308 |  |  | 2858199.8605 | 262764.4399
1238 | 4740232.785 | 3722644.2414 | 12013.3366 |  |  | 0 | 1005575.207 | 52 | 4358852.3738 | 6949259.0635 | 5028.7308 |  |  | 2858199.8605 | 262764.4399
1239 | 4585048.592 | 3877754.4181 | 7897.6565 |  |  | 0 | 699396.5174 | 52 | 4358852.3738 | 6949259.0635 | 5028.7308 |  |  | 2858199.8605 | 262764.4399
1240 | 4609626.121 | 5118635.8319 | 2113.4574 |  |  | 511123.1683 | 0 | 52 | 4358852.3738 | 6949259.0635 | 5028.7308 |  |  | 2858199.8605 | 262764.4399
1241 | 5006801.113 | 6514627.4224 | 0 |  |  | 1507826.3094 | 0 | 52 | 4358852.3738 | 6949259.0635 | 5028.7308 |  |  | 2858199.8605 | 262764.4399
1242 | 5141278.665 | 7018735.4968 | 0 |  |  | 1877456.8318 | 0 | 52 | 4358852.3738 | 6949259.0635 | 5028.7308 |  |  | 2858199.8605 | 262764.4399
1243 | 4820681.915 | 8724947.4408 | 0 |  |  | 3904265.5258 | 0 | 52 | 4358852.3738 | 6949259.0635 | 5028.7308 |  |  | 2858199.8605 | 262764.4399
1244 | 4488754.517 | 9073945.3384 | 0 |  |  | 4585190.8214 | 0 | 52 | 4358852.3738 | 6949259.0635 | 5028.7308 |  |  | 2858199.8605 | 262764.4399
1245 | 4168219.54 | 8918835.1617 | 0 |  |  | 4750615.6217 | 0 | 52 | 4358852.3738 | 6949259.0635 | 5028.7308 |  |  | 2858199.8605 | 262764.4399
1246 | 3900044.366 | 8375949.5431 | 0 |  |  | 4475905.1771 | 0 | 52 | 4358852.3738 | 6949259.0635 | 5028.7308 |  |  | 2858199.8605 | 262764.4399
1247 | 3601487.061 | 7755508.8362 | 0 |  |  | 4154021.7752 | 0 | 52 | 4358852.3738 | 6949259.0635 | 5028.7308 |  |  | 2858199.8605 | 262764.4399
1248 | 3638932.869 | 7096290.5852 | 0 |  |  | 3457357.7162 | 0 | 52 | 4358852.3738 | 6949259.0635 | 5028.7308 |  |  | 2858199.8605 | 262764.4399
1249 | 3542892.104 | 6165629.5248 | 0 |  |  | 2622737.4208 | 0 | 53 | 4502377.048 | 2979407.9779 | 2108.8226 |  |  | 334082.2871 | 1854942.5345
1250 | 3611648.824 | 4885970.5668 | 0 |  |  | 1274321.7428 | 0 | 53 | 4502377.048 | 2979407.9779 | 2108.8226 |  |  | 334082.2871 | 1854942.5345
1251 | 3663011.576 | 3528756.5205 | 0 |  |  | 0 | 134255.0555 | 53 | 4502377.048 | 2979407.9779 | 2108.8226 |  |  | 334082.2871 | 1854942.5345
1252 | 3732507.405 | 2869538.2694 | 0 |  |  | 0 | 862969.1356 | 53 | 4502377.048 | 2979407.9779 | 2108.8226 |  |  | 334082.2871 | 1854942.5345
1253 | 3982877.013 | 2714428.0927 | 0 |  |  | 0 | 1268448.9203 | 53 | 4502377.048 | 2979407.9779 | 2108.8226 |  |  | 334082.2871 | 1854942.5345
1254 | 4529933.439 | 2481762.8276 | 0 |  |  | 0 | 2048170.6114 | 53 | 4502377.048 | 2979407.9779 | 2108.8226 |  |  | 334082.2871 | 1854942.5345
1255 | 4981848.22 | 2287875.1067 | 0 |  |  | 0 | 2693973.1133 | 53 | 4502377.048 | 2979407.9779 | 2108.8226 |  |  | 334082.2871 | 1854942.5345
1256 | 5067854.89 | 2132764.93 | 1890.9882 |  |  | 0 | 2933198.9719 | 53 | 4502377.048 | 2979407.9779 | 2108.8226 |  |  | 334082.2871 | 1854942.5345
1257 | 4964275.854 | 1240881.4138 | 5005.5569 |  |  | 0 | 3718388.8833 | 53 | 4502377.048 | 2979407.9779 | 2108.8226 |  |  | 334082.2871 | 1854942.5345
1258 | 5053335.493 | 2171542.4741 | 8676.2987 |  |  | 0 | 2873116.7202 | 53 | 4502377.048 | 2979407.9779 | 2108.8226 |  |  | 334082.2871 | 1854942.5345
1259 | 5021317.359 | 4343084.9483 | 9788.6446 |  |  | 0 | 668443.7661 | 53 | 4502377.048 | 2979407.9779 | 2108.8226 |  |  | 334082.2871 | 1854942.5345
1260 | 4914800.808 | 5467633.7296 | 8787.5333 |  |  | 561620.4548 | 0 | 53 | 4502377.048 | 2979407.9779 | 2108.8226 |  |  | 334082.2871 | 1854942.5345
1261 | 4883044.473 | 6049296.8923 | 6340.3721 |  |  | 1172592.7914 | 0 | 53 | 4502377.048 | 2979407.9779 | 2108.8226 |  |  | 334082.2871 | 1854942.5345
1262 | 4824406.981 | 5971741.8039 | 4783.0877 |  |  | 1152117.9106 | 0 | 53 | 4502377.048 | 2979407.9779 | 2108.8226 |  |  | 334082.2871 | 1854942.5345
1263 | 4735430.538 | 5739076.5388 | 4004.4455 |  |  | 1007650.4464 | 0 | 53 | 4502377.048 | 2979407.9779 | 2108.8226 |  |  | 334082.2871 | 1854942.5345
1264 | 4776703.892 | 5002303.1994 | 1334.8152 |  |  | 226934.1226 | 0 | 53 | 4502377.048 | 2979407.9779 | 2108.8226 |  |  | 334082.2871 | 1854942.5345
1265 | 5150380.15 | 3722644.2414 | 0 |  |  | 0 | 1427735.9086 | 53 | 4502377.048 | 2979407.9779 | 2108.8226 |  |  | 334082.2871 | 1854942.5345
1266 | 5243579.105 | 2326652.6509 | 0 |  |  | 0 | 2916926.4541 | 53 | 4502377.048 | 2979407.9779 | 2108.8226 |  |  | 334082.2871 | 1854942.5345
1267 | 4943016.553 | 1589879.3114 | 0 |  |  | 0 | 3353137.2416 | 53 | 4502377.048 | 2979407.9779 | 2108.8226 |  |  | 334082.2871 | 1854942.5345
1268 | 4629971.534 | 697995.7953 | 0 |  |  | 0 | 3931975.7387 | 53 | 4502377.048 | 2979407.9779 | 2108.8226 |  |  | 334082.2871 | 1854942.5345
1269 | 4349428.841 | 116332.6325 | 0 |  |  | 0 | 4233096.2085 | 53 | 4502377.048 | 2979407.9779 | 2108.8226 |  |  | 334082.2871 | 1854942.5345
1270 | 4026456.628 | 0 | 0 |  |  | 0 | 4026456.628 | 53 | 4502377.048 | 2979407.9779 | 2108.8226 |  |  | 334082.2871 | 1854942.5345
1271 | 3786703.371 | 0 | 0 |  |  | 0 | 3786703.371 | 53 | 4502377.048 | 2979407.9779 | 2108.8226 |  |  | 334082.2871 | 1854942.5345
1272 | 3641624.1 | 0 | 0 |  |  | 0 | 3641624.1 | 53 | 4502377.048 | 2979407.9779 | 2108.8226 |  |  | 334082.2871 | 1854942.5345
1273 | 3575829.937 | 77555.0884 | 0 |  |  | 0 | 3498274.8486 | 54 | 4432913.6583 | 6564715.0837 | 15443.0701 |  |  | 2587044.2012 | 439799.7058
1274 | 3612878.327 | 542885.6185 | 0 |  |  | 0 | 3069992.7085 | 54 | 4432913.6583 | 6564715.0837 | 15443.0701 |  |  | 2587044.2012 | 439799.7058
1275 | 3341503.755 | 1473546.6789 | 0 |  |  | 0 | 1867957.0761 | 54 | 4432913.6583 | 6564715.0837 | 15443.0701 |  |  | 2587044.2012 | 439799.7058
1276 | 3363792.61 | 2287875.1067 | 0 |  |  | 0 | 1075917.5033 | 54 | 4432913.6583 | 6564715.0837 | 15443.0701 |  |  | 2587044.2012 | 439799.7058
1277 | 3582781.764 | 3296091.2554 | 0 |  |  | 0 | 286690.5086 | 54 | 4432913.6583 | 6564715.0837 | 15443.0701 |  |  | 2587044.2012 | 439799.7058
1278 | 4215132.271 | 4498195.125 | 0 |  |  | 283062.854 | 0 | 54 | 4432913.6583 | 6564715.0837 | 15443.0701 |  |  | 2587044.2012 | 439799.7058
1279 | 4761509.614 | 5700298.9946 | 111.2346 |  |  | 938900.6152 | 0 | 54 | 4432913.6583 | 6564715.0837 | 15443.0701 |  |  | 2587044.2012 | 439799.7058
1280 | 4901072.736 | 6437072.3341 | 7007.7797 |  |  | 1543007.3778 | 0 | 54 | 4432913.6583 | 6564715.0837 | 15443.0701 |  |  | 2587044.2012 | 439799.7058
1281 | 4899374.067 | 4420640.0367 | 17575.0665 |  |  | 0 | 461158.9638 | 54 | 4432913.6583 | 6564715.0837 | 15443.0701 |  |  | 2587044.2012 | 439799.7058
1282 | 4961008.237 | 4614527.7576 | 51279.1498 |  |  | 0 | 295201.3296 | 54 | 4432913.6583 | 6564715.0837 | 15443.0701 |  |  | 2587044.2012 | 439799.7058
1283 | 4944143.904 | 5971741.8039 | 77085.5766 |  |  | 1104683.4765 | 0 | 54 | 4432913.6583 | 6564715.0837 | 15443.0701 |  |  | 2587044.2012 | 439799.7058
1284 | 4887191.617 | 5545188.8179 | 75528.2922 |  |  | 733525.4931 | 0 | 54 | 4432913.6583 | 6564715.0837 | 15443.0701 |  |  | 2587044.2012 | 439799.7058
1285 | 4923151.689 | 5273746.0086 | 70077.7969 |  |  | 420672.1165 | 0 | 54 | 4432913.6583 | 6564715.0837 | 15443.0701 |  |  | 2587044.2012 | 439799.7058
1286 | 4844247.076 | 5467633.7296 | 47719.6426 |  |  | 671106.2962 | 0 | 54 | 4432913.6583 | 6564715.0837 | 15443.0701 |  |  | 2587044.2012 | 439799.7058
1287 | 4785413.074 | 5971741.8039 | 19688.5239 |  |  | 1206017.2538 | 0 | 54 | 4432913.6583 | 6564715.0837 | 15443.0701 |  |  | 2587044.2012 | 439799.7058
1288 | 4922731.286 | 6708515.1434 | 4560.6185 |  |  | 1790344.4759 | 0 | 54 | 4432913.6583 | 6564715.0837 | 15443.0701 |  |  | 2587044.2012 | 439799.7058
1289 | 5328545.241 | 6514627.4224 | 0 |  |  | 1186082.1814 | 0 | 54 | 4432913.6583 | 6564715.0837 | 15443.0701 |  |  | 2587044.2012 | 439799.7058
1290 | 5290812.161 | 7212623.2177 | 0 |  |  | 1921811.0567 | 0 | 54 | 4432913.6583 | 6564715.0837 | 15443.0701 |  |  | 2587044.2012 | 439799.7058
1291 | 4988374.004 | 9771941.1337 | 0 |  |  | 4783567.1297 | 0 | 54 | 4432913.6583 | 6564715.0837 | 15443.0701 |  |  | 2587044.2012 | 439799.7058
1292 | 4644324.531 | 12408814.138 | 0 |  |  | 7764489.607 | 0 | 54 | 4432913.6583 | 6564715.0837 | 15443.0701 |  |  | 2587044.2012 | 439799.7058
1293 | 4349647.665 | 13339475.1983 | 0 |  |  | 8989827.5333 | 0 | 54 | 4432913.6583 | 6564715.0837 | 15443.0701 |  |  | 2587044.2012 | 439799.7058
1294 | 4042079.236 | 13339475.1983 | 0 |  |  | 9297395.9623 | 0 | 54 | 4432913.6583 | 6564715.0837 | 15443.0701 |  |  | 2587044.2012 | 439799.7058
1295 | 3699923.012 | 13339475.1983 | 0 |  |  | 9639552.1863 | 0 | 54 | 4432913.6583 | 6564715.0837 | 15443.0701 |  |  | 2587044.2012 | 439799.7058
1296 | 3524459.985 | 13339475.1983 | 0 |  |  | 9815015.2133 | 0 | 54 | 4432913.6583 | 6564715.0837 | 15443.0701 |  |  | 2587044.2012 | 439799.7058
1297 | 3457037.241 | 13339475.1983 | 0 |  |  | 9882437.9573 | 0 | 55 | 4208545.1883 | 8902677.8516 | 22974.5793 |  |  | 4717107.2426 | 0
1298 | 3418983.288 | 13339475.1983 | 0 |  |  | 9920491.9103 | 0 | 55 | 4208545.1883 | 8902677.8516 | 22974.5793 |  |  | 4717107.2426 | 0
1299 | 3415880.239 | 13339475.1983 | 0 |  |  | 9923594.9593 | 0 | 55 | 4208545.1883 | 8902677.8516 | 22974.5793 |  |  | 4717107.2426 | 0
1300 | 3451142.806 | 13339475.1983 | 0 |  |  | 9888332.3923 | 0 | 55 | 4208545.1883 | 8902677.8516 | 22974.5793 |  |  | 4717107.2426 | 0
1301 | 3688346.808 | 13339475.1983 | 0 |  |  | 9651128.3903 | 0 | 55 | 4208545.1883 | 8902677.8516 | 22974.5793 |  |  | 4717107.2426 | 0
1302 | 4248085.574 | 12176148.8729 | 0 |  |  | 7928063.2989 | 0 | 55 | 4208545.1883 | 8902677.8516 | 22974.5793 |  |  | 4717107.2426 | 0
1303 | 4812803.265 | 9849496.222 | 1446.0498 |  |  | 5038139.0068 | 0 | 55 | 4208545.1883 | 8902677.8516 | 22974.5793 |  |  | 4717107.2426 | 0
1304 | 4963363.445 | 8220839.3664 | 16240.2513 |  |  | 3273716.1728 | 0 | 55 | 4208545.1883 | 8902677.8516 | 22974.5793 |  |  | 4717107.2426 | 0
1305 | 4897959.252 | 6941180.4084 | 55506.0645 |  |  | 2098727.221 | 0 | 55 | 4208545.1883 | 8902677.8516 | 22974.5793 |  |  | 4717107.2426 | 0
1306 | 4894826.312 | 5932964.2597 | 77196.8112 |  |  | 1115334.7589 | 0 | 55 | 4208545.1883 | 8902677.8516 | 22974.5793 |  |  | 4717107.2426 | 0
1307 | 4783296.254 | 6437072.3341 | 89766.3208 |  |  | 1743542.4009 | 0 | 55 | 4208545.1883 | 8902677.8516 | 22974.5793 |  |  | 4717107.2426 | 0
1308 | 4600404.284 | 5739076.5388 | 92769.6549 |  |  | 1231441.9098 | 0 | 55 | 4208545.1883 | 8902677.8516 | 22974.5793 |  |  | 4717107.2426 | 0
1309 | 4469845.077 | 4459417.5808 | 84760.7639 |  |  | 74333.2677 | 0 | 55 | 4208545.1883 | 8902677.8516 | 22974.5793 |  |  | 4717107.2426 | 0
1310 | 4308589.394 | 4304307.4041 | 70077.7969 |  |  | 65795.807 | 0 | 55 | 4208545.1883 | 8902677.8516 | 22974.5793 |  |  | 4717107.2426 | 0
1311 | 4190986.199 | 4614527.7576 | 46718.5313 |  |  | 470260.0898 | 0 | 55 | 4208545.1883 | 8902677.8516 | 22974.5793 |  |  | 4717107.2426 | 0
1312 | 4255751.188 | 5894186.7155 | 16907.6589 |  |  | 1655343.1865 | 0 | 55 | 4208545.1883 | 8902677.8516 | 22974.5793 |  |  | 4717107.2426 | 0
1313 | 4643723.86 | 6863625.3201 | 0 |  |  | 2219901.4601 | 0 | 55 | 4208545.1883 | 8902677.8516 | 22974.5793 |  |  | 4717107.2426 | 0
1314 | 4891931.911 | 6863625.3201 | 0 |  |  | 1971693.4091 | 0 | 55 | 4208545.1883 | 8902677.8516 | 22974.5793 |  |  | 4717107.2426 | 0
1315 | 4569436.757 | 7871841.4688 | 0 |  |  | 3302404.7118 | 0 | 55 | 4208545.1883 | 8902677.8516 | 22974.5793 |  |  | 4717107.2426 | 0
1316 | 4222480.333 | 8918835.1617 | 0 |  |  | 4696354.8287 | 0 | 55 | 4208545.1883 | 8902677.8516 | 22974.5793 |  |  | 4717107.2426 | 0
1317 | 4059207.111 | 9888273.7662 | 0 |  |  | 5829066.6552 | 0 | 55 | 4208545.1883 | 8902677.8516 | 22974.5793 |  |  | 4717107.2426 | 0
1318 | 3917484.019 | 10237271.6638 | 0 |  |  | 6319787.6448 | 0 | 55 | 4208545.1883 | 8902677.8516 | 22974.5793 |  |  | 4717107.2426 | 0
1319 | 3589880.725 | 10896489.9149 | 0 |  |  | 7306609.1899 | 0 | 55 | 4208545.1883 | 8902677.8516 | 22974.5793 |  |  | 4717107.2426 | 0
1320 | 3253639.178 | 10857712.3707 | 0 |  |  | 7604073.1927 | 0 | 55 | 4208545.1883 | 8902677.8516 | 22974.5793 |  |  | 4717107.2426 | 0
1321 | 3143259.932 | 8880057.6175 | 0 |  |  | 5736797.6855 | 0 | 56 | 3908555.958 | 9180583.5849 | 18386.1521 |  |  | 5476513.4153 | 186099.6363
1322 | 3104406.221 | 6824847.7759 | 0 |  |  | 3720441.5549 | 0 | 56 | 3908555.958 | 9180583.5849 | 18386.1521 |  |  | 5476513.4153 | 186099.6363
1323 | 3066956.88 | 5428856.1854 | 0 |  |  | 2361899.3054 | 0 | 56 | 3908555.958 | 9180583.5849 | 18386.1521 |  |  | 5476513.4153 | 186099.6363
1324 | 3095919.224 | 4265529.8599 | 0 |  |  | 1169610.6359 | 0 | 56 | 3908555.958 | 9180583.5849 | 18386.1521 |  |  | 5476513.4153 | 186099.6363
1325 | 3156773.681 | 3412423.8879 | 0 |  |  | 255650.2069 | 0 | 56 | 3908555.958 | 9180583.5849 | 18386.1521 |  |  | 5476513.4153 | 186099.6363
1326 | 3373278.62 | 3179758.6229 | 0 |  |  | 0 | 193519.9971 | 56 | 3908555.958 | 9180583.5849 | 18386.1521 |  |  | 5476513.4153 | 186099.6363
1327 | 3611719.06 | 2714428.0927 | 1446.0498 |  |  | 0 | 895844.9175 | 56 | 3908555.958 | 9180583.5849 | 18386.1521 |  |  | 5476513.4153 | 186099.6363
1328 | 3890508.297 | 2055209.8416 | 18909.8817 |  |  | 0 | 1816388.5737 | 56 | 3908555.958 | 9180583.5849 | 18386.1521 |  |  | 5476513.4153 | 186099.6363
1329 | 4052788.758 | 2442985.2834 | 49165.6924 |  |  | 0 | 1560637.7822 | 56 | 3908555.958 | 9180583.5849 | 18386.1521 |  |  | 5476513.4153 | 186099.6363
1330 | 4130792.166 | 4149197.2274 | 67964.3395 |  |  | 86369.4009 | 0 | 56 | 3908555.958 | 9180583.5849 | 18386.1521 |  |  | 5476513.4153 | 186099.6363
1331 | 4159472.798 | 7173845.6735 | 77530.515 |  |  | 3091903.3905 | 0 | 56 | 3908555.958 | 9180583.5849 | 18386.1521 |  |  | 5476513.4153 | 186099.6363
1332 | 4183416.312 | 9927051.3104 | 78086.688 |  |  | 5821721.6864 | 0 | 56 | 3908555.958 | 9180583.5849 | 18386.1521 |  |  | 5476513.4153 | 186099.6363
1333 | 4211262.795 | 13145587.4774 | 67185.6973 |  |  | 9001510.3798 | 0 | 56 | 3908555.958 | 9180583.5849 | 18386.1521 |  |  | 5476513.4153 | 186099.6363
1334 | 4207425.528 | 13339475.1983 | 48275.8156 |  |  | 9180325.486 | 0 | 56 | 3908555.958 | 9180583.5849 | 18386.1521 |  |  | 5476513.4153 | 186099.6363
1335 | 4289233.118 | 13339475.1983 | 25027.7846 |  |  | 9075269.865 | 0 | 56 | 3908555.958 | 9180583.5849 | 18386.1521 |  |  | 5476513.4153 | 186099.6363
1336 | 4420650.56 | 13339475.1983 | 7675.1873 |  |  | 8926499.8256 | 0 | 56 | 3908555.958 | 9180583.5849 | 18386.1521 |  |  | 5476513.4153 | 186099.6363
1337 | 4817621.822 | 13339475.1983 | 0 |  |  | 8521853.3763 | 0 | 56 | 3908555.958 | 9180583.5849 | 18386.1521 |  |  | 5476513.4153 | 186099.6363
1338 | 4916386.222 | 13339475.1983 | 0 |  |  | 8423088.9763 | 0 | 56 | 3908555.958 | 9180583.5849 | 18386.1521 |  |  | 5476513.4153 | 186099.6363
1339 | 4576894.197 | 13339475.1983 | 0 |  |  | 8762581.0013 | 0 | 56 | 3908555.958 | 9180583.5849 | 18386.1521 |  |  | 5476513.4153 | 186099.6363
1340 | 4339677.061 | 13339475.1983 | 0 |  |  | 8999798.1373 | 0 | 56 | 3908555.958 | 9180583.5849 | 18386.1521 |  |  | 5476513.4153 | 186099.6363
1341 | 4147288.303 | 13339475.1983 | 0 |  |  | 9192186.8953 | 0 | 56 | 3908555.958 | 9180583.5849 | 18386.1521 |  |  | 5476513.4153 | 186099.6363
1342 | 3907265.918 | 13339475.1983 | 0 |  |  | 9432209.2803 | 0 | 56 | 3908555.958 | 9180583.5849 | 18386.1521 |  |  | 5476513.4153 | 186099.6363
1343 | 3675941.861 | 13339475.1983 | 0 |  |  | 9663533.3373 | 0 | 56 | 3908555.958 | 9180583.5849 | 18386.1521 |  |  | 5476513.4153 | 186099.6363
1344 | 3326403.659 | 13339475.1983 | 0 |  |  | 10013071.5393 | 0 | 56 | 3908555.958 | 9180583.5849 | 18386.1521 |  |  | 5476513.4153 | 186099.6363
1345 | 3254522.438 | 13261920.11 | 0 |  |  | 10007397.672 | 0 | 57 | 3725401.7163 | 6021829.4651 | 13978.4812 |  |  | 2656428.0721 | 346021.842
1346 | 3144663.163 | 10314826.7522 | 0 |  |  | 7170163.5892 | 0 | 57 | 3725401.7163 | 6021829.4651 | 13978.4812 |  |  | 2656428.0721 | 346021.842
1347 | 3122370.188 | 9655608.5011 | 0 |  |  | 6533238.3131 | 0 | 57 | 3725401.7163 | 6021829.4651 | 13978.4812 |  |  | 2656428.0721 | 346021.842
1348 | 3192092.924 | 9190277.971 | 0 |  |  | 5998185.047 | 0 | 57 | 3725401.7163 | 6021829.4651 | 13978.4812 |  |  | 2656428.0721 | 346021.842
1349 | 3105677.465 | 7251400.7619 | 0 |  |  | 4145723.2969 | 0 | 57 | 3725401.7163 | 6021829.4651 | 13978.4812 |  |  | 2656428.0721 | 346021.842
1350 | 3197451.231 | 5273746.0086 | 0 |  |  | 2076294.7776 | 0 | 57 | 3725401.7163 | 6021829.4651 | 13978.4812 |  |  | 2656428.0721 | 346021.842
1351 | 3425900.484 | 4575750.2134 | 556.173 |  |  | 1150405.9024 | 0 | 57 | 3725401.7163 | 6021829.4651 | 13978.4812 |  |  | 2656428.0721 | 346021.842
1352 | 3731696.097 | 4226752.3158 | 7007.7797 |  |  | 502063.9984 | 0 | 57 | 3725401.7163 | 6021829.4651 | 13978.4812 |  |  | 2656428.0721 | 346021.842
1353 | 3957731.24 | 4226752.3158 | 19910.9931 |  |  | 288932.0688 | 0 | 57 | 3725401.7163 | 6021829.4651 | 13978.4812 |  |  | 2656428.0721 | 346021.842
1354 | 4041048.24 | 5932964.2597 | 43826.4317 |  |  | 1935742.4514 | 0 | 57 | 3725401.7163 | 6021829.4651 | 13978.4812 |  |  | 2656428.0721 | 346021.842
1355 | 4064823.045 | 8492282.1757 | 65294.7092 |  |  | 4492753.8399 | 0 | 57 | 3725401.7163 | 6021829.4651 | 13978.4812 |  |  | 2656428.0721 | 346021.842
1356 | 4035212.868 | 9694386.0453 | 72080.0197 |  |  | 5731253.197 | 0 | 57 | 3725401.7163 | 6021829.4651 | 13978.4812 |  |  | 2656428.0721 | 346021.842
1357 | 3990161.049 | 9345388.1477 | 59399.2755 |  |  | 5414626.3741 | 0 | 57 | 3725401.7163 | 6021829.4651 | 13978.4812 |  |  | 2656428.0721 | 346021.842
1358 | 3939103.52 | 7600398.6595 | 38709.6402 |  |  | 3700004.7797 | 0 | 57 | 3725401.7163 | 6021829.4651 | 13978.4812 |  |  | 2656428.0721 | 346021.842
1359 | 3940857.007 | 6514627.4224 | 21801.9813 |  |  | 2595572.3967 | 0 | 57 | 3725401.7163 | 6021829.4651 | 13978.4812 |  |  | 2656428.0721 | 346021.842
1360 | 4073284.916 | 5855409.1714 | 6896.5451 |  |  | 1789020.8005 | 0 | 57 | 3725401.7163 | 6021829.4651 | 13978.4812 |  |  | 2656428.0721 | 346021.842
1361 | 4507965.164 | 4730860.3901 | 0 |  |  | 222895.2261 | 0 | 57 | 3725401.7163 | 6021829.4651 | 13978.4812 |  |  | 2656428.0721 | 346021.842
1362 | 4612416.943 | 3451201.4321 | 0 |  |  | 0 | 1161215.5109 | 57 | 3725401.7163 | 6021829.4651 | 13978.4812 |  |  | 2656428.0721 | 346021.842
1363 | 4351585.271 | 3489978.9763 | 0 |  |  | 0 | 861606.2947 | 57 | 3725401.7163 | 6021829.4651 | 13978.4812 |  |  | 2656428.0721 | 346021.842
1364 | 4045632.514 | 3102203.5345 | 0 |  |  | 0 | 943428.9795 | 57 | 3725401.7163 | 6021829.4651 | 13978.4812 |  |  | 2656428.0721 | 346021.842
1365 | 3785913.824 | 2714428.0927 | 0 |  |  | 0 | 1071485.7313 | 57 | 3725401.7163 | 6021829.4651 | 13978.4812 |  |  | 2656428.0721 | 346021.842
1366 | 3513090.683 | 2365430.1951 | 0 |  |  | 0 | 1147660.4879 | 57 | 3725401.7163 | 6021829.4651 | 13978.4812 |  |  | 2656428.0721 | 346021.842
1367 | 3267818.334 | 1861322.1207 | 0 |  |  | 0 | 1406496.2133 | 57 | 3725401.7163 | 6021829.4651 | 13978.4812 |  |  | 2656428.0721 | 346021.842
1368 | 3108622.582 | 1395991.5905 | 0 |  |  | 0 | 1712630.9915 | 57 | 3725401.7163 | 6021829.4651 | 13978.4812 |  |  | 2656428.0721 | 346021.842
1369 | 3016333.296 | 1085771.2371 | 0 |  |  | 0 | 1930562.0589 | 58 | 4254989.4433 | 6225411.5721 | 11030.7643 |  |  | 2513376.864 | 531923.9709
1370 | 2984696.38 | 853105.972 | 0 |  |  | 0 | 2131590.408 | 58 | 4254989.4433 | 6225411.5721 | 11030.7643 |  |  | 2513376.864 | 531923.9709
1371 | 3024915.671 | 969438.6045 | 0 |  |  | 0 | 2055477.0665 | 58 | 4254989.4433 | 6225411.5721 | 11030.7643 |  |  | 2513376.864 | 531923.9709
1372 | 3114368.942 | 1628656.8556 | 0 |  |  | 0 | 1485712.0864 | 58 | 4254989.4433 | 6225411.5721 | 11030.7643 |  |  | 2513376.864 | 531923.9709
1373 | 3371305.65 | 2481762.8276 | 0 |  |  | 0 | 889542.8224 | 58 | 4254989.4433 | 6225411.5721 | 11030.7643 |  |  | 2513376.864 | 531923.9709
1374 | 4053220.346 | 2753205.6369 | 0 |  |  | 0 | 1300014.7091 | 58 | 4254989.4433 | 6225411.5721 | 11030.7643 |  |  | 2513376.864 | 531923.9709
1375 | 4676438.825 | 3257313.7112 | 333.7038 |  |  | 0 | 1418791.41 | 58 | 4254989.4433 | 6225411.5721 | 11030.7643 |  |  | 2513376.864 | 531923.9709
1376 | 4862539.674 | 4343084.9483 | 4449.3839 |  |  | 0 | 515005.3418 | 58 | 4254989.4433 | 6225411.5721 | 11030.7643 |  |  | 2513376.864 | 531923.9709
1377 | 4928357.276 | 3877754.4181 | 11123.4598 |  |  | 0 | 1039479.3981 | 58 | 4254989.4433 | 6225411.5721 | 11030.7643 |  |  | 2513376.864 | 531923.9709
1378 | 5007629.04 | 5971741.8039 | 19132.3509 |  |  | 983245.1148 | 0 | 58 | 4254989.4433 | 6225411.5721 | 11030.7643 |  |  | 2513376.864 | 531923.9709
1379 | 4951941.904 | 8104506.7339 | 27919.8842 |  |  | 3180484.714 | 0 | 58 | 4254989.4433 | 6225411.5721 | 11030.7643 |  |  | 2513376.864 | 531923.9709
1380 | 4919360.534 | 9151500.4268 | 37597.2942 |  |  | 4269737.187 | 0 | 58 | 4254989.4433 | 6225411.5721 | 11030.7643 |  |  | 2513376.864 | 531923.9709
1381 | 4967350.972 | 9384165.6919 | 62513.8442 |  |  | 4479328.5641 | 0 | 58 | 4254989.4433 | 6225411.5721 | 11030.7643 |  |  | 2513376.864 | 531923.9709
1382 | 4830483.251 | 9578053.4128 | 56284.7067 |  |  | 4803854.8685 | 0 | 58 | 4254989.4433 | 6225411.5721 | 11030.7643 |  |  | 2513376.864 | 531923.9709
1383 | 4700920.38 | 9422943.236 | 33704.0833 |  |  | 4755726.9393 | 0 | 58 | 4254989.4433 | 6225411.5721 | 11030.7643 |  |  | 2513376.864 | 531923.9709
1384 | 4666239.93 | 7251400.7619 | 11345.929 |  |  | 2596506.7609 | 0 | 58 | 4254989.4433 | 6225411.5721 | 11030.7643 |  |  | 2513376.864 | 531923.9709
1385 | 5033763.558 | 6243184.6132 | 333.7038 |  |  | 1209754.759 | 0 | 58 | 4254989.4433 | 6225411.5721 | 11030.7643 |  |  | 2513376.864 | 531923.9709
1386 | 5052271.033 | 6863625.3201 | 0 |  |  | 1811354.2871 | 0 | 58 | 4254989.4433 | 6225411.5721 | 11030.7643 |  |  | 2513376.864 | 531923.9709
1387 | 4740235.788 | 8414727.0873 | 0 |  |  | 3674491.2993 | 0 | 58 | 4254989.4433 | 6225411.5721 | 11030.7643 |  |  | 2513376.864 | 531923.9709
1388 | 4398373.853 | 10508714.4731 | 0 |  |  | 6110340.6201 | 0 | 58 | 4254989.4433 | 6225411.5721 | 11030.7643 |  |  | 2513376.864 | 531923.9709
1389 | 4164879.274 | 10935267.4591 | 0 |  |  | 6770388.1851 | 0 | 58 | 4254989.4433 | 6225411.5721 | 11030.7643 |  |  | 2513376.864 | 531923.9709
1390 | 3835200.495 | 10392381.8406 | 0 |  |  | 6557181.3456 | 0 | 58 | 4254989.4433 | 6225411.5721 | 11030.7643 |  |  | 2513376.864 | 531923.9709
1391 | 3520474.949 | 8337171.999 | 0 |  |  | 4816697.05 | 0 | 58 | 4254989.4433 | 6225411.5721 | 11030.7643 |  |  | 2513376.864 | 531923.9709
1392 | 3298445.618 | 7600398.6595 | 0 |  |  | 4301953.0415 | 0 | 58 | 4254989.4433 | 6225411.5721 | 11030.7643 |  |  | 2513376.864 | 531923.9709
1393 | 3198303.973 | 7949396.5572 | 0 |  |  | 4751092.5842 | 0 | 59 | 4350814.8758 | 12586544.5488 | 7990.352 |  |  | 8243720.025 | 0
1394 | 3136408.929 | 8220839.3664 | 0 |  |  | 5084430.4374 | 0 | 59 | 4350814.8758 | 12586544.5488 | 7990.352 |  |  | 8243720.025 | 0
1395 | 3151697.11 | 8724947.4408 | 0 |  |  | 5573250.3308 | 0 | 59 | 4350814.8758 | 12586544.5488 | 7990.352 |  |  | 8243720.025 | 0
1396 | 3228649.893 | 10392381.8406 | 0 |  |  | 7163731.9476 | 0 | 59 | 4350814.8758 | 12586544.5488 | 7990.352 |  |  | 8243720.025 | 0
1397 | 3526579.208 | 13339475.1983 | 0 |  |  | 9812895.9903 | 0 | 59 | 4350814.8758 | 12586544.5488 | 7990.352 |  |  | 8243720.025 | 0
1398 | 4202811.256 | 13339475.1983 | 0 |  |  | 9136663.9423 | 0 | 59 | 4350814.8758 | 12586544.5488 | 7990.352 |  |  | 8243720.025 | 0
1399 | 4788205.765 | 13339475.1983 | 556.173 |  |  | 8551825.6063 | 0 | 59 | 4350814.8758 | 12586544.5488 | 7990.352 |  |  | 8243720.025 | 0
1400 | 4962316.112 | 13339475.1983 | 5450.4953 |  |  | 8382609.5817 | 0 | 59 | 4350814.8758 | 12586544.5488 | 7990.352 |  |  | 8243720.025 | 0
1401 | 4966501.826 | 13339475.1983 | 12124.5712 |  |  | 8385097.9436 | 0 | 59 | 4350814.8758 | 12586544.5488 | 7990.352 |  |  | 8243720.025 | 0
1402 | 5021534.964 | 13339475.1983 | 20022.2277 |  |  | 8337962.462 | 0 | 59 | 4350814.8758 | 12586544.5488 | 7990.352 |  |  | 8243720.025 | 0
1403 | 4983394.882 | 13339475.1983 | 27252.4766 |  |  | 8383332.7929 | 0 | 59 | 4350814.8758 | 12586544.5488 | 7990.352 |  |  | 8243720.025 | 0
1404 | 4993154.027 | 13339475.1983 | 33815.3179 |  |  | 8380136.4892 | 0 | 59 | 4350814.8758 | 12586544.5488 | 7990.352 |  |  | 8243720.025 | 0
1405 | 4913098.494 | 13339475.1983 | 39821.9862 |  |  | 8466198.6905 | 0 | 59 | 4350814.8758 | 12586544.5488 | 7990.352 |  |  | 8243720.025 | 0
1406 | 4789406.994 | 13339475.1983 | 32146.7989 |  |  | 8582215.0032 | 0 | 59 | 4350814.8758 | 12586544.5488 | 7990.352 |  |  | 8243720.025 | 0
1407 | 4688051.729 | 13339475.1983 | 16017.7821 |  |  | 8667441.2515 | 0 | 59 | 4350814.8758 | 12586544.5488 | 7990.352 |  |  | 8243720.025 | 0
1408 | 4695234.636 | 13339475.1983 | 4560.6185 |  |  | 8648801.1809 | 0 | 59 | 4350814.8758 | 12586544.5488 | 7990.352 |  |  | 8243720.025 | 0
1409 | 5032962.649 | 13339475.1983 | 0 |  |  | 8306512.5493 | 0 | 59 | 4350814.8758 | 12586544.5488 | 7990.352 |  |  | 8243720.025 | 0
1410 | 5150900.693 | 13339475.1983 | 0 |  |  | 8188574.5053 | 0 | 59 | 4350814.8758 | 12586544.5488 | 7990.352 |  |  | 8243720.025 | 0
1411 | 4880474.689 | 13339475.1983 | 0 |  |  | 8459000.5093 | 0 | 59 | 4350814.8758 | 12586544.5488 | 7990.352 |  |  | 8243720.025 | 0
1412 | 4584889.38 | 13339475.1983 | 0 |  |  | 8754585.8183 | 0 | 59 | 4350814.8758 | 12586544.5488 | 7990.352 |  |  | 8243720.025 | 0
1413 | 4322318.864 | 13339475.1983 | 0 |  |  | 9017156.3343 | 0 | 59 | 4350814.8758 | 12586544.5488 | 7990.352 |  |  | 8243720.025 | 0
1414 | 4018240.062 | 13339475.1983 | 0 |  |  | 9321235.1363 | 0 | 59 | 4350814.8758 | 12586544.5488 | 7990.352 |  |  | 8243720.025 | 0
1415 | 3675435.722 | 13339475.1983 | 0 |  |  | 9664039.4763 | 0 | 59 | 4350814.8758 | 12586544.5488 | 7990.352 |  |  | 8243720.025 | 0
1416 | 3508985.163 | 13339475.1983 | 0 |  |  | 9830490.0353 | 0 | 59 | 4350814.8758 | 12586544.5488 | 7990.352 |  |  | 8243720.025 | 0
1417 | 3423381.998 | 13339475.1983 | 0 |  |  | 9916093.2003 | 0 | 60 | 4409841.3854 | 13336243.7363 | 11299.5813 |  |  | 8937701.9322 | 0
1418 | 3362065.55 | 13339475.1983 | 0 |  |  | 9977409.6483 | 0 | 60 | 4409841.3854 | 13336243.7363 | 11299.5813 |  |  | 8937701.9322 | 0
1419 | 3368355.996 | 13261920.11 | 0 |  |  | 9893564.114 | 0 | 60 | 4409841.3854 | 13336243.7363 | 11299.5813 |  |  | 8937701.9322 | 0
1420 | 3444599.616 | 13339475.1983 | 0 |  |  | 9894875.5823 | 0 | 60 | 4409841.3854 | 13336243.7363 | 11299.5813 |  |  | 8937701.9322 | 0
1421 | 3697173.467 | 13339475.1983 | 0 |  |  | 9642301.7313 | 0 | 60 | 4409841.3854 | 13336243.7363 | 11299.5813 |  |  | 8937701.9322 | 0
1422 | 4345848.669 | 13339475.1983 | 0 |  |  | 8993626.5293 | 0 | 60 | 4409841.3854 | 13336243.7363 | 11299.5813 |  |  | 8937701.9322 | 0
1423 | 4923655.212 | 13339475.1983 | 444.9384 |  |  | 8416264.9247 | 0 | 60 | 4409841.3854 | 13336243.7363 | 11299.5813 |  |  | 8937701.9322 | 0
1424 | 5076712.788 | 13339475.1983 | 5339.2607 |  |  | 8268101.6711 | 0 | 60 | 4409841.3854 | 13336243.7363 | 11299.5813 |  |  | 8937701.9322 | 0
1425 | 5047643.4 | 13339475.1983 | 12235.8058 |  |  | 8304067.6042 | 0 | 60 | 4409841.3854 | 13336243.7363 | 11299.5813 |  |  | 8937701.9322 | 0
1426 | 5067806.608 | 13339475.1983 | 21357.0429 |  |  | 8293025.6332 | 0 | 60 | 4409841.3854 | 13336243.7363 | 11299.5813 |  |  | 8937701.9322 | 0
1427 | 5019018.078 | 13339475.1983 | 42825.3203 |  |  | 8363282.4407 | 0 | 60 | 4409841.3854 | 13336243.7363 | 11299.5813 |  |  | 8937701.9322 | 0
1428 | 4930957.318 | 13339475.1983 | 59399.2755 |  |  | 8467917.1558 | 0 | 60 | 4409841.3854 | 13336243.7363 | 11299.5813 |  |  | 8937701.9322 | 0
1429 | 4932638.591 | 13339475.1983 | 56729.6451 |  |  | 8463566.2525 | 0 | 60 | 4409841.3854 | 13336243.7363 | 11299.5813 |  |  | 8937701.9322 | 0
1430 | 4857675.116 | 13339475.1983 | 42602.8511 |  |  | 8524402.9335 | 0 | 60 | 4409841.3854 | 13336243.7363 | 11299.5813 |  |  | 8937701.9322 | 0
1431 | 4667499.984 | 13339475.1983 | 22803.0926 |  |  | 8694778.307 | 0 | 60 | 4409841.3854 | 13336243.7363 | 11299.5813 |  |  | 8937701.9322 | 0
1432 | 4696577.048 | 13339475.1983 | 7341.4835 |  |  | 8650239.6338 | 0 | 60 | 4409841.3854 | 13336243.7363 | 11299.5813 |  |  | 8937701.9322 | 0
1433 | 5044178.498 | 13339475.1983 | 111.2346 |  |  | 8295407.9349 | 0 | 60 | 4409841.3854 | 13336243.7363 | 11299.5813 |  |  | 8937701.9322 | 0
1434 | 5189955.497 | 13339475.1983 | 0 |  |  | 8149519.7013 | 0 | 60 | 4409841.3854 | 13336243.7363 | 11299.5813 |  |  | 8937701.9322 | 0
1435 | 4923137.816 | 13339475.1983 | 0 |  |  | 8416337.3823 | 0 | 60 | 4409841.3854 | 13336243.7363 | 11299.5813 |  |  | 8937701.9322 | 0
1436 | 4604705.337 | 13339475.1983 | 0 |  |  | 8734769.8613 | 0 | 60 | 4409841.3854 | 13336243.7363 | 11299.5813 |  |  | 8937701.9322 | 0
1437 | 4285278.491 | 13339475.1983 | 0 |  |  | 9054196.7073 | 0 | 60 | 4409841.3854 | 13336243.7363 | 11299.5813 |  |  | 8937701.9322 | 0
1438 | 3928871.58 | 13339475.1983 | 0 |  |  | 9410603.6183 | 0 | 60 | 4409841.3854 | 13336243.7363 | 11299.5813 |  |  | 8937701.9322 | 0
1439 | 3599589.852 | 13339475.1983 | 0 |  |  | 9739885.3463 | 0 | 60 | 4409841.3854 | 13336243.7363 | 11299.5813 |  |  | 8937701.9322 | 0
1440 | 3398866.739 | 13339475.1983 | 0 |  |  | 9940608.4593 | 0 | 60 | 4409841.3854 | 13336243.7363 | 11299.5813 |  |  | 8937701.9322 | 0
1441 | 3294596.185 | 13339475.1983 | 0 |  |  | 10044879.0133 | 0 | 61 | 4377006.8447 | 13339475.1983 | 4606.9663 |  |  | 8967075.3199 | 0
1442 | 3248717.576 | 13339475.1983 | 0 |  |  | 10090757.6223 | 0 | 61 | 4377006.8447 | 13339475.1983 | 4606.9663 |  |  | 8967075.3199 | 0
1443 | 3258716.795 | 13339475.1983 | 0 |  |  | 10080758.4033 | 0 | 61 | 4377006.8447 | 13339475.1983 | 4606.9663 |  |  | 8967075.3199 | 0
1444 | 3349073.458 | 13339475.1983 | 0 |  |  | 9990401.7403 | 0 | 61 | 4377006.8447 | 13339475.1983 | 4606.9663 |  |  | 8967075.3199 | 0
1445 | 3620061.238 | 13339475.1983 | 0 |  |  | 9719413.9603 | 0 | 61 | 4377006.8447 | 13339475.1983 | 4606.9663 |  |  | 8967075.3199 | 0
1446 | 4267143.834 | 13339475.1983 | 0 |  |  | 9072331.3643 | 0 | 61 | 4377006.8447 | 13339475.1983 | 4606.9663 |  |  | 8967075.3199 | 0
1447 | 4840082.643 | 13339475.1983 | 333.7038 |  |  | 8499726.2591 | 0 | 61 | 4377006.8447 | 13339475.1983 | 4606.9663 |  |  | 8967075.3199 | 0
1448 | 5041802.526 | 13339475.1983 | 2780.865 |  |  | 8300453.5373 | 0 | 61 | 4377006.8447 | 13339475.1983 | 4606.9663 |  |  | 8967075.3199 | 0
1449 | 5039838.327 | 13339475.1983 | 5895.4337 |  |  | 8305532.3051 | 0 | 61 | 4377006.8447 | 13339475.1983 | 4606.9663 |  |  | 8967075.3199 | 0
1450 | 5110996.182 | 13339475.1983 | 9232.4717 |  |  | 8237711.488 | 0 | 61 | 4377006.8447 | 13339475.1983 | 4606.9663 |  |  | 8967075.3199 | 0
1451 | 5043443.619 | 13339475.1983 | 15127.9054 |  |  | 8311159.4847 | 0 | 61 | 4377006.8447 | 13339475.1983 | 4606.9663 |  |  | 8967075.3199 | 0
1452 | 4889762.866 | 13339475.1983 | 24694.0808 |  |  | 8474406.4132 | 0 | 61 | 4377006.8447 | 13339475.1983 | 4606.9663 |  |  | 8967075.3199 | 0
1453 | 4892121.541 | 13339475.1983 | 27141.242 |  |  | 8474494.8993 | 0 | 61 | 4377006.8447 | 13339475.1983 | 4606.9663 |  |  | 8967075.3199 | 0
1454 | 4803940.938 | 13339475.1983 | 17018.8935 |  |  | 8552553.1539 | 0 | 61 | 4377006.8447 | 13339475.1983 | 4606.9663 |  |  | 8967075.3199 | 0
1455 | 4656382.741 | 13339475.1983 | 6229.1375 |  |  | 8689321.5949 | 0 | 61 | 4377006.8447 | 13339475.1983 | 4606.9663 |  |  | 8967075.3199 | 0
1456 | 4650573.391 | 13339475.1983 | 2113.4574 |  |  | 8691015.2647 | 0 | 61 | 4377006.8447 | 13339475.1983 | 4606.9663 |  |  | 8967075.3199 | 0
1457 | 4940701.004 | 13339475.1983 | 0 |  |  | 8398774.1943 | 0 | 61 | 4377006.8447 | 13339475.1983 | 4606.9663 |  |  | 8967075.3199 | 0
1458 | 5144874.18 | 13339475.1983 | 0 |  |  | 8194601.0183 | 0 | 61 | 4377006.8447 | 13339475.1983 | 4606.9663 |  |  | 8967075.3199 | 0
1459 | 4918410.192 | 13339475.1983 | 0 |  |  | 8421065.0063 | 0 | 61 | 4377006.8447 | 13339475.1983 | 4606.9663 |  |  | 8967075.3199 | 0
1460 | 4612560.774 | 13339475.1983 | 0 |  |  | 8726914.4243 | 0 | 61 | 4377006.8447 | 13339475.1983 | 4606.9663 |  |  | 8967075.3199 | 0
1461 | 4291939.293 | 13339475.1983 | 0 |  |  | 9047535.9053 | 0 | 61 | 4377006.8447 | 13339475.1983 | 4606.9663 |  |  | 8967075.3199 | 0
1462 | 3986112.046 | 13339475.1983 | 0 |  |  | 9353363.1523 | 0 | 61 | 4377006.8447 | 13339475.1983 | 4606.9663 |  |  | 8967075.3199 | 0
1463 | 3680496.676 | 13339475.1983 | 0 |  |  | 9658978.5223 | 0 | 61 | 4377006.8447 | 13339475.1983 | 4606.9663 |  |  | 8967075.3199 | 0
1464 | 3465816.248 | 13339475.1983 | 0 |  |  | 9873658.9503 | 0 | 61 | 4377006.8447 | 13339475.1983 | 4606.9663 |  |  | 8967075.3199 | 0
1465 | 3351519.587 | 13339475.1983 | 0 |  |  | 9987955.6113 | 0 | 62 | 4239711.3555 | 13339475.1983 | 20202.9839 |  |  | 9119966.8268 | 0
1466 | 3295624.493 | 13339475.1983 | 0 |  |  | 10043850.7053 | 0 | 62 | 4239711.3555 | 13339475.1983 | 20202.9839 |  |  | 9119966.8268 | 0
1467 | 3308507.948 | 13339475.1983 | 0 |  |  | 10030967.2503 | 0 | 62 | 4239711.3555 | 13339475.1983 | 20202.9839 |  |  | 9119966.8268 | 0
1468 | 3367536.817 | 13339475.1983 | 0 |  |  | 9971938.3813 | 0 | 62 | 4239711.3555 | 13339475.1983 | 20202.9839 |  |  | 9119966.8268 | 0
1469 | 3614523.097 | 13339475.1983 | 0 |  |  | 9724952.1013 | 0 | 62 | 4239711.3555 | 13339475.1983 | 20202.9839 |  |  | 9119966.8268 | 0
1470 | 4258298 | 13339475.1983 | 0 |  |  | 9081177.1983 | 0 | 62 | 4239711.3555 | 13339475.1983 | 20202.9839 |  |  | 9119966.8268 | 0
1471 | 4805685.035 | 13339475.1983 | 2002.2228 |  |  | 8535792.3861 | 0 | 62 | 4239711.3555 | 13339475.1983 | 20202.9839 |  |  | 9119966.8268 | 0
1472 | 4986995.019 | 13339475.1983 | 13125.6826 |  |  | 8365605.8619 | 0 | 62 | 4239711.3555 | 13339475.1983 | 20202.9839 |  |  | 9119966.8268 | 0
1473 | 4960760.7 | 13339475.1983 | 19132.3509 |  |  | 8397846.8492 | 0 | 62 | 4239711.3555 | 13339475.1983 | 20202.9839 |  |  | 9119966.8268 | 0
1474 | 4978900.105 | 13339475.1983 | 49165.6924 |  |  | 8409740.7858 | 0 | 62 | 4239711.3555 | 13339475.1983 | 20202.9839 |  |  | 9119966.8268 | 0
1475 | 4942533.51 | 13339475.1983 | 82758.5411 |  |  | 8479700.2294 | 0 | 62 | 4239711.3555 | 13339475.1983 | 20202.9839 |  |  | 9119966.8268 | 0
1476 | 4811993.27 | 13339475.1983 | 91101.136 |  |  | 8618583.0643 | 0 | 62 | 4239711.3555 | 13339475.1983 | 20202.9839 |  |  | 9119966.8268 | 0
1477 | 4688880.316 | 13339475.1983 | 83870.8871 |  |  | 8734465.7694 | 0 | 62 | 4239711.3555 | 13339475.1983 | 20202.9839 |  |  | 9119966.8268 | 0
1478 | 4504784.383 | 13339475.1983 | 71078.9083 |  |  | 8905769.7236 | 0 | 62 | 4239711.3555 | 13339475.1983 | 20202.9839 |  |  | 9119966.8268 | 0
1479 | 4369997.492 | 13339475.1983 | 49721.8654 |  |  | 9019199.5718 | 0 | 62 | 4239711.3555 | 13339475.1983 | 20202.9839 |  |  | 9119966.8268 | 0
1480 | 4420313.011 | 13339475.1983 | 21579.5121 |  |  | 8940741.6994 | 0 | 62 | 4239711.3555 | 13339475.1983 | 20202.9839 |  |  | 9119966.8268 | 0
1481 | 4771499.639 | 13339475.1983 | 1334.8152 |  |  | 8569310.3745 | 0 | 62 | 4239711.3555 | 13339475.1983 | 20202.9839 |  |  | 9119966.8268 | 0
1482 | 4978845.459 | 13339475.1983 | 0 |  |  | 8360629.7393 | 0 | 62 | 4239711.3555 | 13339475.1983 | 20202.9839 |  |  | 9119966.8268 | 0
1483 | 4666267.495 | 13339475.1983 | 0 |  |  | 8673207.7033 | 0 | 62 | 4239711.3555 | 13339475.1983 | 20202.9839 |  |  | 9119966.8268 | 0
1484 | 4281266.332 | 13339475.1983 | 0 |  |  | 9058208.8663 | 0 | 62 | 4239711.3555 | 13339475.1983 | 20202.9839 |  |  | 9119966.8268 | 0
1485 | 3991879.443 | 13339475.1983 | 0 |  |  | 9347595.7553 | 0 | 62 | 4239711.3555 | 13339475.1983 | 20202.9839 |  |  | 9119966.8268 | 0
1486 | 3709487.838 | 13339475.1983 | 0 |  |  | 9629987.3603 | 0 | 62 | 4239711.3555 | 13339475.1983 | 20202.9839 |  |  | 9119966.8268 | 0
1487 | 3451223.545 | 13339475.1983 | 0 |  |  | 9888251.6533 | 0 | 62 | 4239711.3555 | 13339475.1983 | 20202.9839 |  |  | 9119966.8268 | 0
1488 | 3235749.997 | 13339475.1983 | 0 |  |  | 10103725.2013 | 0 | 62 | 4239711.3555 | 13339475.1983 | 20202.9839 |  |  | 9119966.8268 | 0
1489 | 3090866.096 | 13338672.3693 | 0 |  |  | 10247806.2733 | 0 | 63 | 3758649.0273 | 13334508.7721 | 6850.1973 |  |  | 9582709.9421 | 0
1490 | 3030699.231 | 13278505.5043 | 0 |  |  | 10247806.2733 | 0 | 63 | 3758649.0273 | 13334508.7721 | 6850.1973 |  |  | 9582709.9421 | 0
1491 | 3048820.314 | 13296626.5873 | 0 |  |  | 10247806.2733 | 0 | 63 | 3758649.0273 | 13334508.7721 | 6850.1973 |  |  | 9582709.9421 | 0
1492 | 3077095.83 | 13324902.1033 | 0 |  |  | 10247806.2733 | 0 | 63 | 3758649.0273 | 13334508.7721 | 6850.1973 |  |  | 9582709.9421 | 0
1493 | 3129080.267 | 13339475.1983 | 0 |  |  | 10210394.9313 | 0 | 63 | 3758649.0273 | 13334508.7721 | 6850.1973 |  |  | 9582709.9421 | 0
1494 | 3322360.779 | 13339475.1983 | 0 |  |  | 10017114.4193 | 0 | 63 | 3758649.0273 | 13334508.7721 | 6850.1973 |  |  | 9582709.9421 | 0
1495 | 3606368.446 | 13339475.1983 | 1001.1114 |  |  | 9734107.8637 | 0 | 63 | 3758649.0273 | 13334508.7721 | 6850.1973 |  |  | 9582709.9421 | 0
1496 | 3922464.805 | 13339475.1983 | 6229.1375 |  |  | 9423239.5309 | 0 | 63 | 3758649.0273 | 13334508.7721 | 6850.1973 |  |  | 9582709.9421 | 0
1497 | 4134130.604 | 13339475.1983 | 13125.6826 |  |  | 9218470.2769 | 0 | 63 | 3758649.0273 | 13334508.7721 | 6850.1973 |  |  | 9582709.9421 | 0
1498 | 4226289.802 | 13339475.1983 | 23470.5002 |  |  | 9136655.8966 | 0 | 63 | 3758649.0273 | 13334508.7721 | 6850.1973 |  |  | 9582709.9421 | 0
1499 | 4165452.694 | 13339475.1983 | 32035.5643 |  |  | 9206058.0686 | 0 | 63 | 3758649.0273 | 13334508.7721 | 6850.1973 |  |  | 9582709.9421 | 0
1500 | 4075005.045 | 13339475.1983 | 32146.7989 |  |  | 9296616.9522 | 0 | 63 | 3758649.0273 | 13334508.7721 | 6850.1973 |  |  | 9582709.9421 | 0
1501 | 3999664.273 | 13339475.1983 | 26473.8344 |  |  | 9366284.7597 | 0 | 63 | 3758649.0273 | 13334508.7721 | 6850.1973 |  |  | 9582709.9421 | 0
1502 | 3956401.021 | 13339475.1983 | 17686.3011 |  |  | 9400760.4785 | 0 | 63 | 3758649.0273 | 13334508.7721 | 6850.1973 |  |  | 9582709.9421 | 0
1503 | 3951760.12 | 13339475.1983 | 9232.4717 |  |  | 9396947.55 | 0 | 63 | 3758649.0273 | 13334508.7721 | 6850.1973 |  |  | 9582709.9421 | 0
1504 | 4081259.812 | 13339475.1983 | 3003.3342 |  |  | 9261218.7205 | 0 | 63 | 3758649.0273 | 13334508.7721 | 6850.1973 |  |  | 9582709.9421 | 0
1505 | 4446409.431 | 13339475.1983 | 0 |  |  | 8893065.7673 | 0 | 63 | 3758649.0273 | 13334508.7721 | 6850.1973 |  |  | 9582709.9421 | 0
1506 | 4626020.639 | 13339475.1983 | 0 |  |  | 8713454.5593 | 0 | 63 | 3758649.0273 | 13334508.7721 | 6850.1973 |  |  | 9582709.9421 | 0
1507 | 4331873.915 | 13339475.1983 | 0 |  |  | 9007601.2833 | 0 | 63 | 3758649.0273 | 13334508.7721 | 6850.1973 |  |  | 9582709.9421 | 0
1508 | 4037615.45 | 13339475.1983 | 0 |  |  | 9301859.7483 | 0 | 63 | 3758649.0273 | 13334508.7721 | 6850.1973 |  |  | 9582709.9421 | 0
1509 | 3803963.646 | 13339475.1983 | 0 |  |  | 9535511.5523 | 0 | 63 | 3758649.0273 | 13334508.7721 | 6850.1973 |  |  | 9582709.9421 | 0
1510 | 3589117.673 | 13339475.1983 | 0 |  |  | 9750357.5253 | 0 | 63 | 3758649.0273 | 13334508.7721 | 6850.1973 |  |  | 9582709.9421 | 0
1511 | 3358183.33 | 13339475.1983 | 0 |  |  | 9981291.8683 | 0 | 63 | 3758649.0273 | 13334508.7721 | 6850.1973 |  |  | 9582709.9421 | 0
1512 | 3196673.433 | 13339475.1983 | 0 |  |  | 10142801.7653 | 0 | 63 | 3758649.0273 | 13334508.7721 | 6850.1973 |  |  | 9582709.9421 | 0
1513 | 3128372.654 | 13339475.1983 | 0 |  |  | 10211102.5443 | 0 | 64 | 3827534.1759 | 8173983.1672 | 6854.8321 |  |  | 4353303.8234 | 0
1514 | 3144479.017 | 13339475.1983 | 0 |  |  | 10194996.1813 | 0 | 64 | 3827534.1759 | 8173983.1672 | 6854.8321 |  |  | 4353303.8234 | 0
1515 | 3161640.652 | 13339475.1983 | 0 |  |  | 10177834.5463 | 0 | 64 | 3827534.1759 | 8173983.1672 | 6854.8321 |  |  | 4353303.8234 | 0
1516 | 3247168.298 | 13339475.1983 | 0 |  |  | 10092306.9003 | 0 | 64 | 3827534.1759 | 8173983.1672 | 6854.8321 |  |  | 4353303.8234 | 0
1517 | 3320361.026 | 13068032.3891 | 0 |  |  | 9747671.3631 | 0 | 64 | 3827534.1759 | 8173983.1672 | 6854.8321 |  |  | 4353303.8234 | 0
1518 | 3493279.698 | 10198494.1197 | 0 |  |  | 6705214.4217 | 0 | 64 | 3827534.1759 | 8173983.1672 | 6854.8321 |  |  | 4353303.8234 | 0
1519 | 3510718.451 | 8065729.1897 | 889.8768 |  |  | 4555900.6155 | 0 | 64 | 3827534.1759 | 8173983.1672 | 6854.8321 |  |  | 4353303.8234 | 0
1520 | 3846484.637 | 6398294.7899 | 6229.1375 |  |  | 2558039.2904 | 0 | 64 | 3827534.1759 | 8173983.1672 | 6854.8321 |  |  | 4353303.8234 | 0
1521 | 4092834.053 | 5234968.4645 | 12680.7442 |  |  | 1154815.1557 | 0 | 64 | 3827534.1759 | 8173983.1672 | 6854.8321 |  |  | 4353303.8234 | 0
1522 | 4255369.074 | 6398294.7899 | 17908.7703 |  |  | 2160834.4862 | 0 | 64 | 3827534.1759 | 8173983.1672 | 6854.8321 |  |  | 4353303.8234 | 0
1523 | 4318285.225 | 7251400.7619 | 22803.0926 |  |  | 2955918.6295 | 0 | 64 | 3827534.1759 | 8173983.1672 | 6854.8321 |  |  | 4353303.8234 | 0
1524 | 4236425.982 | 7251400.7619 | 27474.9458 |  |  | 3042449.7257 | 0 | 64 | 3827534.1759 | 8173983.1672 | 6854.8321 |  |  | 4353303.8234 | 0
1525 | 4192500.03 | 7367733.3944 | 30700.7491 |  |  | 3205934.1136 | 0 | 64 | 3827534.1759 | 8173983.1672 | 6854.8321 |  |  | 4353303.8234 | 0
1526 | 4158546.916 | 7833063.9246 | 22024.4505 |  |  | 3696541.4591 | 0 | 64 | 3827534.1759 | 8173983.1672 | 6854.8321 |  |  | 4353303.8234 | 0
1527 | 4112561.067 | 8531059.7199 | 15795.313 |  |  | 4434293.9658 | 0 | 64 | 3827534.1759 | 8173983.1672 | 6854.8321 |  |  | 4353303.8234 | 0
1528 | 4193190.963 | 9422943.236 | 7452.7181 |  |  | 5237204.9911 | 0 | 64 | 3827534.1759 | 8173983.1672 | 6854.8321 |  |  | 4353303.8234 | 0
1529 | 4557729.378 | 8569837.2641 | 556.173 |  |  | 4012664.059 | 0 | 64 | 3827534.1759 | 8173983.1672 | 6854.8321 |  |  | 4353303.8234 | 0
1530 | 4668282.276 | 5777854.083 | 0 |  |  | 1109571.807 | 0 | 64 | 3827534.1759 | 8173983.1672 | 6854.8321 |  |  | 4353303.8234 | 0
1531 | 4404153.386 | 5234968.4645 | 0 |  |  | 830815.0785 | 0 | 64 | 3827534.1759 | 8173983.1672 | 6854.8321 |  |  | 4353303.8234 | 0
1532 | 4111642.502 | 4885970.5668 | 0 |  |  | 774328.0648 | 0 | 64 | 3827534.1759 | 8173983.1672 | 6854.8321 |  |  | 4353303.8234 | 0
1533 | 3806790.82 | 4730860.3901 | 0 |  |  | 924069.5701 | 0 | 64 | 3827534.1759 | 8173983.1672 | 6854.8321 |  |  | 4353303.8234 | 0
1534 | 3504660.198 | 5079858.2877 | 0 |  |  | 1575198.0897 | 0 | 64 | 3827534.1759 | 8173983.1672 | 6854.8321 |  |  | 4353303.8234 | 0
1535 | 3269379.545 | 5583966.3621 | 0 |  |  | 2314586.8171 | 0 | 64 | 3827534.1759 | 8173983.1672 | 6854.8321 |  |  | 4353303.8234 | 0
1536 | 3125964.373 | 5932964.2597 | 0 |  |  | 2806999.8867 | 0 | 64 | 3827534.1759 | 8173983.1672 | 6854.8321 |  |  | 4353303.8234 | 0
1537 | 3040953.655 | 6088074.4365 | 0 |  |  | 3047120.7815 | 0 | 65 | 4454935.469 | 3969851.0856 | 9885.9749 |  |  | 1539641.7071 | 2014840.1156
1538 | 3041309.02 | 5932964.2597 | 0 |  |  | 2891655.2397 | 0 | 65 | 4454935.469 | 3969851.0856 | 9885.9749 |  |  | 1539641.7071 | 2014840.1156
1539 | 3078570.553 | 5545188.8179 | 0 |  |  | 2466618.2649 | 0 | 65 | 4454935.469 | 3969851.0856 | 9885.9749 |  |  | 1539641.7071 | 2014840.1156
1540 | 3169400.41 | 4885970.5668 | 0 |  |  | 1716570.1568 | 0 | 65 | 4454935.469 | 3969851.0856 | 9885.9749 |  |  | 1539641.7071 | 2014840.1156
1541 | 3444584.714 | 4381862.4925 | 0 |  |  | 937277.7785 | 0 | 65 | 4454935.469 | 3969851.0856 | 9885.9749 |  |  | 1539641.7071 | 2014840.1156
1542 | 4151606.997 | 3645089.153 | 0 |  |  | 0 | 506517.844 | 65 | 4454935.469 | 3969851.0856 | 9885.9749 |  |  | 1539641.7071 | 2014840.1156
1543 | 4798051.97 | 2636873.0043 | 889.8768 |  |  | 0 | 2160289.0889 | 65 | 4454935.469 | 3969851.0856 | 9885.9749 |  |  | 1539641.7071 | 2014840.1156
1544 | 5058164.288 | 1512324.2231 | 5005.5569 |  |  | 0 | 3540834.508 | 65 | 4454935.469 | 3969851.0856 | 9885.9749 |  |  | 1539641.7071 | 2014840.1156
1545 | 5113811.807 | 310220.3534 | 12680.7442 |  |  | 0 | 4790910.7094 | 65 | 4454935.469 | 3969851.0856 | 9885.9749 |  |  | 1539641.7071 | 2014840.1156
1546 | 5248719.377 | 155110.1767 | 20133.4623 |  |  | 0 | 5073475.738 | 65 | 4454935.469 | 3969851.0856 | 9885.9749 |  |  | 1539641.7071 | 2014840.1156
1547 | 5230749.157 | 271442.8093 | 33259.1449 |  |  | 0 | 4926047.2029 | 65 | 4454935.469 | 3969851.0856 | 9885.9749 |  |  | 1539641.7071 | 2014840.1156
1548 | 5153443.532 | 504108.0744 | 40378.1592 |  |  | 0 | 4608957.2985 | 65 | 4454935.469 | 3969851.0856 | 9885.9749 |  |  | 1539641.7071 | 2014840.1156
1549 | 5169495.103 | 1124548.7813 | 44716.3085 |  |  | 0 | 4000230.0133 | 65 | 4454935.469 | 3969851.0856 | 9885.9749 |  |  | 1539641.7071 | 2014840.1156
1550 | 5061337.987 | 2055209.8416 | 38375.9364 |  |  | 0 | 2967752.209 | 65 | 4454935.469 | 3969851.0856 | 9885.9749 |  |  | 1539641.7071 | 2014840.1156
1551 | 4983380.057 | 2714428.0927 | 27474.9458 |  |  | 0 | 2241477.0185 | 65 | 4454935.469 | 3969851.0856 | 9885.9749 |  |  | 1539641.7071 | 2014840.1156
1552 | 4976190.928 | 3024648.4461 | 13236.9172 |  |  | 0 | 1938305.5647 | 65 | 4454935.469 | 3969851.0856 | 9885.9749 |  |  | 1539641.7071 | 2014840.1156
1553 | 5371633.238 | 2326652.6509 | 1112.346 |  |  | 0 | 3043868.2411 | 65 | 4454935.469 | 3969851.0856 | 9885.9749 |  |  | 1539641.7071 | 2014840.1156
1554 | 5387842.668 | 1667434.3998 | 0 |  |  | 0 | 3720408.2682 | 65 | 4454935.469 | 3969851.0856 | 9885.9749 |  |  | 1539641.7071 | 2014840.1156
1555 | 5111682.898 | 1938877.2091 | 0 |  |  | 0 | 3172805.6889 | 65 | 4454935.469 | 3969851.0856 | 9885.9749 |  |  | 1539641.7071 | 2014840.1156
1556 | 4727709.372 | 3063425.9903 | 0 |  |  | 0 | 1664283.3817 | 65 | 4454935.469 | 3969851.0856 | 9885.9749 |  |  | 1539641.7071 | 2014840.1156
1557 | 4404479.375 | 5312523.5528 | 0 |  |  | 908044.1778 | 0 | 65 | 4454935.469 | 3969851.0856 | 9885.9749 |  |  | 1539641.7071 | 2014840.1156
1558 | 4075114.001 | 9500498.3244 | 0 |  |  | 5425384.3234 | 0 | 65 | 4454935.469 | 3969851.0856 | 9885.9749 |  |  | 1539641.7071 | 2014840.1156
1559 | 3689410.309 | 13339475.1983 | 0 |  |  | 9650064.8893 | 0 | 65 | 4454935.469 | 3969851.0856 | 9885.9749 |  |  | 1539641.7071 | 2014840.1156
1560 | 3430809.84 | 13339475.1983 | 0 |  |  | 9908665.3583 | 0 | 65 | 4454935.469 | 3969851.0856 | 9885.9749 |  |  | 1539641.7071 | 2014840.1156
1561 | 3334686.536 | 13339475.1983 | 0 |  |  | 10004788.6623 | 0 | 66 | 4491426.7156 | 6695589.2953 | 9445.6713 |  |  | 3198313.7035 | 984705.4525
1562 | 3282963.403 | 13339475.1983 | 0 |  |  | 10056511.7953 | 0 | 66 | 4491426.7156 | 6695589.2953 | 9445.6713 |  |  | 3198313.7035 | 984705.4525
1563 | 3269014.93 | 13339475.1983 | 0 |  |  | 10070460.2683 | 0 | 66 | 4491426.7156 | 6695589.2953 | 9445.6713 |  |  | 3198313.7035 | 984705.4525
1564 | 3351526.757 | 11323042.9009 | 0 |  |  | 7971516.1439 | 0 | 66 | 4491426.7156 | 6695589.2953 | 9445.6713 |  |  | 3198313.7035 | 984705.4525
1565 | 3634364.256 | 8996390.25 | 0 |  |  | 5362025.994 | 0 | 66 | 4491426.7156 | 6695589.2953 | 9445.6713 |  |  | 3198313.7035 | 984705.4525
1566 | 4330731.045 | 7871841.4688 | 0 |  |  | 3541110.4238 | 0 | 66 | 4491426.7156 | 6695589.2953 | 9445.6713 |  |  | 3198313.7035 | 984705.4525
1567 | 4965417.623 | 7406510.9386 | 4560.6185 |  |  | 2445653.9341 | 0 | 66 | 4491426.7156 | 6695589.2953 | 9445.6713 |  |  | 3198313.7035 | 984705.4525
1568 | 5167807.106 | 7522843.5712 | 25472.723 |  |  | 2380509.1882 | 0 | 66 | 4491426.7156 | 6695589.2953 | 9445.6713 |  |  | 3198313.7035 | 984705.4525
1569 | 5177987.553 | 7755508.8362 | 40044.4554 |  |  | 2617565.7386 | 0 | 66 | 4491426.7156 | 6695589.2953 | 9445.6713 |  |  | 3198313.7035 | 984705.4525
1570 | 5248577.257 | 7290178.3061 | 41045.5668 |  |  | 2082646.6158 | 0 | 66 | 4491426.7156 | 6695589.2953 | 9445.6713 |  |  | 3198313.7035 | 984705.4525
1571 | 5204533.077 | 6592182.5108 | 35595.0714 |  |  | 1423244.5052 | 0 | 66 | 4491426.7156 | 6695589.2953 | 9445.6713 |  |  | 3198313.7035 | 984705.4525
1572 | 5099694.155 | 5196190.9203 | 27141.242 |  |  | 123638.0073 | 0 | 66 | 4491426.7156 | 6695589.2953 | 9445.6713 |  |  | 3198313.7035 | 984705.4525
1573 | 5090340.381 | 3489978.9763 | 22135.685 |  |  | 0 | 1578225.7196 | 66 | 4491426.7156 | 6695589.2953 | 9445.6713 |  |  | 3198313.7035 | 984705.4525
1574 | 4987202.985 | 1977654.7532 | 17463.8319 |  |  | 0 | 2992084.3998 | 66 | 4491426.7156 | 6695589.2953 | 9445.6713 |  |  | 3198313.7035 | 984705.4525
1575 | 4852723.251 | 1008216.1487 | 9788.6446 |  |  | 0 | 3834718.4576 | 66 | 4491426.7156 | 6695589.2953 | 9445.6713 |  |  | 3198313.7035 | 984705.4525
1576 | 4876758.283 | 659218.2511 | 3337.0379 |  |  | 0 | 4214202.994 | 66 | 4491426.7156 | 6695589.2953 | 9445.6713 |  |  | 3198313.7035 | 984705.4525
1577 | 5190662.074 | 659218.2511 | 111.2346 |  |  | 0 | 4531332.5883 | 66 | 4491426.7156 | 6695589.2953 | 9445.6713 |  |  | 3198313.7035 | 984705.4525
1578 | 5286060.068 | 1202103.8696 | 0 |  |  | 0 | 4083956.1984 | 66 | 4491426.7156 | 6695589.2953 | 9445.6713 |  |  | 3198313.7035 | 984705.4525
1579 | 5074061.05 | 2675650.5485 | 0 |  |  | 0 | 2398410.5015 | 66 | 4491426.7156 | 6695589.2953 | 9445.6713 |  |  | 3198313.7035 | 984705.4525
1580 | 4757838.126 | 4769637.9343 | 0 |  |  | 11799.8083 | 0 | 66 | 4491426.7156 | 6695589.2953 | 9445.6713 |  |  | 3198313.7035 | 984705.4525
1581 | 4413053.75 | 7096290.5852 | 0 |  |  | 2683236.8352 | 0 | 66 | 4491426.7156 | 6695589.2953 | 9445.6713 |  |  | 3198313.7035 | 984705.4525
1582 | 4050620.822 | 8724947.4408 | 0 |  |  | 4674326.6188 | 0 | 66 | 4491426.7156 | 6695589.2953 | 9445.6713 |  |  | 3198313.7035 | 984705.4525
1583 | 3693568.615 | 9345388.1477 | 0 |  |  | 5651819.5327 | 0 | 66 | 4491426.7156 | 6695589.2953 | 9445.6713 |  |  | 3198313.7035 | 984705.4525
1584 | 3454048.071 | 9112722.8826 | 0 |  |  | 5658674.8116 | 0 | 66 | 4491426.7156 | 6695589.2953 | 9445.6713 |  |  | 3198313.7035 | 984705.4525
1585 | 3346323.729 | 8531059.7199 | 0 |  |  | 5184735.9909 | 0 | 67 | 4454831.9972 | 6449998.1821 | 27002.1987 |  |  | 2876678.5766 | 854510.1929
1586 | 3308824.504 | 8065729.1897 | 0 |  |  | 4756904.6857 | 0 | 67 | 4454831.9972 | 6449998.1821 | 27002.1987 |  |  | 2876678.5766 | 854510.1929
1587 | 3313590.14 | 7794286.3804 | 0 |  |  | 4480696.2404 | 0 | 67 | 4454831.9972 | 6449998.1821 | 27002.1987 |  |  | 2876678.5766 | 854510.1929
1588 | 3386491.665 | 7406510.9386 | 0 |  |  | 4020019.2736 | 0 | 67 | 4454831.9972 | 6449998.1821 | 27002.1987 |  |  | 2876678.5766 | 854510.1929
1589 | 3677984.054 | 7096290.5852 | 0 |  |  | 3418306.5312 | 0 | 67 | 4454831.9972 | 6449998.1821 | 27002.1987 |  |  | 2876678.5766 | 854510.1929
1590 | 4371400.998 | 7096290.5852 | 0 |  |  | 2724889.5872 | 0 | 67 | 4454831.9972 | 6449998.1821 | 27002.1987 |  |  | 2876678.5766 | 854510.1929
1591 | 4935067.975 | 7484066.027 | 10344.8176 |  |  | 2559342.8696 | 0 | 67 | 4454831.9972 | 6449998.1821 | 27002.1987 |  |  | 2876678.5766 | 854510.1929
1592 | 5135974.693 | 7096290.5852 | 44493.8393 |  |  | 2004809.7315 | 0 | 67 | 4454831.9972 | 6449998.1821 | 27002.1987 |  |  | 2876678.5766 | 854510.1929
1593 | 5111841.455 | 4304307.4041 | 70300.2661 |  |  | 0 | 737233.7848 | 67 | 4454831.9972 | 6449998.1821 | 27002.1987 |  |  | 2876678.5766 | 854510.1929
1594 | 5201023.454 | 4459417.5808 | 88209.0364 |  |  | 0 | 653396.8368 | 67 | 4454831.9972 | 6449998.1821 | 27002.1987 |  |  | 2876678.5766 | 854510.1929
1595 | 5116043.302 | 4304307.4041 | 97552.7427 |  |  | 0 | 714183.1552 | 67 | 4454831.9972 | 6449998.1821 | 27002.1987 |  |  | 2876678.5766 | 854510.1929
1596 | 5009866.537 | 3334868.7996 | 96106.6929 |  |  | 0 | 1578891.0445 | 67 | 4454831.9972 | 6449998.1821 | 27002.1987 |  |  | 2876678.5766 | 854510.1929
1597 | 5009231.981 | 2598095.4601 | 85316.9369 |  |  | 0 | 2325819.584 | 67 | 4454831.9972 | 6449998.1821 | 27002.1987 |  |  | 2876678.5766 | 854510.1929
1598 | 4986496.203 | 2093987.3858 | 70300.2661 |  |  | 0 | 2822208.5511 | 67 | 4454831.9972 | 6449998.1821 | 27002.1987 |  |  | 2876678.5766 | 854510.1929
1599 | 4874340.166 | 1822544.5765 | 50166.8038 |  |  | 0 | 3001628.7857 | 67 | 4454831.9972 | 6449998.1821 | 27002.1987 |  |  | 2876678.5766 | 854510.1929
1600 | 4912659.114 | 1861322.1207 | 30367.0453 |  |  | 0 | 3020969.948 | 67 | 4454831.9972 | 6449998.1821 | 27002.1987 |  |  | 2876678.5766 | 854510.1929
1601 | 5246014.227 | 1977654.7532 | 4894.3223 |  |  | 0 | 3263465.1514 | 67 | 4454831.9972 | 6449998.1821 | 27002.1987 |  |  | 2876678.5766 | 854510.1929
1602 | 5259986.057 | 2869538.2694 | 0 |  |  | 0 | 2390447.7876 | 67 | 4454831.9972 | 6449998.1821 | 27002.1987 |  |  | 2876678.5766 | 854510.1929
1603 | 4968191.7 | 5196190.9203 | 0 |  |  | 227999.2203 | 0 | 67 | 4454831.9972 | 6449998.1821 | 27002.1987 |  |  | 2876678.5766 | 854510.1929
1604 | 4602531.122 | 8259616.9106 | 0 |  |  | 3657085.7886 | 0 | 67 | 4454831.9972 | 6449998.1821 | 27002.1987 |  |  | 2876678.5766 | 854510.1929
1605 | 4272525.975 | 11129155.18 | 0 |  |  | 6856629.205 | 0 | 67 | 4454831.9972 | 6449998.1821 | 27002.1987 |  |  | 2876678.5766 | 854510.1929
1606 | 3910933.632 | 13339475.1983 | 0 |  |  | 9428541.5663 | 0 | 67 | 4454831.9972 | 6449998.1821 | 27002.1987 |  |  | 2876678.5766 | 854510.1929
1607 | 3583637.544 | 13339475.1983 | 0 |  |  | 9755837.6543 | 0 | 67 | 4454831.9972 | 6449998.1821 | 27002.1987 |  |  | 2876678.5766 | 854510.1929
1608 | 3374987.705 | 13339475.1983 | 0 |  |  | 9964487.4933 | 0 | 67 | 4454831.9972 | 6449998.1821 | 27002.1987 |  |  | 2876678.5766 | 854510.1929
1609 | 3270413.087 | 13339475.1983 | 0 |  |  | 10069062.1113 | 0 | 68 | 4316370.502 | 12835367.124 | 27271.0157 |  |  | 8546267.6376 | 0
1610 | 3223100.602 | 13339475.1983 | 0 |  |  | 10116374.5963 | 0 | 68 | 4316370.502 | 12835367.124 | 27271.0157 |  |  | 8546267.6376 | 0
1611 | 3245017.985 | 13339475.1983 | 0 |  |  | 10094457.2133 | 0 | 68 | 4316370.502 | 12835367.124 | 27271.0157 |  |  | 8546267.6376 | 0
1612 | 3283650.049 | 13339475.1983 | 0 |  |  | 10055825.1493 | 0 | 68 | 4316370.502 | 12835367.124 | 27271.0157 |  |  | 8546267.6376 | 0
1613 | 3552145.882 | 13339475.1983 | 0 |  |  | 9787329.3163 | 0 | 68 | 4316370.502 | 12835367.124 | 27271.0157 |  |  | 8546267.6376 | 0
1614 | 4184445.201 | 13339475.1983 | 0 |  |  | 9155029.9973 | 0 | 68 | 4316370.502 | 12835367.124 | 27271.0157 |  |  | 8546267.6376 | 0
1615 | 4749249.146 | 13339475.1983 | 8342.5949 |  |  | 8598568.6472 | 0 | 68 | 4316370.502 | 12835367.124 | 27271.0157 |  |  | 8546267.6376 | 0
1616 | 4953289.636 | 13339475.1983 | 25917.6614 |  |  | 8412103.2237 | 0 | 68 | 4316370.502 | 12835367.124 | 27271.0157 |  |  | 8546267.6376 | 0
1617 | 4951848.523 | 13339475.1983 | 67853.1049 |  |  | 8455479.7803 | 0 | 68 | 4316370.502 | 12835367.124 | 27271.0157 |  |  | 8546267.6376 | 0
1618 | 4996014.777 | 13339475.1983 | 87430.3942 |  |  | 8430890.8156 | 0 | 68 | 4316370.502 | 12835367.124 | 27271.0157 |  |  | 8546267.6376 | 0
1619 | 4955199.572 | 13339475.1983 | 97441.5081 |  |  | 8481717.1344 | 0 | 68 | 4316370.502 | 12835367.124 | 27271.0157 |  |  | 8546267.6376 | 0
1620 | 4827165.098 | 13339475.1983 | 97552.7427 |  |  | 8609862.843 | 0 | 68 | 4316370.502 | 12835367.124 | 27271.0157 |  |  | 8546267.6376 | 0
1621 | 4835358.495 | 13339475.1983 | 93770.7663 |  |  | 8597887.4697 | 0 | 68 | 4316370.502 | 12835367.124 | 27271.0157 |  |  | 8546267.6376 | 0
1622 | 4775114.423 | 13339475.1983 | 80311.3799 |  |  | 8644672.1553 | 0 | 68 | 4316370.502 | 12835367.124 | 27271.0157 |  |  | 8546267.6376 | 0
1623 | 4650656.156 | 11051600.0917 | 59510.5101 |  |  | 6460454.4457 | 0 | 68 | 4316370.502 | 12835367.124 | 27271.0157 |  |  | 8546267.6376 | 0
1624 | 4707237.769 | 10780157.2824 | 31368.1567 |  |  | 6104287.6701 | 0 | 68 | 4316370.502 | 12835367.124 | 27271.0157 |  |  | 8546267.6376 | 0
1625 | 5033494.934 | 10431159.3848 | 5005.5569 |  |  | 5402670.0077 | 0 | 68 | 4316370.502 | 12835367.124 | 27271.0157 |  |  | 8546267.6376 | 0
1626 | 5095928.654 | 10431159.3848 | 0 |  |  | 5335230.7308 | 0 | 68 | 4316370.502 | 12835367.124 | 27271.0157 |  |  | 8546267.6376 | 0
1627 | 4821245.354 | 13339475.1983 | 0 |  |  | 8518229.8443 | 0 | 68 | 4316370.502 | 12835367.124 | 27271.0157 |  |  | 8546267.6376 | 0
1628 | 4478051.778 | 13339475.1983 | 0 |  |  | 8861423.4203 | 0 | 68 | 4316370.502 | 12835367.124 | 27271.0157 |  |  | 8546267.6376 | 0
1629 | 4198395.277 | 13339475.1983 | 0 |  |  | 9141079.9213 | 0 | 68 | 4316370.502 | 12835367.124 | 27271.0157 |  |  | 8546267.6376 | 0
1630 | 3859957.791 | 13339475.1983 | 0 |  |  | 9479517.4073 | 0 | 68 | 4316370.502 | 12835367.124 | 27271.0157 |  |  | 8546267.6376 | 0
1631 | 3566043.718 | 13339475.1983 | 0 |  |  | 9773431.4803 | 0 | 68 | 4316370.502 | 12835367.124 | 27271.0157 |  |  | 8546267.6376 | 0
1632 | 3379868.142 | 11904706.0636 | 0 |  |  | 8524837.9216 | 0 | 68 | 4316370.502 | 12835367.124 | 27271.0157 |  |  | 8546267.6376 | 0
1633 | 3297635.765 | 10508714.4731 | 0 |  |  | 7211078.7081 | 0 | 69 | 4073974.6385 | 3858365.646 | 24745.0633 |  |  | 912319.4858 | 1103183.4149
1634 | 3234636.374 | 9190277.971 | 0 |  |  | 5955641.597 | 0 | 69 | 4073974.6385 | 3858365.646 | 24745.0633 |  |  | 912319.4858 | 1103183.4149
1635 | 3223005.365 | 7716731.2921 | 0 |  |  | 4493725.9271 | 0 | 69 | 4073974.6385 | 3858365.646 | 24745.0633 |  |  | 912319.4858 | 1103183.4149
1636 | 3297060.339 | 6010519.3481 | 0 |  |  | 2713459.0091 | 0 | 69 | 4073974.6385 | 3858365.646 | 24745.0633 |  |  | 912319.4858 | 1103183.4149
1637 | 3555279.59 | 3916531.9623 | 0 |  |  | 361252.3723 | 0 | 69 | 4073974.6385 | 3858365.646 | 24745.0633 |  |  | 912319.4858 | 1103183.4149
1638 | 4133645.796 | 2985870.902 | 0 |  |  | 0 | 1147774.894 | 69 | 4073974.6385 | 3858365.646 | 24745.0633 |  |  | 912319.4858 | 1103183.4149
1639 | 4673050.719 | 2598095.4601 | 2113.4574 |  |  | 0 | 2072841.8015 | 69 | 4073974.6385 | 3858365.646 | 24745.0633 |  |  | 912319.4858 | 1103183.4149
1640 | 4862853.53 | 2520540.3718 | 17575.0665 |  |  | 0 | 2324738.0917 | 69 | 4073974.6385 | 3858365.646 | 24745.0633 |  |  | 912319.4858 | 1103183.4149
1641 | 4822455.893 | 2598095.4601 | 67296.9319 |  |  | 0 | 2157063.5009 | 69 | 4073974.6385 | 3858365.646 | 24745.0633 |  |  | 912319.4858 | 1103183.4149
1642 | 4831986.071 | 3412423.8879 | 86985.4558 |  |  | 0 | 1332576.7272 | 69 | 4073974.6385 | 3858365.646 | 24745.0633 |  |  | 912319.4858 | 1103183.4149
1643 | 4729772.841 | 4149197.2274 | 95661.7545 |  |  | 0 | 484913.8591 | 69 | 4073974.6385 | 3858365.646 | 24745.0633 |  |  | 912319.4858 | 1103183.4149
1644 | 4534422.285 | 5079858.2877 | 94994.3469 |  |  | 640430.3496 | 0 | 69 | 4073974.6385 | 3858365.646 | 24745.0633 |  |  | 912319.4858 | 1103183.4149
1645 | 4387438.301 | 4614527.7576 | 85539.406 |  |  | 312628.8626 | 0 | 69 | 4073974.6385 | 3858365.646 | 24745.0633 |  |  | 912319.4858 | 1103183.4149
1646 | 4209698.768 | 3683866.6972 | 72302.4889 |  |  | 0 | 453529.5819 | 69 | 4073974.6385 | 3858365.646 | 24745.0633 |  |  | 912319.4858 | 1103183.4149
1647 | 4080425.136 | 2869538.2694 | 49165.6924 |  |  | 0 | 1161721.1742 | 69 | 4073974.6385 | 3858365.646 | 24745.0633 |  |  | 912319.4858 | 1103183.4149
1648 | 4147728.498 | 2481762.8276 | 19910.9931 |  |  | 0 | 1646054.6773 | 69 | 4073974.6385 | 3858365.646 | 24745.0633 |  |  | 912319.4858 | 1103183.4149
1649 | 4460825.76 | 2210320.0183 | 2335.9266 |  |  | 0 | 2248169.8151 | 69 | 4073974.6385 | 3858365.646 | 24745.0633 |  |  | 912319.4858 | 1103183.4149
1650 | 4690000.937 | 1783767.0323 | 0 |  |  | 0 | 2906233.9047 | 69 | 4073974.6385 | 3858365.646 | 24745.0633 |  |  | 912319.4858 | 1103183.4149
1651 | 4486707.81 | 1783767.0323 | 0 |  |  | 0 | 2702940.7777 | 69 | 4073974.6385 | 3858365.646 | 24745.0633 |  |  | 912319.4858 | 1103183.4149
1652 | 4145069.145 | 1861322.1207 | 0 |  |  | 0 | 2283747.0243 | 69 | 4073974.6385 | 3858365.646 | 24745.0633 |  |  | 912319.4858 | 1103183.4149
1653 | 3879772.64 | 2055209.8416 | 0 |  |  | 0 | 1824562.7984 | 69 | 4073974.6385 | 3858365.646 | 24745.0633 |  |  | 912319.4858 | 1103183.4149
1654 | 3617148.345 | 2404207.7392 | 0 |  |  | 0 | 1212940.6058 | 69 | 4073974.6385 | 3858365.646 | 24745.0633 |  |  | 912319.4858 | 1103183.4149
1655 | 3347353.45 | 2830760.7252 | 0 |  |  | 0 | 516592.7248 | 69 | 4073974.6385 | 3858365.646 | 24745.0633 |  |  | 912319.4858 | 1103183.4149
1656 | 3127417.966 | 3334868.7996 | 0 |  |  | 207450.8336 | 0 | 69 | 4073974.6385 | 3858365.646 | 24745.0633 |  |  | 912319.4858 | 1103183.4149
1657 | 2974677.658 | 3683866.6972 | 0 |  |  | 709189.0392 | 0 | 70 | 3539572.8951 | 7312798.5402 | 29532.7858 |  |  | 3908274.3184 | 105515.8875
1658 | 2903849.564 | 3838976.8739 | 0 |  |  | 935127.3099 | 0 | 70 | 3539572.8951 | 7312798.5402 | 29532.7858 |  |  | 3908274.3184 | 105515.8875
1659 | 2859592.51 | 4381862.4925 | 0 |  |  | 1522269.9825 | 0 | 70 | 3539572.8951 | 7312798.5402 | 29532.7858 |  |  | 3908274.3184 | 105515.8875
1660 | 2889258.674 | 5351301.097 | 0 |  |  | 2462042.423 | 0 | 70 | 3539572.8951 | 7312798.5402 | 29532.7858 |  |  | 3908274.3184 | 105515.8875
1661 | 2964379.256 | 6708515.1434 | 0 |  |  | 3744135.8874 | 0 | 70 | 3539572.8951 | 7312798.5402 | 29532.7858 |  |  | 3908274.3184 | 105515.8875
1662 | 3189703.832 | 8259616.9106 | 0 |  |  | 5069913.0786 | 0 | 70 | 3539572.8951 | 7312798.5402 | 29532.7858 |  |  | 3908274.3184 | 105515.8875
1663 | 3483786.42 | 9733163.5895 | 13014.448 |  |  | 6262391.6175 | 0 | 70 | 3539572.8951 | 7312798.5402 | 29532.7858 |  |  | 3908274.3184 | 105515.8875
1664 | 3810318.659 | 9655608.5011 | 44827.5431 |  |  | 5890117.3852 | 0 | 70 | 3539572.8951 | 7312798.5402 | 29532.7858 |  |  | 3908274.3184 | 105515.8875
1665 | 3959715.735 | 6437072.3341 | 74304.7116 |  |  | 2551661.3107 | 0 | 70 | 3539572.8951 | 7312798.5402 | 29532.7858 |  |  | 3908274.3184 | 105515.8875
1666 | 4006848.692 | 6863625.3201 | 92102.2473 |  |  | 2948878.8754 | 0 | 70 | 3539572.8951 | 7312798.5402 | 29532.7858 |  |  | 3908274.3184 | 105515.8875
1667 | 3921895.866 | 8841280.0733 | 97552.7427 |  |  | 5016936.95 | 0 | 70 | 3539572.8951 | 7312798.5402 | 29532.7858 |  |  | 3908274.3184 | 105515.8875
1668 | 3783427.689 | 7445288.4828 | 97552.7427 |  |  | 3759413.5365 | 0 | 70 | 3539572.8951 | 7312798.5402 | 29532.7858 |  |  | 3908274.3184 | 105515.8875
1669 | 3695239.541 | 5583966.3621 | 97552.7427 |  |  | 1986279.5638 | 0 | 70 | 3539572.8951 | 7312798.5402 | 29532.7858 |  |  | 3908274.3184 | 105515.8875
1670 | 3568353.436 | 4032864.5948 | 84760.7639 |  |  | 549271.9227 | 0 | 70 | 3539572.8951 | 7312798.5402 | 29532.7858 |  |  | 3908274.3184 | 105515.8875
1671 | 3535972.218 | 3102203.5345 | 63959.894 |  |  | 0 | 369808.7895 | 70 | 3539572.8951 | 7312798.5402 | 29532.7858 |  |  | 3908274.3184 | 105515.8875
1672 | 3654781.533 | 2908315.8136 | 36151.2444 |  |  | 0 | 710314.475 | 70 | 3539572.8951 | 7312798.5402 | 29532.7858 |  |  | 3908274.3184 | 105515.8875
1673 | 4085675.822 | 2985870.902 | 7007.7797 |  |  | 0 | 1092797.1404 | 70 | 3539572.8951 | 7312798.5402 | 29532.7858 |  |  | 3908274.3184 | 105515.8875
1674 | 4353547.946 | 3994087.0507 | 0 |  |  | 0 | 359460.8953 | 70 | 3539572.8951 | 7312798.5402 | 29532.7858 |  |  | 3908274.3184 | 105515.8875
1675 | 4182985.497 | 7406510.9386 | 0 |  |  | 3223525.4416 | 0 | 70 | 3539572.8951 | 7312798.5402 | 29532.7858 |  |  | 3908274.3184 | 105515.8875
1676 | 3881350.725 | 11710818.3427 | 0 |  |  | 7829467.6177 | 0 | 70 | 3539572.8951 | 7312798.5402 | 29532.7858 |  |  | 3908274.3184 | 105515.8875
1677 | 3641569.622 | 13339475.1983 | 0 |  |  | 9697905.5763 | 0 | 70 | 3539572.8951 | 7312798.5402 | 29532.7858 |  |  | 3908274.3184 | 105515.8875
1678 | 3393046.617 | 13339475.1983 | 0 |  |  | 9946428.5813 | 0 | 70 | 3539572.8951 | 7312798.5402 | 29532.7858 |  |  | 3908274.3184 | 105515.8875
1679 | 3185097.992 | 13339475.1983 | 0 |  |  | 10154377.2063 | 0 | 70 | 3539572.8951 | 7312798.5402 | 29532.7858 |  |  | 3908274.3184 | 105515.8875
1680 | 3024673.979 | 12563924.3147 | 0 |  |  | 9539250.3357 | 0 | 70 | 3539572.8951 | 7312798.5402 | 29532.7858 |  |  | 3908274.3184 | 105515.8875
1681 | 2944589.316 | 10741379.7382 | 0 |  |  | 7796790.4222 | 0 | 71 | 3589981.5405 | 9652377.0391 | 29486.4381 |  |  | 6102614.472 | 10732.5354
1682 | 2909871.576 | 9345388.1477 | 0 |  |  | 6435516.5717 | 0 | 71 | 3589981.5405 | 9652377.0391 | 29486.4381 |  |  | 6102614.472 | 10732.5354
1683 | 2898742.292 | 8026951.6455 | 0 |  |  | 5128209.3535 | 0 | 71 | 3589981.5405 | 9652377.0391 | 29486.4381 |  |  | 6102614.472 | 10732.5354
1684 | 2931218.306 | 7833063.9246 | 0 |  |  | 4901845.6186 | 0 | 71 | 3589981.5405 | 9652377.0391 | 29486.4381 |  |  | 6102614.472 | 10732.5354
1685 | 3005128.174 | 8996390.25 | 0 |  |  | 5991262.076 | 0 | 71 | 3589981.5405 | 9652377.0391 | 29486.4381 |  |  | 6102614.472 | 10732.5354
1686 | 3138415.966 | 10198494.1197 | 0 |  |  | 7060078.1537 | 0 | 71 | 3589981.5405 | 9652377.0391 | 29486.4381 |  |  | 6102614.472 | 10732.5354
1687 | 3389447.075 | 11555708.166 | 18020.0049 |  |  | 8184281.0959 | 0 | 71 | 3589981.5405 | 9652377.0391 | 29486.4381 |  |  | 6102614.472 | 10732.5354
1688 | 3698517.405 | 12292481.5055 | 47719.6426 |  |  | 8641683.7431 | 0 | 71 | 3589981.5405 | 9652377.0391 | 29486.4381 |  |  | 6102614.472 | 10732.5354
1689 | 3866310.081 | 13339475.1983 | 72636.1927 |  |  | 9545801.31 | 0 | 71 | 3589981.5405 | 9652377.0391 | 29486.4381 |  |  | 6102614.472 | 10732.5354
1690 | 3934839.573 | 13339475.1983 | 89432.617 |  |  | 9494068.2423 | 0 | 71 | 3589981.5405 | 9652377.0391 | 29486.4381 |  |  | 6102614.472 | 10732.5354
1691 | 3916164.784 | 13339475.1983 | 97552.7427 |  |  | 9520863.157 | 0 | 71 | 3589981.5405 | 9652377.0391 | 29486.4381 |  |  | 6102614.472 | 10732.5354
1692 | 3868664.537 | 13339475.1983 | 97552.7427 |  |  | 9568363.404 | 0 | 71 | 3589981.5405 | 9652377.0391 | 29486.4381 |  |  | 6102614.472 | 10732.5354
1693 | 3793174.027 | 13339475.1983 | 95661.7545 |  |  | 9641962.9258 | 0 | 71 | 3589981.5405 | 9652377.0391 | 29486.4381 |  |  | 6102614.472 | 10732.5354
1694 | 3699786.292 | 13339475.1983 | 83092.2449 |  |  | 9722781.1512 | 0 | 71 | 3589981.5405 | 9652377.0391 | 29486.4381 |  |  | 6102614.472 | 10732.5354
1695 | 3690128.497 | 13339475.1983 | 62958.7826 |  |  | 9712305.484 | 0 | 71 | 3589981.5405 | 9652377.0391 | 29486.4381 |  |  | 6102614.472 | 10732.5354
1696 | 3806062.833 | 11865928.5195 | 35706.306 |  |  | 8095571.9925 | 0 | 71 | 3589981.5405 | 9652377.0391 | 29486.4381 |  |  | 6102614.472 | 10732.5354
1697 | 4216677.392 | 9578053.4128 | 7341.4835 |  |  | 5368717.5043 | 0 | 71 | 3589981.5405 | 9652377.0391 | 29486.4381 |  |  | 6102614.472 | 10732.5354
1698 | 4441778.655 | 7018735.4968 | 0 |  |  | 2576956.8418 | 0 | 71 | 3589981.5405 | 9652377.0391 | 29486.4381 |  |  | 6102614.472 | 10732.5354
1699 | 4324976.94 | 6437072.3341 | 0 |  |  | 2112095.3941 | 0 | 71 | 3589981.5405 | 9652377.0391 | 29486.4381 |  |  | 6102614.472 | 10732.5354
1700 | 4043560.563 | 6553404.9666 | 0 |  |  | 2509844.4036 | 0 | 71 | 3589981.5405 | 9652377.0391 | 29486.4381 |  |  | 6102614.472 | 10732.5354
1701 | 3763903.673 | 6088074.4365 | 0 |  |  | 2324170.7635 | 0 | 71 | 3589981.5405 | 9652377.0391 | 29486.4381 |  |  | 6102614.472 | 10732.5354
1702 | 3474107.331 | 5079858.2877 | 0 |  |  | 1605750.9567 | 0 | 71 | 3589981.5405 | 9652377.0391 | 29486.4381 |  |  | 6102614.472 | 10732.5354
1703 | 3276372.567 | 3800199.3298 | 0 |  |  | 523826.7628 | 0 | 71 | 3589981.5405 | 9652377.0391 | 29486.4381 |  |  | 6102614.472 | 10732.5354
1704 | 3127119.118 | 2869538.2694 | 0 |  |  | 0 | 257580.8486 | 71 | 3589981.5405 | 9652377.0391 | 29486.4381 |  |  | 6102614.472 | 10732.5354
1705 | 3036405.633 | 2287875.1067 | 0 |  |  | 0 | 748530.5263 | 72 | 4206607.4482 | 3147444.0027 | 27590.8151 |  |  | 182044.8219 | 1213617.4523
1706 | 3017641.793 | 1900099.6649 | 0 |  |  | 0 | 1117542.1281 | 72 | 4206607.4482 | 3147444.0027 | 27590.8151 |  |  | 182044.8219 | 1213617.4523
1707 | 3045008.921 | 1589879.3114 | 0 |  |  | 0 | 1455129.6096 | 72 | 4206607.4482 | 3147444.0027 | 27590.8151 |  |  | 182044.8219 | 1213617.4523
1708 | 3121781.691 | 1744989.4882 | 0 |  |  | 0 | 1376792.2028 | 72 | 4206607.4482 | 3147444.0027 | 27590.8151 |  |  | 182044.8219 | 1213617.4523
1709 | 3399377.177 | 2249097.5625 | 0 |  |  | 0 | 1150279.6145 | 72 | 4206607.4482 | 3147444.0027 | 27590.8151 |  |  | 182044.8219 | 1213617.4523
1710 | 4053162.587 | 2520540.3718 | 0 |  |  | 0 | 1532622.2152 | 72 | 4206607.4482 | 3147444.0027 | 27590.8151 |  |  | 182044.8219 | 1213617.4523
1711 | 4660875.981 | 2481762.8276 | 8231.3603 |  |  | 0 | 2170881.7931 | 72 | 4206607.4482 | 3147444.0027 | 27590.8151 |  |  | 182044.8219 | 1213617.4523
1712 | 4888555.07 | 2171542.4741 | 26473.8344 |  |  | 0 | 2690538.7615 | 72 | 4206607.4482 | 3147444.0027 | 27590.8151 |  |  | 182044.8219 | 1213617.4523
1713 | 4889142.071 | 2171542.4741 | 54504.9531 |  |  | 0 | 2663094.6437 | 72 | 4206607.4482 | 3147444.0027 | 27590.8151 |  |  | 182044.8219 | 1213617.4523
1714 | 4962247.821 | 2714428.0927 | 90322.4938 |  |  | 0 | 2157497.2345 | 72 | 4206607.4482 | 3147444.0027 | 27590.8151 |  |  | 182044.8219 | 1213617.4523
1715 | 4941958.214 | 2753205.6369 | 97552.7427 |  |  | 0 | 2091199.8345 | 72 | 4206607.4482 | 3147444.0027 | 27590.8151 |  |  | 182044.8219 | 1213617.4523
1716 | 4832987.871 | 2947093.3578 | 97552.7427 |  |  | 0 | 1788341.7706 | 72 | 4206607.4482 | 3147444.0027 | 27590.8151 |  |  | 182044.8219 | 1213617.4523
1717 | 4790886.81 | 3257313.7112 | 97552.7427 |  |  | 0 | 1436020.3561 | 72 | 4206607.4482 | 3147444.0027 | 27590.8151 |  |  | 182044.8219 | 1213617.4523
1718 | 4708071.001 | 3528756.5205 | 84315.8255 |  |  | 0 | 1094998.655 | 72 | 4206607.4482 | 3147444.0027 | 27590.8151 |  |  | 182044.8219 | 1213617.4523
1719 | 4560530.676 | 3877754.4181 | 63403.721 |  |  | 0 | 619372.5369 | 72 | 4206607.4482 | 3147444.0027 | 27590.8151 |  |  | 182044.8219 | 1213617.4523
1720 | 4547424.185 | 4110419.6832 | 35261.3676 |  |  | 0 | 401743.1341 | 72 | 4206607.4482 | 3147444.0027 | 27590.8151 |  |  | 182044.8219 | 1213617.4523
1721 | 4880616.397 | 3722644.2414 | 7007.7797 |  |  | 0 | 1150964.3759 | 72 | 4206607.4482 | 3147444.0027 | 27590.8151 |  |  | 182044.8219 | 1213617.4523
1722 | 4956895.464 | 2947093.3578 | 0 |  |  | 0 | 2009802.1062 | 72 | 4206607.4482 | 3147444.0027 | 27590.8151 |  |  | 182044.8219 | 1213617.4523
1723 | 4779628.654 | 3722644.2414 | 0 |  |  | 0 | 1056984.4126 | 72 | 4206607.4482 | 3147444.0027 | 27590.8151 |  |  | 182044.8219 | 1213617.4523
1724 | 4448118.537 | 5041080.7436 | 0 |  |  | 592962.2066 | 0 | 72 | 4206607.4482 | 3147444.0027 | 27590.8151 |  |  | 182044.8219 | 1213617.4523
1725 | 4114796.885 | 5777854.083 | 0 |  |  | 1663057.198 | 0 | 72 | 4206607.4482 | 3147444.0027 | 27590.8151 |  |  | 182044.8219 | 1213617.4523
1726 | 3729110.959 | 5196190.9203 | 0 |  |  | 1467079.9613 | 0 | 72 | 4206607.4482 | 3147444.0027 | 27590.8151 |  |  | 182044.8219 | 1213617.4523
1727 | 3386888.235 | 4032864.5948 | 0 |  |  | 645976.3598 | 0 | 72 | 4206607.4482 | 3147444.0027 | 27590.8151 |  |  | 182044.8219 | 1213617.4523
1728 | 3206466.124 | 2791983.181 | 0 |  |  | 0 | 414482.943 | 72 | 4206607.4482 | 3147444.0027 | 27590.8151 |  |  | 182044.8219 | 1213617.4523
1729 | 3109580.429 | 1822544.5765 | 0 |  |  | 0 | 1287035.8525 | 73 | 4236007.9133 | 659218.2511 | 10683.1562 |  |  | 0 | 3566106.506
1730 | 3064342.263 | 1008216.1487 | 0 |  |  | 0 | 2056126.1143 | 73 | 4236007.9133 | 659218.2511 | 10683.1562 |  |  | 0 | 3566106.506
1731 | 3078111.597 | 542885.6185 | 0 |  |  | 0 | 2535225.9785 | 73 | 4236007.9133 | 659218.2511 | 10683.1562 |  |  | 0 | 3566106.506
1732 | 3145509.837 | 620440.7069 | 0 |  |  | 0 | 2525069.1301 | 73 | 4236007.9133 | 659218.2511 | 10683.1562 |  |  | 0 | 3566106.506
1733 | 3424028.551 | 853105.972 | 0 |  |  | 0 | 2570922.579 | 73 | 4236007.9133 | 659218.2511 | 10683.1562 |  |  | 0 | 3566106.506
1734 | 4055276.994 | 969438.6045 | 0 |  |  | 0 | 3085838.3895 | 73 | 4236007.9133 | 659218.2511 | 10683.1562 |  |  | 0 | 3566106.506
1735 | 4663033.886 | 697995.7953 | 1890.9882 |  |  | 0 | 3963147.1026 | 73 | 4236007.9133 | 659218.2511 | 10683.1562 |  |  | 0 | 3566106.506
1736 | 4867634.116 | 465330.5302 | 9788.6446 |  |  | 0 | 4392514.9412 | 73 | 4236007.9133 | 659218.2511 | 10683.1562 |  |  | 0 | 3566106.506
1737 | 4833454.655 | 310220.3534 | 33147.9103 |  |  | 0 | 4490086.3913 | 73 | 4236007.9133 | 659218.2511 | 10683.1562 |  |  | 0 | 3566106.506
1738 | 4855900.321 | 426552.986 | 57619.5219 |  |  | 0 | 4371727.8131 | 73 | 4236007.9133 | 659218.2511 | 10683.1562 |  |  | 0 | 3566106.506
1739 | 4817319.722 | 930661.0603 | 50389.273 |  |  | 0 | 3836269.3886 | 73 | 4236007.9133 | 659218.2511 | 10683.1562 |  |  | 0 | 3566106.506
1740 | 4707683.849 | 1357214.0463 | 32258.0335 |  |  | 0 | 3318211.7692 | 73 | 4236007.9133 | 659218.2511 | 10683.1562 |  |  | 0 | 3566106.506
1741 | 4743118.779 | 1085771.2371 | 21913.2159 |  |  | 0 | 3635434.3261 | 73 | 4236007.9133 | 659218.2511 | 10683.1562 |  |  | 0 | 3566106.506
1742 | 4696548.19 | 969438.6045 | 15684.0784 |  |  | 0 | 3711425.5071 | 73 | 4236007.9133 | 659218.2511 | 10683.1562 |  |  | 0 | 3566106.506
1743 | 4583620.643 | 1046993.6929 | 15572.8438 |  |  | 0 | 3521054.1064 | 73 | 4236007.9133 | 659218.2511 | 10683.1562 |  |  | 0 | 3566106.506
1744 | 4597996.339 | 1085771.2371 | 15572.8438 |  |  | 0 | 3496652.2582 | 73 | 4236007.9133 | 659218.2511 | 10683.1562 |  |  | 0 | 3566106.506
1745 | 4898456.467 | 775550.8836 | 2558.3958 |  |  | 0 | 4120347.1876 | 73 | 4236007.9133 | 659218.2511 | 10683.1562 |  |  | 0 | 3566106.506
1746 | 4956892.463 | 116332.6325 | 0 |  |  | 0 | 4840559.8305 | 73 | 4236007.9133 | 659218.2511 | 10683.1562 |  |  | 0 | 3566106.506
1747 | 4830026.672 | 38777.5442 | 0 |  |  | 0 | 4791249.1278 | 73 | 4236007.9133 | 659218.2511 | 10683.1562 |  |  | 0 | 3566106.506
1748 | 4461112.656 | 38777.5442 | 0 |  |  | 0 | 4422335.1118 | 73 | 4236007.9133 | 659218.2511 | 10683.1562 |  |  | 0 | 3566106.506
1749 | 4160393.463 | 38777.5442 | 0 |  |  | 0 | 4121615.9188 | 73 | 4236007.9133 | 659218.2511 | 10683.1562 |  |  | 0 | 3566106.506
1750 | 3861864.845 | 77555.0884 | 0 |  |  | 0 | 3784309.7566 | 73 | 4236007.9133 | 659218.2511 | 10683.1562 |  |  | 0 | 3566106.506
1751 | 3641669.443 | 193887.7209 | 0 |  |  | 0 | 3447781.7221 | 73 | 4236007.9133 | 659218.2511 | 10683.1562 |  |  | 0 | 3566106.506
1752 | 3610613.738 | 348997.8976 | 0 |  |  | 0 | 3261615.8404 | 73 | 4236007.9133 | 659218.2511 | 10683.1562 |  |  | 0 | 3566106.506
1753 | 3476498.221 | 426552.986 | 0 |  |  | 0 | 3049945.235 | 74 | 4241936.4404 | 2567396.571 | 28656.8134 |  |  | 255444.6108 | 1901327.6668
1754 | 3403943.761 | 542885.6185 | 0 |  |  | 0 | 2861058.1425 | 74 | 4241936.4404 | 2567396.571 | 28656.8134 |  |  | 255444.6108 | 1901327.6668
1755 | 3435986.286 | 659218.2511 | 0 |  |  | 0 | 2776768.0349 | 74 | 4241936.4404 | 2567396.571 | 28656.8134 |  |  | 255444.6108 | 1901327.6668
1756 | 3507404.531 | 1202103.8696 | 0 |  |  | 0 | 2305300.6614 | 74 | 4241936.4404 | 2567396.571 | 28656.8134 |  |  | 255444.6108 | 1901327.6668
1757 | 3575007.712 | 2055209.8416 | 0 |  |  | 0 | 1519797.8704 | 74 | 4241936.4404 | 2567396.571 | 28656.8134 |  |  | 255444.6108 | 1901327.6668
1758 | 4122347.834 | 2908315.8136 | 111.2346 |  |  | 0 | 1213920.7858 | 74 | 4241936.4404 | 2567396.571 | 28656.8134 |  |  | 255444.6108 | 1901327.6668
1759 | 4636139.71 | 3606311.6089 | 16573.9551 |  |  | 0 | 1013254.146 | 74 | 4241936.4404 | 2567396.571 | 28656.8134 |  |  | 255444.6108 | 1901327.6668
1760 | 4793742.586 | 3528756.5205 | 46829.7659 |  |  | 0 | 1218156.2996 | 74 | 4241936.4404 | 2567396.571 | 28656.8134 |  |  | 255444.6108 | 1901327.6668
1761 | 4800862.225 | 1667434.3998 | 73303.6002 |  |  | 0 | 3060124.225 | 74 | 4241936.4404 | 2567396.571 | 28656.8134 |  |  | 255444.6108 | 1901327.6668
1762 | 4843789.597 | 1551101.7672 | 91101.136 |  |  | 0 | 3201586.6938 | 74 | 4241936.4404 | 2567396.571 | 28656.8134 |  |  | 255444.6108 | 1901327.6668
1763 | 4802981.813 | 2714428.0927 | 97552.7427 |  |  | 0 | 1991000.9777 | 74 | 4241936.4404 | 2567396.571 | 28656.8134 |  |  | 255444.6108 | 1901327.6668
1764 | 4707165.849 | 2985870.902 | 97552.7427 |  |  | 0 | 1623742.2044 | 74 | 4241936.4404 | 2567396.571 | 28656.8134 |  |  | 255444.6108 | 1901327.6668
1765 | 4690223.129 | 2985870.902 | 93993.2355 |  |  | 0 | 1610358.9915 | 74 | 4241936.4404 | 2567396.571 | 28656.8134 |  |  | 255444.6108 | 1901327.6668
1766 | 4557663.045 | 2636873.0043 | 78976.5648 |  |  | 0 | 1841813.4759 | 74 | 4241936.4404 | 2567396.571 | 28656.8134 |  |  | 255444.6108 | 1901327.6668
1767 | 4443492.507 | 2365430.1951 | 58064.4603 |  |  | 0 | 2019997.8517 | 74 | 4241936.4404 | 2567396.571 | 28656.8134 |  |  | 255444.6108 | 1901327.6668
1768 | 4455205.428 | 2287875.1067 | 29922.1069 |  |  | 0 | 2137408.2144 | 74 | 4241936.4404 | 2567396.571 | 28656.8134 |  |  | 255444.6108 | 1901327.6668
1769 | 4740884.87 | 2093987.3858 | 3781.9763 |  |  | 0 | 2643115.5079 | 74 | 4241936.4404 | 2567396.571 | 28656.8134 |  |  | 255444.6108 | 1901327.6668
1770 | 4831130.868 | 1744989.4882 | 0 |  |  | 0 | 3086141.3798 | 74 | 4241936.4404 | 2567396.571 | 28656.8134 |  |  | 255444.6108 | 1901327.6668
1771 | 4761525.478 | 1938877.2091 | 0 |  |  | 0 | 2822648.2689 | 74 | 4241936.4404 | 2567396.571 | 28656.8134 |  |  | 255444.6108 | 1901327.6668
1772 | 4460355.372 | 2249097.5625 | 0 |  |  | 0 | 2211257.8095 | 74 | 4241936.4404 | 2567396.571 | 28656.8134 |  |  | 255444.6108 | 1901327.6668
1773 | 4177672.865 | 2753205.6369 | 0 |  |  | 0 | 1424467.2281 | 74 | 4241936.4404 | 2567396.571 | 28656.8134 |  |  | 255444.6108 | 1901327.6668
1774 | 3808269.166 | 4381862.4925 | 0 |  |  | 573593.3265 | 0 | 74 | 4241936.4404 | 2567396.571 | 28656.8134 |  |  | 255444.6108 | 1901327.6668
1775 | 3494474.37 | 5816631.6272 | 0 |  |  | 2322157.2572 | 0 | 74 | 4241936.4404 | 2567396.571 | 28656.8134 |  |  | 255444.6108 | 1901327.6668
1776 | 3279707.347 | 6514627.4224 | 0 |  |  | 3234920.0754 | 0 | 74 | 4241936.4404 | 2567396.571 | 28656.8134 |  |  | 255444.6108 | 1901327.6668
1777 | 3160981.037 | 6863625.3201 | 0 |  |  | 3702644.2831 | 0 | 75 | 4147719.7517 | 2108528.9649 | 7596.3961 |  |  | 820654.1717 | 2852248.5624
1778 | 3111255.54 | 7406510.9386 | 0 |  |  | 4295255.3986 | 0 | 75 | 4147719.7517 | 2108528.9649 | 7596.3961 |  |  | 820654.1717 | 2852248.5624
1779 | 3132209.544 | 7871841.4688 | 0 |  |  | 4739631.9248 | 0 | 75 | 4147719.7517 | 2108528.9649 | 7596.3961 |  |  | 820654.1717 | 2852248.5624
1780 | 3190014.57 | 6979957.9526 | 0 |  |  | 3789943.3826 | 0 | 75 | 4147719.7517 | 2108528.9649 | 7596.3961 |  |  | 820654.1717 | 2852248.5624
1781 | 3463045.994 | 5816631.6272 | 0 |  |  | 2353585.6332 | 0 | 75 | 4147719.7517 | 2108528.9649 | 7596.3961 |  |  | 820654.1717 | 2852248.5624
1782 | 4032553.525 | 4847193.0227 | 0 |  |  | 814639.4977 | 0 | 75 | 4147719.7517 | 2108528.9649 | 7596.3961 |  |  | 820654.1717 | 2852248.5624
1783 | 4610938.139 | 4343084.9483 | 1557.2844 |  |  | 0 | 266295.9063 | 75 | 4147719.7517 | 2108528.9649 | 7596.3961 |  |  | 820654.1717 | 2852248.5624
1784 | 4801462.92 | 2753205.6369 | 8342.5949 |  |  | 0 | 2039914.6883 | 75 | 4147719.7517 | 2108528.9649 | 7596.3961 |  |  | 820654.1717 | 2852248.5624
1785 | 4800314.042 | 1395991.5905 | 14682.967 |  |  | 0 | 3389639.4845 | 75 | 4147719.7517 | 2108528.9649 | 7596.3961 |  |  | 820654.1717 | 2852248.5624
1786 | 4841273.005 | 969438.6045 | 23470.5002 |  |  | 0 | 3848363.9002 | 75 | 4147719.7517 | 2108528.9649 | 7596.3961 |  |  | 820654.1717 | 2852248.5624
1787 | 4757250.987 | 465330.5302 | 29143.4647 |  |  | 0 | 4262776.9921 | 75 | 4147719.7517 | 2108528.9649 | 7596.3961 |  |  | 820654.1717 | 2852248.5624
1788 | 4618579.306 | 155110.1767 | 30923.2183 |  |  | 0 | 4432545.911 | 75 | 4147719.7517 | 2108528.9649 | 7596.3961 |  |  | 820654.1717 | 2852248.5624
1789 | 4606905.814 | 0 | 33815.3179 |  |  | 0 | 4573090.4961 | 75 | 4147719.7517 | 2108528.9649 | 7596.3961 |  |  | 820654.1717 | 2852248.5624
1790 | 4528090.372 | 0 | 23359.2656 |  |  | 0 | 4504731.1064 | 75 | 4147719.7517 | 2108528.9649 | 7596.3961 |  |  | 820654.1717 | 2852248.5624
1791 | 4354560.966 | 0 | 11568.3982 |  |  | 0 | 4342992.5678 | 75 | 4147719.7517 | 2108528.9649 | 7596.3961 |  |  | 820654.1717 | 2852248.5624
1792 | 4403292.288 | 0 | 4783.0877 |  |  | 0 | 4398509.2003 | 75 | 4147719.7517 | 2108528.9649 | 7596.3961 |  |  | 820654.1717 | 2852248.5624
1793 | 4671110.112 | 0 | 667.4076 |  |  | 0 | 4670442.7044 | 75 | 4147719.7517 | 2108528.9649 | 7596.3961 |  |  | 820654.1717 | 2852248.5624
1794 | 4772796.868 | 0 | 0 |  |  | 0 | 4772796.868 | 75 | 4147719.7517 | 2108528.9649 | 7596.3961 |  |  | 820654.1717 | 2852248.5624
1795 | 4684755.037 | 77555.0884 | 0 |  |  | 0 | 4607199.9486 | 75 | 4147719.7517 | 2108528.9649 | 7596.3961 |  |  | 820654.1717 | 2852248.5624
1796 | 4405088.26 | 116332.6325 | 0 |  |  | 0 | 4288755.6275 | 75 | 4147719.7517 | 2108528.9649 | 7596.3961 |  |  | 820654.1717 | 2852248.5624
1797 | 4112332.701 | 116332.6325 | 0 |  |  | 0 | 3996000.0685 | 75 | 4147719.7517 | 2108528.9649 | 7596.3961 |  |  | 820654.1717 | 2852248.5624
1798 | 3765789.243 | 155110.1767 | 0 |  |  | 0 | 3610679.0663 | 75 | 4147719.7517 | 2108528.9649 | 7596.3961 |  |  | 820654.1717 | 2852248.5624
1799 | 3453887.917 | 155110.1767 | 0 |  |  | 0 | 3298777.7403 | 75 | 4147719.7517 | 2108528.9649 | 7596.3961 |  |  | 820654.1717 | 2852248.5624
1800 | 3266785.854 | 116332.6325 | 0 |  |  | 0 | 3150453.2215 | 75 | 4147719.7517 | 2108528.9649 | 7596.3961 |  |  | 820654.1717 | 2852248.5624
1801 | 3137916.735 | 77555.0884 | 0 |  |  | 0 | 3060361.6466 | 76 | 4078597.3337 | 224586.61 | 10706.3301 |  |  | 0 | 3843304.3935
1802 | 3051507.27 | 38777.5442 | 0 |  |  | 0 | 3012729.7258 | 76 | 4078597.3337 | 224586.61 | 10706.3301 |  |  | 0 | 3843304.3935
1803 | 3049276.565 | 155110.1767 | 0 |  |  | 0 | 2894166.3883 | 76 | 4078597.3337 | 224586.61 | 10706.3301 |  |  | 0 | 3843304.3935
1804 | 3146115.794 | 193887.7209 | 0 |  |  | 0 | 2952228.0731 | 76 | 4078597.3337 | 224586.61 | 10706.3301 |  |  | 0 | 3843304.3935
1805 | 3406785.495 | 155110.1767 | 0 |  |  | 0 | 3251675.3183 | 76 | 4078597.3337 | 224586.61 | 10706.3301 |  |  | 0 | 3843304.3935
1806 | 4005989.956 | 155110.1767 | 0 |  |  | 0 | 3850879.7793 | 76 | 4078597.3337 | 224586.61 | 10706.3301 |  |  | 0 | 3843304.3935
1807 | 4563746.217 | 116332.6325 | 2558.3958 |  |  | 0 | 4444855.1887 | 76 | 4078597.3337 | 224586.61 | 10706.3301 |  |  | 0 | 3843304.3935
1808 | 4760830.827 | 77555.0884 | 11790.8674 |  |  | 0 | 4671484.8712 | 76 | 4078597.3337 | 224586.61 | 10706.3301 |  |  | 0 | 3843304.3935
1809 | 4743823.617 | 0 | 29810.8723 |  |  | 0 | 4714012.7447 | 76 | 4078597.3337 | 224586.61 | 10706.3301 |  |  | 0 | 3843304.3935
1810 | 4790692.969 | 0 | 45272.4815 |  |  | 0 | 4745420.4875 | 76 | 4078597.3337 | 224586.61 | 10706.3301 |  |  | 0 | 3843304.3935
1811 | 4754348.105 | 0 | 37263.5904 |  |  | 0 | 4717084.5146 | 76 | 4078597.3337 | 224586.61 | 10706.3301 |  |  | 0 | 3843304.3935
1812 | 4654245.536 | 0 | 33481.6141 |  |  | 0 | 4620763.9219 | 76 | 4078597.3337 | 224586.61 | 10706.3301 |  |  | 0 | 3843304.3935
1813 | 4597084.006 | 38777.5442 | 30923.2183 |  |  | 0 | 4527383.2435 | 76 | 4078597.3337 | 224586.61 | 10706.3301 |  |  | 0 | 3843304.3935
1814 | 4454745.025 | 38777.5442 | 33036.6757 |  |  | 0 | 4382930.8051 | 76 | 4078597.3337 | 224586.61 | 10706.3301 |  |  | 0 | 3843304.3935
1815 | 4339335.164 | 38777.5442 | 21134.5737 |  |  | 0 | 4279423.0462 | 76 | 4078597.3337 | 224586.61 | 10706.3301 |  |  | 0 | 3843304.3935
1816 | 4378816.059 | 38777.5442 | 9677.41 |  |  | 0 | 4330361.1048 | 76 | 4078597.3337 | 224586.61 | 10706.3301 |  |  | 0 | 3843304.3935
1817 | 4615845.211 | 38777.5442 | 2002.2228 |  |  | 0 | 4575065.4441 | 76 | 4078597.3337 | 224586.61 | 10706.3301 |  |  | 0 | 3843304.3935
1818 | 4694461.445 | 116332.6325 | 0 |  |  | 0 | 4578128.8125 | 76 | 4078597.3337 | 224586.61 | 10706.3301 |  |  | 0 | 3843304.3935
1819 | 4512670.142 | 387775.4418 | 0 |  |  | 0 | 4124894.7002 | 76 | 4078597.3337 | 224586.61 | 10706.3301 |  |  | 0 | 3843304.3935
1820 | 4173934.674 | 659218.2511 | 0 |  |  | 0 | 3514716.4229 | 76 | 4078597.3337 | 224586.61 | 10706.3301 |  |  | 0 | 3843304.3935
1821 | 3896779.732 | 775550.8836 | 0 |  |  | 0 | 3121228.8484 | 76 | 4078597.3337 | 224586.61 | 10706.3301 |  |  | 0 | 3843304.3935
1822 | 3605580.171 | 775550.8836 | 0 |  |  | 0 | 2830029.2874 | 76 | 4078597.3337 | 224586.61 | 10706.3301 |  |  | 0 | 3843304.3935
1823 | 3376292.693 | 736773.3394 | 0 |  |  | 0 | 2639519.3536 | 76 | 4078597.3337 | 224586.61 | 10706.3301 |  |  | 0 | 3843304.3935
1824 | 3175512.6 | 775550.8836 | 0 |  |  | 0 | 2399961.7164 | 76 | 4078597.3337 | 224586.61 | 10706.3301 |  |  | 0 | 3843304.3935
1825 | 3056003.197 | 814328.4278 | 0 |  |  | 0 | 2241674.7692 | 77 | 3710091.6803 | 1900099.6649 | 9788.6446 |  |  | 759307.8305 | 2559511.2013
1826 | 3023520.809 | 775550.8836 | 0 |  |  | 0 | 2247969.9254 | 77 | 3710091.6803 | 1900099.6649 | 9788.6446 |  |  | 759307.8305 | 2559511.2013
1827 | 3023181.604 | 697995.7953 | 0 |  |  | 0 | 2325185.8087 | 77 | 3710091.6803 | 1900099.6649 | 9788.6446 |  |  | 759307.8305 | 2559511.2013
1828 | 3047297.385 | 620440.7069 | 0 |  |  | 0 | 2426856.6781 | 77 | 3710091.6803 | 1900099.6649 | 9788.6446 |  |  | 759307.8305 | 2559511.2013
1829 | 3128524.803 | 465330.5302 | 0 |  |  | 0 | 2663194.2728 | 77 | 3710091.6803 | 1900099.6649 | 9788.6446 |  |  | 759307.8305 | 2559511.2013
1830 | 3375086.741 | 310220.3534 | 0 |  |  | 0 | 3064866.3876 | 77 | 3710091.6803 | 1900099.6649 | 9788.6446 |  |  | 759307.8305 | 2559511.2013
1831 | 3700585.771 | 155110.1767 | 4004.4455 |  |  | 0 | 3541471.1487 | 77 | 3710091.6803 | 1900099.6649 | 9788.6446 |  |  | 759307.8305 | 2559511.2013
1832 | 3920921.615 | 38777.5442 | 10344.8176 |  |  | 0 | 3871799.2532 | 77 | 3710091.6803 | 1900099.6649 | 9788.6446 |  |  | 759307.8305 | 2559511.2013
1833 | 4078895.112 | 0 | 18687.4125 |  |  | 0 | 4060207.6995 | 77 | 3710091.6803 | 1900099.6649 | 9788.6446 |  |  | 759307.8305 | 2559511.2013
1834 | 4335440.095 | 0 | 28253.588 |  |  | 0 | 4307186.507 | 77 | 3710091.6803 | 1900099.6649 | 9788.6446 |  |  | 759307.8305 | 2559511.2013
1835 | 4453251.315 | 38777.5442 | 37597.2942 |  |  | 0 | 4376876.4766 | 77 | 3710091.6803 | 1900099.6649 | 9788.6446 |  |  | 759307.8305 | 2559511.2013
1836 | 4319243.426 | 38777.5442 | 37152.3558 |  |  | 0 | 4243313.526 | 77 | 3710091.6803 | 1900099.6649 | 9788.6446 |  |  | 759307.8305 | 2559511.2013
1837 | 4180140.169 | 38777.5442 | 35261.3676 |  |  | 0 | 4106101.2572 | 77 | 3710091.6803 | 1900099.6649 | 9788.6446 |  |  | 759307.8305 | 2559511.2013
1838 | 3803165.252 | 38777.5442 | 29810.8723 |  |  | 0 | 3734576.8355 | 77 | 3710091.6803 | 1900099.6649 | 9788.6446 |  |  | 759307.8305 | 2559511.2013
1839 | 3752659.284 | 116332.6325 | 19688.5239 |  |  | 0 | 3616638.1276 | 77 | 3710091.6803 | 1900099.6649 | 9788.6446 |  |  | 759307.8305 | 2559511.2013
1840 | 3826823.257 | 271442.8093 | 10567.2868 |  |  | 0 | 3544813.1609 | 77 | 3710091.6803 | 1900099.6649 | 9788.6446 |  |  | 759307.8305 | 2559511.2013
1841 | 4157219.918 | 620440.7069 | 3559.5071 |  |  | 0 | 3533219.704 | 77 | 3710091.6803 | 1900099.6649 | 9788.6446 |  |  | 759307.8305 | 2559511.2013
1842 | 4256549.831 | 1706211.944 | 0 |  |  | 0 | 2550337.887 | 77 | 3710091.6803 | 1900099.6649 | 9788.6446 |  |  | 759307.8305 | 2559511.2013
1843 | 4185508.967 | 3218536.167 | 0 |  |  | 0 | 966972.8 | 77 | 3710091.6803 | 1900099.6649 | 9788.6446 |  |  | 759307.8305 | 2559511.2013
1844 | 3921538.568 | 3916531.9623 | 0 |  |  | 0 | 5006.6057 | 77 | 3710091.6803 | 1900099.6649 | 9788.6446 |  |  | 759307.8305 | 2559511.2013
1845 | 3683026.819 | 4420640.0367 | 0 |  |  | 737613.2177 | 0 | 77 | 3710091.6803 | 1900099.6649 | 9788.6446 |  |  | 759307.8305 | 2559511.2013
1846 | 3468694.443 | 5661521.4505 | 0 |  |  | 2192827.0075 | 0 | 77 | 3710091.6803 | 1900099.6649 | 9788.6446 |  |  | 759307.8305 | 2559511.2013
1847 | 3267020.578 | 8492282.1757 | 0 |  |  | 5225261.5977 | 0 | 77 | 3710091.6803 | 1900099.6649 | 9788.6446 |  |  | 759307.8305 | 2559511.2013
1848 | 3077901.368 | 13145587.4774 | 0 |  |  | 10067686.1094 | 0 | 77 | 3710091.6803 | 1900099.6649 | 9788.6446 |  |  | 759307.8305 | 2559511.2013
1849 | 2977395.094 | 13225201.3673 | 0 |  |  | 10247806.2733 | 0 | 78 | 3716940.9497 | 9227840.6595 | 7906.926 |  |  | 5713993.1551 | 195186.5192
1850 | 2933355.576 | 13181161.8493 | 0 |  |  | 10247806.2733 | 0 | 78 | 3716940.9497 | 9227840.6595 | 7906.926 |  |  | 5713993.1551 | 195186.5192
1851 | 2931854.687 | 13179660.9603 | 0 |  |  | 10247806.2733 | 0 | 78 | 3716940.9497 | 9227840.6595 | 7906.926 |  |  | 5713993.1551 | 195186.5192
1852 | 2961403.566 | 13209209.8393 | 0 |  |  | 10247806.2733 | 0 | 78 | 3716940.9497 | 9227840.6595 | 7906.926 |  |  | 5713993.1551 | 195186.5192
1853 | 3043516.004 | 13291322.2773 | 0 |  |  | 10247806.2733 | 0 | 78 | 3716940.9497 | 9227840.6595 | 7906.926 |  |  | 5713993.1551 | 195186.5192
1854 | 3134480.627 | 13339475.1983 | 0 |  |  | 10204994.5713 | 0 | 78 | 3716940.9497 | 9227840.6595 | 7906.926 |  |  | 5713993.1551 | 195186.5192
1855 | 3411907.414 | 13339475.1983 | 1890.9882 |  |  | 9929458.7725 | 0 | 78 | 3716940.9497 | 9227840.6595 | 7906.926 |  |  | 5713993.1551 | 195186.5192
1856 | 3721079.298 | 11245487.8126 | 6674.0759 |  |  | 7531082.5905 | 0 | 78 | 3716940.9497 | 9227840.6595 | 7906.926 |  |  | 5713993.1551 | 195186.5192
1857 | 3917905.626 | 11555708.166 | 14794.2016 |  |  | 7652596.7416 | 0 | 78 | 3716940.9497 | 9227840.6595 | 7906.926 |  |  | 5713993.1551 | 195186.5192
1858 | 4003727.892 | 13339475.1983 | 24916.55 |  |  | 9360663.8564 | 0 | 78 | 3716940.9497 | 9227840.6595 | 7906.926 |  |  | 5713993.1551 | 195186.5192
1859 | 4039849.589 | 12486369.2264 | 33481.6141 |  |  | 8480001.2514 | 0 | 78 | 3716940.9497 | 9227840.6595 | 7906.926 |  |  | 5713993.1551 | 195186.5192
1860 | 4030142.636 | 10702602.194 | 25361.4884 |  |  | 6697821.0464 | 0 | 78 | 3716940.9497 | 9227840.6595 | 7906.926 |  |  | 5713993.1551 | 195186.5192
1861 | 4023359.505 | 8996390.25 | 18464.9433 |  |  | 4991495.6884 | 0 | 78 | 3716940.9497 | 9227840.6595 | 7906.926 |  |  | 5713993.1551 | 195186.5192
1862 | 4016340.425 | 7057513.041 | 23804.204 |  |  | 3064976.82 | 0 | 78 | 3716940.9497 | 9227840.6595 | 7906.926 |  |  | 5713993.1551 | 195186.5192
1863 | 4032952.037 | 5041080.7436 | 21801.9813 |  |  | 1029930.6878 | 0 | 78 | 3716940.9497 | 9227840.6595 | 7906.926 |  |  | 5713993.1551 | 195186.5192
1864 | 4159941.198 | 3800199.3298 | 14794.2016 |  |  | 0 | 344947.6667 | 78 | 3716940.9497 | 9227840.6595 | 7906.926 |  |  | 5713993.1551 | 195186.5192
1865 | 4538995.587 | 2869538.2694 | 3781.9763 |  |  | 0 | 1665675.3412 | 78 | 3716940.9497 | 9227840.6595 | 7906.926 |  |  | 5713993.1551 | 195186.5192
1866 | 4636963.774 | 2598095.4601 | 0 |  |  | 0 | 2038868.3139 | 78 | 3716940.9497 | 9227840.6595 | 7906.926 |  |  | 5713993.1551 | 195186.5192
1867 | 4473962.014 | 3838976.8739 | 0 |  |  | 0 | 634985.1401 | 78 | 3716940.9497 | 9227840.6595 | 7906.926 |  |  | 5713993.1551 | 195186.5192
1868 | 4192277.78 | 5816631.6272 | 0 |  |  | 1624353.8472 | 0 | 78 | 3716940.9497 | 9227840.6595 | 7906.926 |  |  | 5713993.1551 | 195186.5192
1869 | 3923318.974 | 7522843.5712 | 0 |  |  | 3599524.5972 | 0 | 78 | 3716940.9497 | 9227840.6595 | 7906.926 |  |  | 5713993.1551 | 195186.5192
1870 | 3600636.48 | 8065729.1897 | 0 |  |  | 4465092.7097 | 0 | 78 | 3716940.9497 | 9227840.6595 | 7906.926 |  |  | 5713993.1551 | 195186.5192
1871 | 3335853.277 | 7406510.9386 | 0 |  |  | 4070657.6616 | 0 | 78 | 3716940.9497 | 9227840.6595 | 7906.926 |  |  | 5713993.1551 | 195186.5192
1872 | 3165363.733 | 6359517.2457 | 0 |  |  | 3194153.5127 | 0 | 78 | 3716940.9497 | 9227840.6595 | 7906.926 |  |  | 5713993.1551 | 195186.5192
1873 | 3087482.197 | 5312523.5528 | 0 |  |  | 2225041.3558 | 0 | 79 | 4204555.6243 | 1652892.8207 | 25639.5749 |  |  | 204225.8475 | 2730249.0761
1874 | 3017321.228 | 4381862.4925 | 0 |  |  | 1364541.2645 | 0 | 79 | 4204555.6243 | 1652892.8207 | 25639.5749 |  |  | 204225.8475 | 2730249.0761
1875 | 3056815.476 | 3645089.153 | 0 |  |  | 588273.677 | 0 | 79 | 4204555.6243 | 1652892.8207 | 25639.5749 |  |  | 204225.8475 | 2730249.0761
1876 | 3090631.595 | 3257313.7112 | 0 |  |  | 166682.1162 | 0 | 79 | 4204555.6243 | 1652892.8207 | 25639.5749 |  |  | 204225.8475 | 2730249.0761
1877 | 3322879.072 | 2830760.7252 | 0 |  |  | 0 | 492118.3468 | 79 | 4204555.6243 | 1652892.8207 | 25639.5749 |  |  | 204225.8475 | 2730249.0761
1878 | 3925681.101 | 2132764.93 | 333.7038 |  |  | 0 | 1792582.4672 | 79 | 4204555.6243 | 1652892.8207 | 25639.5749 |  |  | 204225.8475 | 2730249.0761
1879 | 4557954.955 | 1395991.5905 | 5450.4953 |  |  | 0 | 3156512.8692 | 79 | 4204555.6243 | 1652892.8207 | 25639.5749 |  |  | 204225.8475 | 2730249.0761
1880 | 4793960.544 | 542885.6185 | 12680.7442 |  |  | 0 | 4238394.1813 | 79 | 4204555.6243 | 1652892.8207 | 25639.5749 |  |  | 204225.8475 | 2730249.0761
1881 | 4788352.853 | 193887.7209 | 32369.2681 |  |  | 0 | 4562095.864 | 79 | 4204555.6243 | 1652892.8207 | 25639.5749 |  |  | 204225.8475 | 2730249.0761
1882 | 4814916.451 | 77555.0884 | 69632.8585 |  |  | 0 | 4667728.5041 | 79 | 4204555.6243 | 1652892.8207 | 25639.5749 |  |  | 204225.8475 | 2730249.0761
1883 | 4779316.95 | 38777.5442 | 97552.7427 |  |  | 0 | 4642986.6632 | 79 | 4204555.6243 | 1652892.8207 | 25639.5749 |  |  | 204225.8475 | 2730249.0761
1884 | 4675599.191 | 38777.5442 | 97552.7427 |  |  | 0 | 4539268.9042 | 79 | 4204555.6243 | 1652892.8207 | 25639.5749 |  |  | 204225.8475 | 2730249.0761
1885 | 4690377.054 | 77555.0884 | 97552.7427 |  |  | 0 | 4515269.223 | 79 | 4204555.6243 | 1652892.8207 | 25639.5749 |  |  | 204225.8475 | 2730249.0761
1886 | 4637949.804 | 348997.8976 | 85205.7023 |  |  | 0 | 4203746.2041 | 79 | 4204555.6243 | 1652892.8207 | 25639.5749 |  |  | 204225.8475 | 2730249.0761
1887 | 4532683.658 | 853105.972 | 66184.586 |  |  | 0 | 3613393.1001 | 79 | 4204555.6243 | 1652892.8207 | 25639.5749 |  |  | 204225.8475 | 2730249.0761
1888 | 4623608.074 | 969438.6045 | 39599.517 |  |  | 0 | 3614569.9525 | 79 | 4204555.6243 | 1652892.8207 | 25639.5749 |  |  | 204225.8475 | 2730249.0761
1889 | 4982563.677 | 697995.7953 | 11234.6944 |  |  | 0 | 4273333.1873 | 79 | 4204555.6243 | 1652892.8207 | 25639.5749 |  |  | 204225.8475 | 2730249.0761
1890 | 4995888.027 | 465330.5302 | 0 |  |  | 0 | 4530557.4968 | 79 | 4204555.6243 | 1652892.8207 | 25639.5749 |  |  | 204225.8475 | 2730249.0761
1891 | 4834192.997 | 620440.7069 | 0 |  |  | 0 | 4213752.2901 | 79 | 4204555.6243 | 1652892.8207 | 25639.5749 |  |  | 204225.8475 | 2730249.0761
1892 | 4533177.843 | 969438.6045 | 0 |  |  | 0 | 3563739.2385 | 79 | 4204555.6243 | 1652892.8207 | 25639.5749 |  |  | 204225.8475 | 2730249.0761
1893 | 4172636.441 | 1434769.1347 | 0 |  |  | 0 | 2737867.3063 | 79 | 4204555.6243 | 1652892.8207 | 25639.5749 |  |  | 204225.8475 | 2730249.0761
1894 | 3929913.48 | 2249097.5625 | 0 |  |  | 0 | 1680815.9175 | 79 | 4204555.6243 | 1652892.8207 | 25639.5749 |  |  | 204225.8475 | 2730249.0761
1895 | 3667004.734 | 3179758.6229 | 0 |  |  | 0 | 487246.1111 | 79 | 4204555.6243 | 1652892.8207 | 25639.5749 |  |  | 204225.8475 | 2730249.0761
1896 | 3398427.581 | 3955309.5065 | 0 |  |  | 556881.9255 | 0 | 79 | 4204555.6243 | 1652892.8207 | 25639.5749 |  |  | 204225.8475 | 2730249.0761
1897 | 3324110.539 | 4924748.111 | 0 |  |  | 1600637.572 | 0 | 80 | 4256865.5391 | 4538588.4002 | 5983.4944 |  |  | 1064345.5799 | 776639.2243
1898 | 3223302.91 | 6088074.4365 | 0 |  |  | 2864771.5265 | 0 | 80 | 4256865.5391 | 4538588.4002 | 5983.4944 |  |  | 1064345.5799 | 776639.2243
1899 | 3230648.851 | 6475849.8783 | 0 |  |  | 3245201.0273 | 0 | 80 | 4256865.5391 | 4538588.4002 | 5983.4944 |  |  | 1064345.5799 | 776639.2243
1900 | 3305495.771 | 5583966.3621 | 0 |  |  | 2278470.5911 | 0 | 80 | 4256865.5391 | 4538588.4002 | 5983.4944 |  |  | 1064345.5799 | 776639.2243
1901 | 3531249.566 | 3916531.9623 | 0 |  |  | 385282.3963 | 0 | 80 | 4256865.5391 | 4538588.4002 | 5983.4944 |  |  | 1064345.5799 | 776639.2243
1902 | 4055701.298 | 2869538.2694 | 0 |  |  | 0 | 1186163.0286 | 80 | 4256865.5391 | 4538588.4002 | 5983.4944 |  |  | 1064345.5799 | 776639.2243
1903 | 4572345.478 | 2093987.3858 | 2447.1612 |  |  | 0 | 2475910.9311 | 80 | 4256865.5391 | 4538588.4002 | 5983.4944 |  |  | 1064345.5799 | 776639.2243
1904 | 4732013.195 | 1628656.8556 | 8231.3603 |  |  | 0 | 3095124.9791 | 80 | 4256865.5391 | 4538588.4002 | 5983.4944 |  |  | 1064345.5799 | 776639.2243
1905 | 4722673.867 | 1589879.3114 | 14571.7324 |  |  | 0 | 3118222.8232 | 80 | 4256865.5391 | 4538588.4002 | 5983.4944 |  |  | 1064345.5799 | 776639.2243
1906 | 4834895.321 | 3489978.9763 | 21357.0429 |  |  | 0 | 1323559.3018 | 80 | 4256865.5391 | 4538588.4002 | 5983.4944 |  |  | 1064345.5799 | 776639.2243
1907 | 4849299.742 | 4420640.0367 | 23581.7348 |  |  | 0 | 405077.9705 | 80 | 4256865.5391 | 4538588.4002 | 5983.4944 |  |  | 1064345.5799 | 776639.2243
1908 | 4750638.732 | 4149197.2274 | 21579.5121 |  |  | 0 | 579861.9925 | 80 | 4256865.5391 | 4538588.4002 | 5983.4944 |  |  | 1064345.5799 | 776639.2243
1909 | 4797472.532 | 3955309.5065 | 15572.8438 |  |  | 0 | 826590.1818 | 80 | 4256865.5391 | 4538588.4002 | 5983.4944 |  |  | 1064345.5799 | 776639.2243
1910 | 4716627.366 | 3528756.5205 | 12347.0404 |  |  | 0 | 1175523.8051 | 80 | 4256865.5391 | 4538588.4002 | 5983.4944 |  |  | 1064345.5799 | 776639.2243
1911 | 4636333.675 | 2753205.6369 | 12680.7442 |  |  | 0 | 1870447.2939 | 80 | 4256865.5391 | 4538588.4002 | 5983.4944 |  |  | 1064345.5799 | 776639.2243
1912 | 4636963.663 | 3063425.9903 | 8787.5333 |  |  | 0 | 1564750.1394 | 80 | 4256865.5391 | 4538588.4002 | 5983.4944 |  |  | 1064345.5799 | 776639.2243
1913 | 4899644.683 | 4187974.7716 | 2447.1612 |  |  | 0 | 709222.7503 | 80 | 4256865.5391 | 4538588.4002 | 5983.4944 |  |  | 1064345.5799 | 776639.2243
1914 | 4923413.944 | 4614527.7576 | 0 |  |  | 0 | 308886.1864 | 80 | 4256865.5391 | 4538588.4002 | 5983.4944 |  |  | 1064345.5799 | 776639.2243
1915 | 4845896.929 | 6010519.3481 | 0 |  |  | 1164622.4191 | 0 | 80 | 4256865.5391 | 4538588.4002 | 5983.4944 |  |  | 1064345.5799 | 776639.2243
1916 | 4535280.095 | 7755508.8362 | 0 |  |  | 3220228.7412 | 0 | 80 | 4256865.5391 | 4538588.4002 | 5983.4944 |  |  | 1064345.5799 | 776639.2243
1917 | 4248533.789 | 8298394.4548 | 0 |  |  | 4049860.6658 | 0 | 80 | 4256865.5391 | 4538588.4002 | 5983.4944 |  |  | 1064345.5799 | 776639.2243
1918 | 3866304.912 | 7135068.1293 | 0 |  |  | 3268763.2173 | 0 | 80 | 4256865.5391 | 4538588.4002 | 5983.4944 |  |  | 1064345.5799 | 776639.2243
1919 | 3565310.254 | 5622743.9063 | 0 |  |  | 2057433.6523 | 0 | 80 | 4256865.5391 | 4538588.4002 | 5983.4944 |  |  | 1064345.5799 | 776639.2243
1920 | 3360615.826 | 4769637.9343 | 0 |  |  | 1409022.1083 | 0 | 80 | 4256865.5391 | 4538588.4002 | 5983.4944 |  |  | 1064345.5799 | 776639.2243
1921 | 3251763.118 | 4653305.3017 | 0 |  |  | 1401542.1837 | 0 | 81 | 4128739.9678 | 10702602.194 | 18909.8817 |  |  | 6592772.1079 | 0
1922 | 3183459.69 | 4885970.5668 | 0 |  |  | 1702510.8768 | 0 | 81 | 4128739.9678 | 10702602.194 | 18909.8817 |  |  | 6592772.1079 | 0
1923 | 3190897.322 | 5234968.4645 | 0 |  |  | 2044071.1425 | 0 | 81 | 4128739.9678 | 10702602.194 | 18909.8817 |  |  | 6592772.1079 | 0
1924 | 3274533.062 | 5971741.8039 | 0 |  |  | 2697208.7419 | 0 | 81 | 4128739.9678 | 10702602.194 | 18909.8817 |  |  | 6592772.1079 | 0
1925 | 3538410.217 | 7057513.041 | 0 |  |  | 3519102.824 | 0 | 81 | 4128739.9678 | 10702602.194 | 18909.8817 |  |  | 6592772.1079 | 0
1926 | 4054006.887 | 7639176.2037 | 0 |  |  | 3585169.3167 | 0 | 81 | 4128739.9678 | 10702602.194 | 18909.8817 |  |  | 6592772.1079 | 0
1927 | 4584752.615 | 8259616.9106 | 5784.1991 |  |  | 3680648.4947 | 0 | 81 | 4128739.9678 | 10702602.194 | 18909.8817 |  |  | 6592772.1079 | 0
1928 | 4739940.815 | 6863625.3201 | 18909.8817 |  |  | 2142594.3868 | 0 | 81 | 4128739.9678 | 10702602.194 | 18909.8817 |  |  | 6592772.1079 | 0
1929 | 4723096.861 | 8259616.9106 | 47385.9389 |  |  | 3583905.9885 | 0 | 81 | 4128739.9678 | 10702602.194 | 18909.8817 |  |  | 6592772.1079 | 0
1930 | 4730160.418 | 11284265.3567 | 86985.4558 |  |  | 6641090.3946 | 0 | 81 | 4128739.9678 | 10702602.194 | 18909.8817 |  |  | 6592772.1079 | 0
1931 | 4679926.943 | 13339475.1983 | 93214.5933 |  |  | 8752762.8487 | 0 | 81 | 4128739.9678 | 10702602.194 | 18909.8817 |  |  | 6592772.1079 | 0
1932 | 4576128.771 | 13339475.1983 | 80867.5529 |  |  | 8844213.9803 | 0 | 81 | 4128739.9678 | 10702602.194 | 18909.8817 |  |  | 6592772.1079 | 0
1933 | 4601084.831 | 13339475.1983 | 58620.6333 |  |  | 8797011.0006 | 0 | 81 | 4128739.9678 | 10702602.194 | 18909.8817 |  |  | 6592772.1079 | 0
1934 | 4505022.453 | 13339475.1983 | 28253.588 |  |  | 8862706.3333 | 0 | 81 | 4128739.9678 | 10702602.194 | 18909.8817 |  |  | 6592772.1079 | 0
1935 | 4317246.819 | 13339475.1983 | 19577.2893 |  |  | 9041805.6686 | 0 | 81 | 4128739.9678 | 10702602.194 | 18909.8817 |  |  | 6592772.1079 | 0
1936 | 4324245.223 | 13339475.1983 | 11790.8674 |  |  | 9027020.8428 | 0 | 81 | 4128739.9678 | 10702602.194 | 18909.8817 |  |  | 6592772.1079 | 0
1937 | 4600049.829 | 13339475.1983 | 2447.1612 |  |  | 8741872.5305 | 0 | 81 | 4128739.9678 | 10702602.194 | 18909.8817 |  |  | 6592772.1079 | 0
1938 | 4687492.771 | 13339475.1983 | 0 |  |  | 8651982.4273 | 0 | 81 | 4128739.9678 | 10702602.194 | 18909.8817 |  |  | 6592772.1079 | 0
1939 | 4701580.868 | 13339475.1983 | 0 |  |  | 8637894.3303 | 0 | 81 | 4128739.9678 | 10702602.194 | 18909.8817 |  |  | 6592772.1079 | 0
1940 | 4406881.988 | 13339475.1983 | 0 |  |  | 8932593.2103 | 0 | 81 | 4128739.9678 | 10702602.194 | 18909.8817 |  |  | 6592772.1079 | 0
1941 | 4078962.185 | 13339475.1983 | 0 |  |  | 9260513.0133 | 0 | 81 | 4128739.9678 | 10702602.194 | 18909.8817 |  |  | 6592772.1079 | 0
1942 | 3725957.992 | 13339475.1983 | 0 |  |  | 9613517.2063 | 0 | 81 | 4128739.9678 | 10702602.194 | 18909.8817 |  |  | 6592772.1079 | 0
1943 | 3396918.883 | 13339475.1983 | 0 |  |  | 9942556.3153 | 0 | 81 | 4128739.9678 | 10702602.194 | 18909.8817 |  |  | 6592772.1079 | 0
1944 | 3217238.666 | 13339475.1983 | 0 |  |  | 10122236.5323 | 0 | 81 | 4128739.9678 | 10702602.194 | 18909.8817 |  |  | 6592772.1079 | 0
1945 | 3123900.717 | 12835367.124 | 0 |  |  | 9711466.407 | 0 | 82 | 4115394.1171 | 5454707.8815 | 11688.9024 |  |  | 2351347.5936 | 1000344.9268
1946 | 3101726.49 | 11672040.7986 | 0 |  |  | 8570314.3086 | 0 | 82 | 4115394.1171 | 5454707.8815 | 11688.9024 |  |  | 2351347.5936 | 1000344.9268
1947 | 3125379.991 | 11206710.2684 | 0 |  |  | 8081330.2774 | 0 | 82 | 4115394.1171 | 5454707.8815 | 11688.9024 |  |  | 2351347.5936 | 1000344.9268
1948 | 3220436.67 | 10431159.3848 | 0 |  |  | 7210722.7148 | 0 | 82 | 4115394.1171 | 5454707.8815 | 11688.9024 |  |  | 2351347.5936 | 1000344.9268
1949 | 3512416.864 | 8996390.25 | 0 |  |  | 5483973.386 | 0 | 82 | 4115394.1171 | 5454707.8815 | 11688.9024 |  |  | 2351347.5936 | 1000344.9268
1950 | 4091554.055 | 7522843.5712 | 333.7038 |  |  | 3431623.22 | 0 | 82 | 4115394.1171 | 5454707.8815 | 11688.9024 |  |  | 2351347.5936 | 1000344.9268
1951 | 4669985.835 | 6204407.069 | 5005.5569 |  |  | 1539426.7909 | 0 | 82 | 4115394.1171 | 5454707.8815 | 11688.9024 |  |  | 2351347.5936 | 1000344.9268
1952 | 4787713.812 | 4187974.7716 | 9788.6446 |  |  | 0 | 589950.3958 | 82 | 4115394.1171 | 5454707.8815 | 11688.9024 |  |  | 2351347.5936 | 1000344.9268
1953 | 4762157.184 | 7716731.2921 | 17241.3627 |  |  | 2971815.4708 | 0 | 82 | 4115394.1171 | 5454707.8815 | 11688.9024 |  |  | 2351347.5936 | 1000344.9268
1954 | 4797614.984 | 9073945.3384 | 23581.7348 |  |  | 4299912.0892 | 0 | 82 | 4115394.1171 | 5454707.8815 | 11688.9024 |  |  | 2351347.5936 | 1000344.9268
1955 | 4684869.114 | 7522843.5712 | 28698.5263 |  |  | 2866672.9835 | 0 | 82 | 4115394.1171 | 5454707.8815 | 11688.9024 |  |  | 2351347.5936 | 1000344.9268
1956 | 4572758.82 | 6126851.9806 | 38598.4056 |  |  | 1592691.5662 | 0 | 82 | 4115394.1171 | 5454707.8815 | 11688.9024 |  |  | 2351347.5936 | 1000344.9268
1957 | 4563910.471 | 5157413.3761 | 50611.7422 |  |  | 644114.6473 | 0 | 82 | 4115394.1171 | 5454707.8815 | 11688.9024 |  |  | 2351347.5936 | 1000344.9268
1958 | 4440748.703 | 4420640.0367 | 48387.0502 |  |  | 28278.3839 | 0 | 82 | 4115394.1171 | 5454707.8815 | 11688.9024 |  |  | 2351347.5936 | 1000344.9268
1959 | 4292808.937 | 3296091.2554 | 33704.0833 |  |  | 0 | 963013.5983 | 82 | 4115394.1171 | 5454707.8815 | 11688.9024 |  |  | 2351347.5936 | 1000344.9268
1960 | 4266196.12 | 2869538.2694 | 18687.4125 |  |  | 0 | 1377970.4381 | 82 | 4115394.1171 | 5454707.8815 | 11688.9024 |  |  | 2351347.5936 | 1000344.9268
1961 | 4571957.869 | 3024648.4461 | 5895.4337 |  |  | 0 | 1541413.9892 | 82 | 4115394.1171 | 5454707.8815 | 11688.9024 |  |  | 2351347.5936 | 1000344.9268
1962 | 4658637.515 | 2636873.0043 | 0 |  |  | 0 | 2021764.5107 | 82 | 4115394.1171 | 5454707.8815 | 11688.9024 |  |  | 2351347.5936 | 1000344.9268
1963 | 4677311.908 | 2171542.4741 | 0 |  |  | 0 | 2505769.4339 | 82 | 4115394.1171 | 5454707.8815 | 11688.9024 |  |  | 2351347.5936 | 1000344.9268
1964 | 4403365.992 | 1861322.1207 | 0 |  |  | 0 | 2542043.8713 | 82 | 4115394.1171 | 5454707.8815 | 11688.9024 |  |  | 2351347.5936 | 1000344.9268
1965 | 4089214.228 | 1163326.3254 | 0 |  |  | 0 | 2925887.9026 | 82 | 4115394.1171 | 5454707.8815 | 11688.9024 |  |  | 2351347.5936 | 1000344.9268
1966 | 3738135.753 | 504108.0744 | 0 |  |  | 0 | 3234027.6786 | 82 | 4115394.1171 | 5454707.8815 | 11688.9024 |  |  | 2351347.5936 | 1000344.9268
1967 | 3414217.13 | 155110.1767 | 0 |  |  | 0 | 3259106.9533 | 82 | 4115394.1171 | 5454707.8815 | 11688.9024 |  |  | 2351347.5936 | 1000344.9268
1968 | 3202439.649 | 155110.1767 | 0 |  |  | 0 | 3047329.4723 | 82 | 4115394.1171 | 5454707.8815 | 11688.9024 |  |  | 2351347.5936 | 1000344.9268
1969 | 3107316.339 | 310220.3534 | 0 |  |  | 0 | 2797095.9856 | 83 | 3957746.164 | 8823417.8002 | 20388.3749 |  |  | 5495283.7205 | 609223.7094
1970 | 3103405.336 | 542885.6185 | 0 |  |  | 0 | 2560519.7175 | 83 | 3957746.164 | 8823417.8002 | 20388.3749 |  |  | 5495283.7205 | 609223.7094
1971 | 3118203.758 | 1085771.2371 | 0 |  |  | 0 | 2032432.5209 | 83 | 3957746.164 | 8823417.8002 | 20388.3749 |  |  | 5495283.7205 | 609223.7094
1972 | 3199841.911 | 1744989.4882 | 0 |  |  | 0 | 1454852.4228 | 83 | 3957746.164 | 8823417.8002 | 20388.3749 |  |  | 5495283.7205 | 609223.7094
1973 | 3477158.086 | 2365430.1951 | 0 |  |  | 0 | 1111727.8909 | 83 | 3957746.164 | 8823417.8002 | 20388.3749 |  |  | 5495283.7205 | 609223.7094
1974 | 4074871.003 | 2947093.3578 | 111.2346 |  |  | 0 | 1127666.4106 | 83 | 3957746.164 | 8823417.8002 | 20388.3749 |  |  | 5495283.7205 | 609223.7094
1975 | 4635584.304 | 3528756.5205 | 3559.5071 |  |  | 0 | 1103268.2764 | 83 | 3957746.164 | 8823417.8002 | 20388.3749 |  |  | 5495283.7205 | 609223.7094
1976 | 4787843.012 | 3218536.167 | 10344.8176 |  |  | 0 | 1558962.0273 | 83 | 3957746.164 | 8823417.8002 | 20388.3749 |  |  | 5495283.7205 | 609223.7094
1977 | 4733286.701 | 3838976.8739 | 19466.0547 |  |  | 0 | 874843.7724 | 83 | 3957746.164 | 8823417.8002 | 20388.3749 |  |  | 5495283.7205 | 609223.7094
1978 | 4723059.623 | 7600398.6595 | 34705.1947 |  |  | 2912044.2312 | 0 | 83 | 3957746.164 | 8823417.8002 | 20388.3749 |  |  | 5495283.7205 | 609223.7094
1979 | 4600810.537 | 11206710.2684 | 63737.4248 |  |  | 6669637.1562 | 0 | 83 | 3957746.164 | 8823417.8002 | 20388.3749 |  |  | 5495283.7205 | 609223.7094
1980 | 4409970.156 | 13339475.1983 | 84983.2331 |  |  | 9014488.2754 | 0 | 83 | 3957746.164 | 8823417.8002 | 20388.3749 |  |  | 5495283.7205 | 609223.7094
1981 | 4256939.397 | 13339475.1983 | 90878.6668 |  |  | 9173414.4681 | 0 | 83 | 3957746.164 | 8823417.8002 | 20388.3749 |  |  | 5495283.7205 | 609223.7094
1982 | 4029763.693 | 13339475.1983 | 79199.0339 |  |  | 9388910.5393 | 0 | 83 | 3957746.164 | 8823417.8002 | 20388.3749 |  |  | 5495283.7205 | 609223.7094
1983 | 3950933.245 | 13339475.1983 | 59176.8063 |  |  | 9447718.7596 | 0 | 83 | 3957746.164 | 8823417.8002 | 20388.3749 |  |  | 5495283.7205 | 609223.7094
1984 | 4025007.835 | 13339475.1983 | 34037.7871 |  |  | 9348505.1504 | 0 | 83 | 3957746.164 | 8823417.8002 | 20388.3749 |  |  | 5495283.7205 | 609223.7094
1985 | 4383602.647 | 13339475.1983 | 9121.2371 |  |  | 8964993.7884 | 0 | 83 | 3957746.164 | 8823417.8002 | 20388.3749 |  |  | 5495283.7205 | 609223.7094
1986 | 4494277.726 | 13339475.1983 | 0 |  |  | 8845197.4723 | 0 | 83 | 3957746.164 | 8823417.8002 | 20388.3749 |  |  | 5495283.7205 | 609223.7094
1987 | 4366970.646 | 13339475.1983 | 0 |  |  | 8972504.5523 | 0 | 83 | 3957746.164 | 8823417.8002 | 20388.3749 |  |  | 5495283.7205 | 609223.7094
1988 | 4023978.826 | 13339475.1983 | 0 |  |  | 9315496.3723 | 0 | 83 | 3957746.164 | 8823417.8002 | 20388.3749 |  |  | 5495283.7205 | 609223.7094
1989 | 3741426.415 | 13339475.1983 | 0 |  |  | 9598048.7833 | 0 | 83 | 3957746.164 | 8823417.8002 | 20388.3749 |  |  | 5495283.7205 | 609223.7094
1990 | 3456740.776 | 13339475.1983 | 0 |  |  | 9882734.4223 | 0 | 83 | 3957746.164 | 8823417.8002 | 20388.3749 |  |  | 5495283.7205 | 609223.7094
1991 | 3234166.152 | 13339475.1983 | 0 |  |  | 10105309.0463 | 0 | 83 | 3957746.164 | 8823417.8002 | 20388.3749 |  |  | 5495283.7205 | 609223.7094
1992 | 3050749.811 | 13298556.0843 | 0 |  |  | 10247806.2733 | 0 | 83 | 3957746.164 | 8823417.8002 | 20388.3749 |  |  | 5495283.7205 | 609223.7094
1993 | 2942088.413 | 13189894.6863 | 0 |  |  | 10247806.2733 | 0 | 84 | 3464481.511 | 13289249.4928 | 20995.5304 |  |  | 9845763.5122 | 0
1994 | 2888861.866 | 13136668.1393 | 0 |  |  | 10247806.2733 | 0 | 84 | 3464481.511 | 13289249.4928 | 20995.5304 |  |  | 9845763.5122 | 0
1995 | 2893869.236 | 13141675.5093 | 0 |  |  | 10247806.2733 | 0 | 84 | 3464481.511 | 13289249.4928 | 20995.5304 |  |  | 9845763.5122 | 0
1996 | 2919889.422 | 13167695.6953 | 0 |  |  | 10247806.2733 | 0 | 84 | 3464481.511 | 13289249.4928 | 20995.5304 |  |  | 9845763.5122 | 0
1997 | 2989483.624 | 13237289.8973 | 0 |  |  | 10247806.2733 | 0 | 84 | 3464481.511 | 13289249.4928 | 20995.5304 |  |  | 9845763.5122 | 0
1998 | 3139353.525 | 13339475.1983 | 2002.2228 |  |  | 10202123.8961 | 0 | 84 | 3464481.511 | 13289249.4928 | 20995.5304 |  |  | 9845763.5122 | 0
1999 | 3433710.908 | 13339475.1983 | 19577.2893 |  |  | 9925341.5796 | 0 | 84 | 3464481.511 | 13289249.4928 | 20995.5304 |  |  | 9845763.5122 | 0
2000 | 3708563.744 | 13184365.0216 | 42491.6165 |  |  | 9518292.8942 | 0 | 84 | 3464481.511 | 13289249.4928 | 20995.5304 |  |  | 9845763.5122 | 0
2001 | 3857048.457 | 13339475.1983 | 67630.6357 |  |  | 9550057.3771 | 0 | 84 | 3464481.511 | 13289249.4928 | 20995.5304 |  |  | 9845763.5122 | 0
2002 | 3917094.701 | 13339475.1983 | 77196.8112 |  |  | 9499577.3085 | 0 | 84 | 3464481.511 | 13289249.4928 | 20995.5304 |  |  | 9845763.5122 | 0
2003 | 3880807.223 | 13339475.1983 | 77085.5766 |  |  | 9535753.5519 | 0 | 84 | 3464481.511 | 13289249.4928 | 20995.5304 |  |  | 9845763.5122 | 0
2004 | 3752331.963 | 13339475.1983 | 72080.0197 |  |  | 9659223.255 | 0 | 84 | 3464481.511 | 13289249.4928 | 20995.5304 |  |  | 9845763.5122 | 0
2005 | 3661561.396 | 13339475.1983 | 63514.9556 |  |  | 9741428.7579 | 0 | 84 | 3464481.511 | 13289249.4928 | 20995.5304 |  |  | 9845763.5122 | 0
2006 | 3565658.148 | 13339475.1983 | 45383.7161 |  |  | 9819200.7664 | 0 | 84 | 3464481.511 | 13289249.4928 | 20995.5304 |  |  | 9845763.5122 | 0
2007 | 3518885.344 | 13339475.1983 | 24694.0808 |  |  | 9845283.9352 | 0 | 84 | 3464481.511 | 13289249.4928 | 20995.5304 |  |  | 9845763.5122 | 0
2008 | 3636022.872 | 13339475.1983 | 9899.8792 |  |  | 9713352.2056 | 0 | 84 | 3464481.511 | 13289249.4928 | 20995.5304 |  |  | 9845763.5122 | 0
2009 | 3920812.601 | 13339475.1983 | 2335.9266 |  |  | 9420998.5239 | 0 | 84 | 3464481.511 | 13289249.4928 | 20995.5304 |  |  | 9845763.5122 | 0
2010 | 4045339.973 | 13339475.1983 | 0 |  |  | 9294135.2253 | 0 | 84 | 3464481.511 | 13289249.4928 | 20995.5304 |  |  | 9845763.5122 | 0
2011 | 3990385.315 | 13339475.1983 | 0 |  |  | 9349089.8833 | 0 | 84 | 3464481.511 | 13289249.4928 | 20995.5304 |  |  | 9845763.5122 | 0
2012 | 3749084.998 | 13339475.1983 | 0 |  |  | 9590390.2003 | 0 | 84 | 3464481.511 | 13289249.4928 | 20995.5304 |  |  | 9845763.5122 | 0
2013 | 3509721.252 | 13339475.1983 | 0 |  |  | 9829753.9463 | 0 | 84 | 3464481.511 | 13289249.4928 | 20995.5304 |  |  | 9845763.5122 | 0
2014 | 3269798.125 | 13339475.1983 | 0 |  |  | 10069677.0733 | 0 | 84 | 3464481.511 | 13289249.4928 | 20995.5304 |  |  | 9845763.5122 | 0
2015 | 3048809.68 | 13296615.9533 | 0 |  |  | 10247806.2733 | 0 | 84 | 3464481.511 | 13289249.4928 | 20995.5304 |  |  | 9845763.5122 | 0
2016 | 2908373.477 | 13156179.7503 | 0 |  |  | 10247806.2733 | 0 | 84 | 3464481.511 | 13289249.4928 | 20995.5304 |  |  | 9845763.5122 | 0
2017 | 2827469.406 | 13075275.6793 | 0 |  |  | 10247806.2733 | 0 | 85 | 3358605.7011 | 13117662.8421 | 19048.9249 |  |  | 9778106.066 | 0
2018 | 2787233.414 | 13035039.6873 | 0 |  |  | 10247806.2733 | 0 | 85 | 3358605.7011 | 13117662.8421 | 19048.9249 |  |  | 9778106.066 | 0
2019 | 2783759.997 | 13031566.2703 | 0 |  |  | 10247806.2733 | 0 | 85 | 3358605.7011 | 13117662.8421 | 19048.9249 |  |  | 9778106.066 | 0
2020 | 2817419.534 | 13065225.8073 | 0 |  |  | 10247806.2733 | 0 | 85 | 3358605.7011 | 13117662.8421 | 19048.9249 |  |  | 9778106.066 | 0
2021 | 2968025.538 | 13215831.8113 | 0 |  |  | 10247806.2733 | 0 | 85 | 3358605.7011 | 13117662.8421 | 19048.9249 |  |  | 9778106.066 | 0
2022 | 3127261.169 | 13339475.1983 | 667.4076 |  |  | 10212881.4369 | 0 | 85 | 3358605.7011 | 13117662.8421 | 19048.9249 |  |  | 9778106.066 | 0
2023 | 3404354.913 | 13339475.1983 | 7230.2489 |  |  | 9942350.5342 | 0 | 85 | 3358605.7011 | 13117662.8421 | 19048.9249 |  |  | 9778106.066 | 0
2024 | 3610343.83 | 13339475.1983 | 19688.5239 |  |  | 9748819.8922 | 0 | 85 | 3358605.7011 | 13117662.8421 | 19048.9249 |  |  | 9778106.066 | 0
2025 | 3749108.504 | 13339475.1983 | 47274.7043 |  |  | 9637641.3986 | 0 | 85 | 3358605.7011 | 13117662.8421 | 19048.9249 |  |  | 9778106.066 | 0
2026 | 3764537.644 | 13339475.1983 | 45717.4199 |  |  | 9620654.9742 | 0 | 85 | 3358605.7011 | 13117662.8421 | 19048.9249 |  |  | 9778106.066 | 0
2027 | 3677833.544 | 13339475.1983 | 70745.2045 |  |  | 9732386.8588 | 0 | 85 | 3358605.7011 | 13117662.8421 | 19048.9249 |  |  | 9778106.066 | 0
2028 | 3578260.572 | 13339475.1983 | 69410.3893 |  |  | 9830625.0157 | 0 | 85 | 3358605.7011 | 13117662.8421 | 19048.9249 |  |  | 9778106.066 | 0
2029 | 3482974.62 | 13339475.1983 | 65405.9438 |  |  | 9921906.5221 | 0 | 85 | 3358605.7011 | 13117662.8421 | 19048.9249 |  |  | 9778106.066 | 0
2030 | 3413753.609 | 13339475.1983 | 55283.5953 |  |  | 9981005.1847 | 0 | 85 | 3358605.7011 | 13117662.8421 | 19048.9249 |  |  | 9778106.066 | 0
2031 | 3467032.708 | 13339475.1983 | 41379.2705 |  |  | 9913821.7609 | 0 | 85 | 3358605.7011 | 13117662.8421 | 19048.9249 |  |  | 9778106.066 | 0
2032 | 3747571.287 | 13339475.1983 | 24916.55 |  |  | 9616820.4614 | 0 | 85 | 3358605.7011 | 13117662.8421 | 19048.9249 |  |  | 9778106.066 | 0
2033 | 3874311.463 | 13339475.1983 | 9343.7063 |  |  | 9474507.4416 | 0 | 85 | 3358605.7011 | 13117662.8421 | 19048.9249 |  |  | 9778106.066 | 0
2034 | 3833431.788 | 13339475.1983 | 111.2346 |  |  | 9506154.6449 | 0 | 85 | 3358605.7011 | 13117662.8421 | 19048.9249 |  |  | 9778106.066 | 0
2035 | 3885203.019 | 13339475.1983 | 0 |  |  | 9454272.1793 | 0 | 85 | 3358605.7011 | 13117662.8421 | 19048.9249 |  |  | 9778106.066 | 0
2036 | 3660754.23 | 13339475.1983 | 0 |  |  | 9678720.9683 | 0 | 85 | 3358605.7011 | 13117662.8421 | 19048.9249 |  |  | 9778106.066 | 0
2037 | 3355466.205 | 13339475.1983 | 0 |  |  | 9984008.9933 | 0 | 85 | 3358605.7011 | 13117662.8421 | 19048.9249 |  |  | 9778106.066 | 0
2038 | 3075473.707 | 13323279.9803 | 0 |  |  | 10247806.2733 | 0 | 85 | 3358605.7011 | 13117662.8421 | 19048.9249 |  |  | 9778106.066 | 0
2039 | 2901965.159 | 12370036.5938 | 0 |  |  | 9468071.4348 | 0 | 85 | 3358605.7011 | 13117662.8421 | 19048.9249 |  |  | 9778106.066 | 0
2040 | 2812990.966 | 10276049.208 | 0 |  |  | 7463058.242 | 0 | 85 | 3358605.7011 | 13117662.8421 | 19048.9249 |  |  | 9778106.066 | 0
2041 | 2790164.356 | 8026951.6455 | 0 |  |  | 5236787.2895 | 0 | 86 | 3960445.1162 | 3727491.4344 | 28925.6303 |  |  | 1363011.6457 | 1567039.6971
2042 | 2818493.924 | 5971741.8039 | 0 |  |  | 3153247.8799 | 0 | 86 | 3960445.1162 | 3727491.4344 | 28925.6303 |  |  | 1363011.6457 | 1567039.6971
2043 | 2888190.338 | 4343084.9483 | 0 |  |  | 1454894.6103 | 0 | 86 | 3960445.1162 | 3727491.4344 | 28925.6303 |  |  | 1363011.6457 | 1567039.6971
2044 | 3168267.493 | 2714428.0927 | 0 |  |  | 0 | 453839.4003 | 86 | 3960445.1162 | 3727491.4344 | 28925.6303 |  |  | 1363011.6457 | 1567039.6971
2045 | 3844334.536 | 1589879.3114 | 0 |  |  | 0 | 2254455.2246 | 86 | 3960445.1162 | 3727491.4344 | 28925.6303 |  |  | 1363011.6457 | 1567039.6971
2046 | 4426763.43 | 891883.5162 | 1334.8152 |  |  | 0 | 3533545.0987 | 86 | 3960445.1162 | 3727491.4344 | 28925.6303 |  |  | 1363011.6457 | 1567039.6971
2047 | 4699087.506 | 465330.5302 | 11123.4598 |  |  | 0 | 4222633.516 | 86 | 3960445.1162 | 3727491.4344 | 28925.6303 |  |  | 1363011.6457 | 1567039.6971
2048 | 4727829.034 | 77555.0884 | 34816.4292 |  |  | 0 | 4615457.5164 | 86 | 3960445.1162 | 3727491.4344 | 28925.6303 |  |  | 1363011.6457 | 1567039.6971
2049 | 4781150.831 | 0 | 61290.2636 |  |  | 0 | 4719860.5674 | 86 | 3960445.1162 | 3727491.4344 | 28925.6303 |  |  | 1363011.6457 | 1567039.6971
2050 | 4724980.985 | 116332.6325 | 83092.2449 |  |  | 0 | 4525556.1076 | 86 | 3960445.1162 | 3727491.4344 | 28925.6303 |  |  | 1363011.6457 | 1567039.6971
2051 | 4615912.805 | 736773.3394 | 97552.7427 |  |  | 0 | 3781586.7229 | 86 | 3960445.1162 | 3727491.4344 | 28925.6303 |  |  | 1363011.6457 | 1567039.6971
2052 | 4560659.162 | 2249097.5625 | 97552.7427 |  |  | 0 | 2214008.8568 | 86 | 3960445.1162 | 3727491.4344 | 28925.6303 |  |  | 1363011.6457 | 1567039.6971
2053 | 4411946.561 | 4808415.4785 | 94549.4085 |  |  | 491018.326 | 0 | 86 | 3960445.1162 | 3727491.4344 | 28925.6303 |  |  | 1363011.6457 | 1567039.6971
2054 | 4224223.578 | 7910619.013 | 86318.0482 |  |  | 3772713.4832 | 0 | 86 | 3960445.1162 | 3727491.4344 | 28925.6303 |  |  | 1363011.6457 | 1567039.6971
2055 | 4150994.282 | 10043383.9429 | 68854.2163 |  |  | 5961243.8773 | 0 | 86 | 3960445.1162 | 3727491.4344 | 28925.6303 |  |  | 1363011.6457 | 1567039.6971
2056 | 4398590.769 | 9500498.3244 | 42825.3203 |  |  | 5144732.8757 | 0 | 86 | 3960445.1162 | 3727491.4344 | 28925.6303 |  |  | 1363011.6457 | 1567039.6971
2057 | 4360068.434 | 7445288.4828 | 14794.2016 |  |  | 3100014.2504 | 0 | 86 | 3960445.1162 | 3727491.4344 | 28925.6303 |  |  | 1363011.6457 | 1567039.6971
2058 | 4253555.681 | 4110419.6832 | 111.2346 |  |  | 0 | 143024.7632 | 86 | 3960445.1162 | 3727491.4344 | 28925.6303 |  |  | 1363011.6457 | 1567039.6971
2059 | 4252167.475 | 2171542.4741 | 0 |  |  | 0 | 2080625.0009 | 86 | 3960445.1162 | 3727491.4344 | 28925.6303 |  |  | 1363011.6457 | 1567039.6971
2060 | 3981002.365 | 1667434.3998 | 0 |  |  | 0 | 2313567.9652 | 86 | 3960445.1162 | 3727491.4344 | 28925.6303 |  |  | 1363011.6457 | 1567039.6971
2061 | 3636374.071 | 1706211.944 | 0 |  |  | 0 | 1930162.127 | 86 | 3960445.1162 | 3727491.4344 | 28925.6303 |  |  | 1363011.6457 | 1567039.6971
2062 | 3302392.692 | 2481762.8276 | 0 |  |  | 0 | 820629.8644 | 86 | 3960445.1162 | 3727491.4344 | 28925.6303 |  |  | 1363011.6457 | 1567039.6971
2063 | 3072202.527 | 4149197.2274 | 0 |  |  | 1076994.7004 | 0 | 86 | 3960445.1162 | 3727491.4344 | 28925.6303 |  |  | 1363011.6457 | 1567039.6971
2064 | 2961329.954 | 6281962.1574 | 0 |  |  | 3320632.2034 | 0 | 86 | 3960445.1162 | 3727491.4344 | 28925.6303 |  |  | 1363011.6457 | 1567039.6971
2065 | 2935963.244 | 7251400.7619 | 0 |  |  | 4315437.5179 | 0 | 87 | 4004521.669 | 11525580.102 | 10103.8093 |  |  | 7531162.2423 | 0
2066 | 2956335.331 | 7290178.3061 | 0 |  |  | 4333842.9751 | 0 | 87 | 4004521.669 | 11525580.102 | 10103.8093 |  |  | 7531162.2423 | 0
2067 | 3012750.794 | 6747292.6875 | 0 |  |  | 3734541.8935 | 0 | 87 | 4004521.669 | 11525580.102 | 10103.8093 |  |  | 7531162.2423 | 0
2068 | 3287256.227 | 6204407.069 | 0 |  |  | 2917150.842 | 0 | 87 | 4004521.669 | 11525580.102 | 10103.8093 |  |  | 7531162.2423 | 0
2069 | 3951904.197 | 6747292.6875 | 0 |  |  | 2795388.4905 | 0 | 87 | 4004521.669 | 11525580.102 | 10103.8093 |  |  | 7531162.2423 | 0
2070 | 4515357.455 | 8414727.0873 | 1334.8152 |  |  | 3900704.4475 | 0 | 87 | 4004521.669 | 11525580.102 | 10103.8093 |  |  | 7531162.2423 | 0
2071 | 4734618.338 | 10043383.9429 | 8342.5949 |  |  | 5317108.1998 | 0 | 87 | 4004521.669 | 11525580.102 | 10103.8093 |  |  | 7531162.2423 | 0
2072 | 4737850.262 | 10663824.6498 | 18131.2395 |  |  | 5944105.6274 | 0 | 87 | 4004521.669 | 11525580.102 | 10103.8093 |  |  | 7531162.2423 | 0
2073 | 4797643.279 | 13339475.1983 | 28253.588 |  |  | 8570085.5073 | 0 | 87 | 4004521.669 | 11525580.102 | 10103.8093 |  |  | 7531162.2423 | 0
2074 | 4716851.217 | 13339475.1983 | 35928.7752 |  |  | 8658552.7566 | 0 | 87 | 4004521.669 | 11525580.102 | 10103.8093 |  |  | 7531162.2423 | 0
2075 | 4588081.831 | 13339475.1983 | 42602.8511 |  |  | 8793996.2185 | 0 | 87 | 4004521.669 | 11525580.102 | 10103.8093 |  |  | 7531162.2423 | 0
2076 | 4566042.364 | 13339475.1983 | 36596.1828 |  |  | 8810029.0172 | 0 | 87 | 4004521.669 | 11525580.102 | 10103.8093 |  |  | 7531162.2423 | 0
2077 | 4461187.999 | 13339475.1983 | 25695.1922 |  |  | 8903982.3915 | 0 | 87 | 4004521.669 | 11525580.102 | 10103.8093 |  |  | 7531162.2423 | 0
2078 | 4308136.361 | 13339475.1983 | 19354.8201 |  |  | 9050693.6574 | 0 | 87 | 4004521.669 | 11525580.102 | 10103.8093 |  |  | 7531162.2423 | 0
2079 | 4238066.014 | 13339475.1983 | 14015.5594 |  |  | 9115424.7437 | 0 | 87 | 4004521.669 | 11525580.102 | 10103.8093 |  |  | 7531162.2423 | 0
2080 | 4436545.561 | 13339475.1983 | 8453.8295 |  |  | 8911383.4668 | 0 | 87 | 4004521.669 | 11525580.102 | 10103.8093 |  |  | 7531162.2423 | 0
2081 | 4386963.982 | 13339475.1983 | 3781.9763 |  |  | 8956293.1927 | 0 | 87 | 4004521.669 | 11525580.102 | 10103.8093 |  |  | 7531162.2423 | 0
2082 | 4262562.66 | 13339475.1983 | 0 |  |  | 9076912.5383 | 0 | 87 | 4004521.669 | 11525580.102 | 10103.8093 |  |  | 7531162.2423 | 0
2083 | 4274584.462 | 13339475.1983 | 0 |  |  | 9064890.7363 | 0 | 87 | 4004521.669 | 11525580.102 | 10103.8093 |  |  | 7531162.2423 | 0
2084 | 4012195.806 | 13339475.1983 | 0 |  |  | 9327279.3923 | 0 | 87 | 4004521.669 | 11525580.102 | 10103.8093 |  |  | 7531162.2423 | 0
2085 | 3653158.509 | 13339475.1983 | 0 |  |  | 9686316.6893 | 0 | 87 | 4004521.669 | 11525580.102 | 10103.8093 |  |  | 7531162.2423 | 0
2086 | 3271314.232 | 13339475.1983 | 0 |  |  | 10068160.9663 | 0 | 87 | 4004521.669 | 11525580.102 | 10103.8093 |  |  | 7531162.2423 | 0
2087 | 3058524.218 | 13306330.4913 | 0 |  |  | 10247806.2733 | 0 | 87 | 4004521.669 | 11525580.102 | 10103.8093 |  |  | 7531162.2423 | 0
2088 | 2944625.714 | 13192431.9873 | 0 |  |  | 10247806.2733 | 0 | 87 | 4004521.669 | 11525580.102 | 10103.8093 |  |  | 7531162.2423 | 0
2089 | 2946365.231 | 13194171.5043 | 0 |  |  | 10247806.2733 | 0 | 88 | 4152315.2069 | 11996735.5979 | 12430.4664 |  |  | 7856850.8573 | 0
2090 | 2980268.895 | 13228075.1683 | 0 |  |  | 10247806.2733 | 0 | 88 | 4152315.2069 | 11996735.5979 | 12430.4664 |  |  | 7856850.8573 | 0
2091 | 3036541.099 | 13284347.3723 | 0 |  |  | 10247806.2733 | 0 | 88 | 4152315.2069 | 11996735.5979 | 12430.4664 |  |  | 7856850.8573 | 0
2092 | 3289671.87 | 13339475.1983 | 0 |  |  | 10049803.3283 | 0 | 88 | 4152315.2069 | 11996735.5979 | 12430.4664 |  |  | 7856850.8573 | 0
2093 | 3976637.172 | 13339475.1983 | 0 |  |  | 9362838.0263 | 0 | 88 | 4152315.2069 | 11996735.5979 | 12430.4664 |  |  | 7856850.8573 | 0
2094 | 4571829.817 | 13339475.1983 | 556.173 |  |  | 8768201.5543 | 0 | 88 | 4152315.2069 | 11996735.5979 | 12430.4664 |  |  | 7856850.8573 | 0
2095 | 4804150.664 | 13339475.1983 | 5228.0261 |  |  | 8540552.5605 | 0 | 88 | 4152315.2069 | 11996735.5979 | 12430.4664 |  |  | 7856850.8573 | 0
2096 | 4874739.532 | 13339475.1983 | 11679.6328 |  |  | 8476415.2992 | 0 | 88 | 4152315.2069 | 11996735.5979 | 12430.4664 |  |  | 7856850.8573 | 0
2097 | 5009784.017 | 13339475.1983 | 18576.1779 |  |  | 8348267.3593 | 0 | 88 | 4152315.2069 | 11996735.5979 | 12430.4664 |  |  | 7856850.8573 | 0
2098 | 4947229.135 | 13339475.1983 | 25472.723 |  |  | 8417718.7863 | 0 | 88 | 4152315.2069 | 11996735.5979 | 12430.4664 |  |  | 7856850.8573 | 0
2099 | 4834698.002 | 13339475.1983 | 32258.0335 |  |  | 8537035.2298 | 0 | 88 | 4152315.2069 | 11996735.5979 | 12430.4664 |  |  | 7856850.8573 | 0
2100 | 4807951.286 | 13339475.1983 | 36262.479 |  |  | 8567786.3914 | 0 | 88 | 4152315.2069 | 11996735.5979 | 12430.4664 |  |  | 7856850.8573 | 0
2101 | 4701511.433 | 13339475.1983 | 47163.4697 |  |  | 8685127.235 | 0 | 88 | 4152315.2069 | 11996735.5979 | 12430.4664 |  |  | 7856850.8573 | 0
2102 | 4555357.341 | 13339475.1983 | 48720.754 |  |  | 8832838.6114 | 0 | 88 | 4152315.2069 | 11996735.5979 | 12430.4664 |  |  | 7856850.8573 | 0
2103 | 4548529.198 | 13339475.1983 | 39599.517 |  |  | 8830545.5173 | 0 | 88 | 4152315.2069 | 11996735.5979 | 12430.4664 |  |  | 7856850.8573 | 0
2104 | 4774606.595 | 13339475.1983 | 23359.2656 |  |  | 8588227.869 | 0 | 88 | 4152315.2069 | 11996735.5979 | 12430.4664 |  |  | 7856850.8573 | 0
2105 | 4651122.194 | 13339475.1983 | 9121.2371 |  |  | 8697474.2414 | 0 | 88 | 4152315.2069 | 11996735.5979 | 12430.4664 |  |  | 7856850.8573 | 0
2106 | 4483063.246 | 13339475.1983 | 333.7038 |  |  | 8856745.6561 | 0 | 88 | 4152315.2069 | 11996735.5979 | 12430.4664 |  |  | 7856850.8573 | 0
2107 | 4376711.248 | 11323042.9009 | 0 |  |  | 6946331.6529 | 0 | 88 | 4152315.2069 | 11996735.5979 | 12430.4664 |  |  | 7856850.8573 | 0
2108 | 4108027.964 | 9655608.5011 | 0 |  |  | 5547580.5371 | 0 | 88 | 4152315.2069 | 11996735.5979 | 12430.4664 |  |  | 7856850.8573 | 0
2109 | 3755614.812 | 8259616.9106 | 0 |  |  | 4504002.0986 | 0 | 88 | 4152315.2069 | 11996735.5979 | 12430.4664 |  |  | 7856850.8573 | 0
2110 | 3388899.803 | 7096290.5852 | 0 |  |  | 3707390.7822 | 0 | 88 | 4152315.2069 | 11996735.5979 | 12430.4664 |  |  | 7856850.8573 | 0
2111 | 3184478.717 | 6243184.6132 | 0 |  |  | 3058705.8962 | 0 | 88 | 4152315.2069 | 11996735.5979 | 12430.4664 |  |  | 7856850.8573 | 0
2112 | 3047775.695 | 5545188.8179 | 0 |  |  | 2497413.1229 | 0 | 88 | 4152315.2069 | 11996735.5979 | 12430.4664 |  |  | 7856850.8573 | 0
2113 | 2972272.806 | 5196190.9203 | 0 |  |  | 2223918.1143 | 0 | 89 | 4154514.3941 | 3307401.3725 | 16884.4851 |  |  | 719408.0959 | 1549636.6325
2114 | 2997635.874 | 5390078.6412 | 0 |  |  | 2392442.7672 | 0 | 89 | 4154514.3941 | 3307401.3725 | 16884.4851 |  |  | 719408.0959 | 1549636.6325
2115 | 3060501.326 | 5739076.5388 | 0 |  |  | 2678575.2128 | 0 | 89 | 4154514.3941 | 3307401.3725 | 16884.4851 |  |  | 719408.0959 | 1549636.6325
2116 | 3360971.904 | 4343084.9483 | 0 |  |  | 982113.0443 | 0 | 89 | 4154514.3941 | 3307401.3725 | 16884.4851 |  |  | 719408.0959 | 1549636.6325
2117 | 4000288.397 | 2210320.0183 | 0 |  |  | 0 | 1789968.3787 | 89 | 4154514.3941 | 3307401.3725 | 16884.4851 |  |  | 719408.0959 | 1549636.6325
2118 | 4603482.112 | 853105.972 | 556.173 |  |  | 0 | 3749819.967 | 89 | 4154514.3941 | 3307401.3725 | 16884.4851 |  |  | 719408.0959 | 1549636.6325
2119 | 4833666.465 | 310220.3534 | 4338.1493 |  |  | 0 | 4519107.9622 | 89 | 4154514.3941 | 3307401.3725 | 16884.4851 |  |  | 719408.0959 | 1549636.6325
2120 | 4866481.674 | 193887.7209 | 10678.5214 |  |  | 0 | 4661915.4317 | 89 | 4154514.3941 | 3307401.3725 | 16884.4851 |  |  | 719408.0959 | 1549636.6325
2121 | 4983568.123 | 348997.8976 | 20800.8699 |  |  | 0 | 4613769.3555 | 89 | 4154514.3941 | 3307401.3725 | 16884.4851 |  |  | 719408.0959 | 1549636.6325
2122 | 4966113.776 | 930661.0603 | 37152.3558 |  |  | 0 | 3998300.3598 | 89 | 4154514.3941 | 3307401.3725 | 16884.4851 |  |  | 719408.0959 | 1549636.6325
2123 | 4866753.776 | 1434769.1347 | 50611.7422 |  |  | 0 | 3381372.8991 | 89 | 4154514.3941 | 3307401.3725 | 16884.4851 |  |  | 719408.0959 | 1549636.6325
2124 | 4888181.106 | 1977654.7532 | 59176.8063 |  |  | 0 | 2851349.5465 | 89 | 4154514.3941 | 3307401.3725 | 16884.4851 |  |  | 719408.0959 | 1549636.6325
2125 | 4769198.252 | 2598095.4601 | 65294.7092 |  |  | 0 | 2105808.0827 | 89 | 4154514.3941 | 3307401.3725 | 16884.4851 |  |  | 719408.0959 | 1549636.6325
2126 | 4578259.199 | 3218536.167 | 61957.6712 |  |  | 0 | 1297765.3607 | 89 | 4154514.3941 | 3307401.3725 | 16884.4851 |  |  | 719408.0959 | 1549636.6325
2127 | 4535659.744 | 3683866.6972 | 50722.9768 |  |  | 0 | 801070.07 | 89 | 4154514.3941 | 3307401.3725 | 16884.4851 |  |  | 719408.0959 | 1549636.6325
2128 | 4715326.489 | 4304307.4041 | 32146.7989 |  |  | 0 | 378872.286 | 89 | 4154514.3941 | 3307401.3725 | 16884.4851 |  |  | 719408.0959 | 1549636.6325
2129 | 4626202.034 | 4847193.0227 | 11345.929 |  |  | 232336.9177 | 0 | 89 | 4154514.3941 | 3307401.3725 | 16884.4851 |  |  | 719408.0959 | 1549636.6325
2130 | 4447433.309 | 4149197.2274 | 444.9384 |  |  | 0 | 297791.1432 | 89 | 4154514.3941 | 3307401.3725 | 16884.4851 |  |  | 719408.0959 | 1549636.6325
2131 | 4362668.345 | 3024648.4461 | 0 |  |  | 0 | 1338019.8989 | 89 | 4154514.3941 | 3307401.3725 | 16884.4851 |  |  | 719408.0959 | 1549636.6325
2132 | 4062907.301 | 2830760.7252 | 0 |  |  | 0 | 1232146.5758 | 89 | 4154514.3941 | 3307401.3725 | 16884.4851 |  |  | 719408.0959 | 1549636.6325
2133 | 3702958.383 | 3528756.5205 | 0 |  |  | 0 | 174201.8625 | 89 | 4154514.3941 | 3307401.3725 | 16884.4851 |  |  | 719408.0959 | 1549636.6325
2134 | 3337672.076 | 4692082.8459 | 0 |  |  | 1354410.7699 | 0 | 89 | 4154514.3941 | 3307401.3725 | 16884.4851 |  |  | 719408.0959 | 1549636.6325
2135 | 3142399.877 | 5971741.8039 | 0 |  |  | 2829341.9269 | 0 | 89 | 4154514.3941 | 3307401.3725 | 16884.4851 |  |  | 719408.0959 | 1549636.6325
2136 | 3027743.11 | 7600398.6595 | 0 |  |  | 4572655.5495 | 0 | 89 | 4154514.3941 | 3307401.3725 | 16884.4851 |  |  | 719408.0959 | 1549636.6325
2137 | 2979094.852 | 9073945.3384 | 0 |  |  | 6094850.4864 | 0 | 90 | 3812800.6453 | 7110832.1642 | 28536.3092 |  |  | 3926095.526 | 599527.6978
2138 | 2980559.955 | 9422943.236 | 0 |  |  | 6442383.281 | 0 | 90 | 3812800.6453 | 7110832.1642 | 28536.3092 |  |  | 3926095.526 | 599527.6978
2139 | 3047551.436 | 8182061.8222 | 0 |  |  | 5134510.3862 | 0 | 90 | 3812800.6453 | 7110832.1642 | 28536.3092 |  |  | 3926095.526 | 599527.6978
2140 | 3280376.619 | 5622743.9063 | 0 |  |  | 2342367.2873 | 0 | 90 | 3812800.6453 | 7110832.1642 | 28536.3092 |  |  | 3926095.526 | 599527.6978
2141 | 3893849.129 | 3257313.7112 | 0 |  |  | 0 | 636535.4178 | 90 | 3812800.6453 | 7110832.1642 | 28536.3092 |  |  | 3926095.526 | 599527.6978
2142 | 4470478.326 | 1938877.2091 | 3114.5688 |  |  | 0 | 2528486.5482 | 90 | 3812800.6453 | 7110832.1642 | 28536.3092 |  |  | 3926095.526 | 599527.6978
2143 | 4671530.141 | 1473546.6789 | 18020.0049 |  |  | 0 | 3179963.4572 | 90 | 3812800.6453 | 7110832.1642 | 28536.3092 |  |  | 3926095.526 | 599527.6978
2144 | 4655849.78 | 1434769.1347 | 39599.517 |  |  | 0 | 3181481.1283 | 90 | 3812800.6453 | 7110832.1642 | 28536.3092 |  |  | 3926095.526 | 599527.6978
2145 | 4682269.688 | 1861322.1207 | 67408.1665 |  |  | 0 | 2753539.4008 | 90 | 3812800.6453 | 7110832.1642 | 28536.3092 |  |  | 3926095.526 | 599527.6978
2146 | 4571853.924 | 2714428.0927 | 85205.7023 |  |  | 0 | 1772220.1291 | 90 | 3812800.6453 | 7110832.1642 | 28536.3092 |  |  | 3926095.526 | 599527.6978
2147 | 4385963.878 | 3955309.5065 | 94215.7047 |  |  | 0 | 336438.6668 | 90 | 3812800.6453 | 7110832.1642 | 28536.3092 |  |  | 3926095.526 | 599527.6978
2148 | 4226841.921 | 5196190.9203 | 96217.9275 |  |  | 1065566.9268 | 0 | 90 | 3812800.6453 | 7110832.1642 | 28536.3092 |  |  | 3926095.526 | 599527.6978
2149 | 4036153.559 | 6708515.1434 | 92324.7165 |  |  | 2764686.3009 | 0 | 90 | 3812800.6453 | 7110832.1642 | 28536.3092 |  |  | 3926095.526 | 599527.6978
2150 | 3878043.564 | 8414727.0873 | 79866.4415 |  |  | 4616549.9649 | 0 | 90 | 3812800.6453 | 7110832.1642 | 28536.3092 |  |  | 3926095.526 | 599527.6978
2151 | 3857445.171 | 9810718.6779 | 60066.6831 |  |  | 6013340.1899 | 0 | 90 | 3812800.6453 | 7110832.1642 | 28536.3092 |  |  | 3926095.526 | 599527.6978
2152 | 4039970.906 | 10780157.2824 | 35706.306 |  |  | 6775892.6824 | 0 | 90 | 3812800.6453 | 7110832.1642 | 28536.3092 |  |  | 3926095.526 | 599527.6978
2153 | 4064637.403 | 11788373.4311 | 12569.5096 |  |  | 7736305.5377 | 0 | 90 | 3812800.6453 | 7110832.1642 | 28536.3092 |  |  | 3926095.526 | 599527.6978
2154 | 3926450.432 | 9345388.1477 | 556.173 |  |  | 5419493.8887 | 0 | 90 | 3812800.6453 | 7110832.1642 | 28536.3092 |  |  | 3926095.526 | 599527.6978
2155 | 3884295.706 | 9267833.0593 | 0 |  |  | 5383537.3533 | 0 | 90 | 3812800.6453 | 7110832.1642 | 28536.3092 |  |  | 3926095.526 | 599527.6978
2156 | 3667436.168 | 10508714.4731 | 0 |  |  | 6841278.3051 | 0 | 90 | 3812800.6453 | 7110832.1642 | 28536.3092 |  |  | 3926095.526 | 599527.6978
2157 | 3410098.641 | 10353604.2964 | 0 |  |  | 6943505.6554 | 0 | 90 | 3812800.6453 | 7110832.1642 | 28536.3092 |  |  | 3926095.526 | 599527.6978
2158 | 3161524.768 | 9500498.3244 | 0 |  |  | 6338973.5564 | 0 | 90 | 3812800.6453 | 7110832.1642 | 28536.3092 |  |  | 3926095.526 | 599527.6978
2159 | 2937924.475 | 9655608.5011 | 0 |  |  | 6717684.0261 | 0 | 90 | 3812800.6453 | 7110832.1642 | 28536.3092 |  |  | 3926095.526 | 599527.6978
2160 | 2797015.044 | 10392381.8406 | 0 |  |  | 7595366.7966 | 0 | 90 | 3812800.6453 | 7110832.1642 | 28536.3092 |  |  | 3926095.526 | 599527.6978
2161 | 2706811.211 | 10625047.1057 | 0 |  |  | 7918235.8947 | 0 | 91 | 3254352.6647 | 12140114.7658 | 9802.549 |  |  | 8895564.6501 | 0
2162 | 2677102.036 | 10625047.1057 | 0 |  |  | 7947945.0697 | 0 | 91 | 3254352.6647 | 12140114.7658 | 9802.549 |  |  | 8895564.6501 | 0
2163 | 2700995.565 | 11129155.18 | 0 |  |  | 8428159.615 | 0 | 91 | 3254352.6647 | 12140114.7658 | 9802.549 |  |  | 8895564.6501 | 0
2164 | 2798381.377 | 11827150.9753 | 0 |  |  | 9028769.5983 | 0 | 91 | 3254352.6647 | 12140114.7658 | 9802.549 |  |  | 8895564.6501 | 0
2165 | 2942515.824 | 11400597.9893 | 0 |  |  | 8458082.1653 | 0 | 91 | 3254352.6647 | 12140114.7658 | 9802.549 |  |  | 8895564.6501 | 0
2166 | 3189478.506 | 10625047.1057 | 444.9384 |  |  | 7436013.5381 | 0 | 91 | 3254352.6647 | 12140114.7658 | 9802.549 |  |  | 8895564.6501 | 0
2167 | 3476241.027 | 10198494.1197 | 3781.9763 |  |  | 6726035.069 | 0 | 91 | 3254352.6647 | 12140114.7658 | 9802.549 |  |  | 8895564.6501 | 0
2168 | 3660742.816 | 8763724.985 | 9899.8792 |  |  | 5112882.0482 | 0 | 91 | 3254352.6647 | 12140114.7658 | 9802.549 |  |  | 8895564.6501 | 0
2169 | 3703252.443 | 8337171.999 | 18464.9433 |  |  | 4652384.4993 | 0 | 91 | 3254352.6647 | 12140114.7658 | 9802.549 |  |  | 8895564.6501 | 0
2170 | 3625223.455 | 11982261.152 | 25361.4884 |  |  | 8382399.1854 | 0 | 91 | 3254352.6647 | 12140114.7658 | 9802.549 |  |  | 8895564.6501 | 0
2171 | 3537431.182 | 13339475.1983 | 34149.0217 |  |  | 9836193.038 | 0 | 91 | 3254352.6647 | 12140114.7658 | 9802.549 |  |  | 8895564.6501 | 0
2172 | 3459795.631 | 13339475.1983 | 39599.517 |  |  | 9919279.0843 | 0 | 91 | 3254352.6647 | 12140114.7658 | 9802.549 |  |  | 8895564.6501 | 0
2173 | 3369536.012 | 13339475.1983 | 34705.1947 |  |  | 10004644.381 | 0 | 91 | 3254352.6647 | 12140114.7658 | 9802.549 |  |  | 8895564.6501 | 0
2174 | 3329051.749 | 13339475.1983 | 30255.8107 |  |  | 10040679.2601 | 0 | 91 | 3254352.6647 | 12140114.7658 | 9802.549 |  |  | 8895564.6501 | 0
2175 | 3383700.079 | 13339475.1983 | 22358.1542 |  |  | 9978133.2736 | 0 | 91 | 3254352.6647 | 12140114.7658 | 9802.549 |  |  | 8895564.6501 | 0
2176 | 3636130.78 | 13339475.1983 | 12347.0404 |  |  | 9715691.4588 | 0 | 91 | 3254352.6647 | 12140114.7658 | 9802.549 |  |  | 8895564.6501 | 0
2177 | 3735506.015 | 13339475.1983 | 3893.2109 |  |  | 9607862.3943 | 0 | 91 | 3254352.6647 | 12140114.7658 | 9802.549 |  |  | 8895564.6501 | 0
2178 | 3582426.119 | 13339475.1983 | 0 |  |  | 9757049.0793 | 0 | 91 | 3254352.6647 | 12140114.7658 | 9802.549 |  |  | 8895564.6501 | 0
2179 | 3599122.199 | 13339475.1983 | 0 |  |  | 9740352.9993 | 0 | 91 | 3254352.6647 | 12140114.7658 | 9802.549 |  |  | 8895564.6501 | 0
2180 | 3426194.684 | 13339475.1983 | 0 |  |  | 9913280.5143 | 0 | 91 | 3254352.6647 | 12140114.7658 | 9802.549 |  |  | 8895564.6501 | 0
2181 | 3193414.583 | 13339475.1983 | 0 |  |  | 10146060.6153 | 0 | 91 | 3254352.6647 | 12140114.7658 | 9802.549 |  |  | 8895564.6501 | 0
2182 | 2939239.124 | 13187045.3973 | 0 |  |  | 10247806.2733 | 0 | 91 | 3254352.6647 | 12140114.7658 | 9802.549 |  |  | 8895564.6501 | 0
2183 | 2775981.257 | 13023787.5303 | 0 |  |  | 10247806.2733 | 0 | 91 | 3254352.6647 | 12140114.7658 | 9802.549 |  |  | 8895564.6501 | 0
2184 | 2656190.279 | 12903996.5523 | 0 |  |  | 10247806.2733 | 0 | 91 | 3254352.6647 | 12140114.7658 | 9802.549 |  |  | 8895564.6501 | 0
2185 | 2589545.398 | 12176148.8729 | 0 |  |  | 9586603.4749 | 0 | 92 | 3260347.6262 | 7013888.3038 | 17181.1107 |  |  | 3939878.6549 | 169156.8667
2186 | 2569993.143 | 11206710.2684 | 0 |  |  | 8636717.1254 | 0 | 92 | 3260347.6262 | 7013888.3038 | 17181.1107 |  |  | 3939878.6549 | 169156.8667
2187 | 2582829.068 | 8918835.1617 | 0 |  |  | 6336006.0937 | 0 | 92 | 3260347.6262 | 7013888.3038 | 17181.1107 |  |  | 3939878.6549 | 169156.8667
2188 | 2651084.199 | 7677953.7479 | 0 |  |  | 5026869.5489 | 0 | 92 | 3260347.6262 | 7013888.3038 | 17181.1107 |  |  | 3939878.6549 | 169156.8667
2189 | 2784050.585 | 6941180.4084 | 0 |  |  | 4157129.8234 | 0 | 92 | 3260347.6262 | 7013888.3038 | 17181.1107 |  |  | 3939878.6549 | 169156.8667
2190 | 3000034.974 | 5971741.8039 | 1334.8152 |  |  | 2973041.6451 | 0 | 92 | 3260347.6262 | 7013888.3038 | 17181.1107 |  |  | 3939878.6549 | 169156.8667
2191 | 3344482.645 | 5157413.3761 | 6340.3721 |  |  | 1819271.1032 | 0 | 92 | 3260347.6262 | 7013888.3038 | 17181.1107 |  |  | 3939878.6549 | 169156.8667
2192 | 3549243.297 | 4653305.3017 | 12013.3366 |  |  | 1116075.3414 | 0 | 92 | 3260347.6262 | 7013888.3038 | 17181.1107 |  |  | 3939878.6549 | 169156.8667
2193 | 3616266.852 | 5002303.1994 | 20355.9315 |  |  | 1406392.2789 | 0 | 92 | 3260347.6262 | 7013888.3038 | 17181.1107 |  |  | 3939878.6549 | 169156.8667
2194 | 3594461.075 | 5816631.6272 | 34593.9601 |  |  | 2256764.5122 | 0 | 92 | 3260347.6262 | 7013888.3038 | 17181.1107 |  |  | 3939878.6549 | 169156.8667
2195 | 3565037.91 | 7716731.2921 | 51279.1498 |  |  | 4202972.5319 | 0 | 92 | 3260347.6262 | 7013888.3038 | 17181.1107 |  |  | 3939878.6549 | 169156.8667
2196 | 3483395.888 | 10392381.8406 | 68742.9817 |  |  | 6977728.9343 | 0 | 92 | 3260347.6262 | 7013888.3038 | 17181.1107 |  |  | 3939878.6549 | 169156.8667
2197 | 3445984.637 | 12292481.5055 | 68186.8087 |  |  | 8914683.6772 | 0 | 92 | 3260347.6262 | 7013888.3038 | 17181.1107 |  |  | 3939878.6549 | 169156.8667
2198 | 3394210.272 | 12137371.3287 | 65739.6476 |  |  | 8808900.7043 | 0 | 92 | 3260347.6262 | 7013888.3038 | 17181.1107 |  |  | 3939878.6549 | 169156.8667
2199 | 3484420.584 | 11129155.18 | 49276.927 |  |  | 7694011.523 | 0 | 92 | 3260347.6262 | 7013888.3038 | 17181.1107 |  |  | 3939878.6549 | 169156.8667
2200 | 3785409.642 | 10547492.0173 | 25361.4884 |  |  | 6787443.8637 | 0 | 92 | 3260347.6262 | 7013888.3038 | 17181.1107 |  |  | 3939878.6549 | 169156.8667
2201 | 3857873.187 | 9267833.0593 | 8676.2987 |  |  | 5418636.171 | 0 | 92 | 3260347.6262 | 7013888.3038 | 17181.1107 |  |  | 3939878.6549 | 169156.8667
2202 | 3767259.417 | 5971741.8039 | 444.9384 |  |  | 2204927.3253 | 0 | 92 | 3260347.6262 | 7013888.3038 | 17181.1107 |  |  | 3939878.6549 | 169156.8667
2203 | 3761175.01 | 3994087.0507 | 0 |  |  | 232912.0407 | 0 | 92 | 3260347.6262 | 7013888.3038 | 17181.1107 |  |  | 3939878.6549 | 169156.8667
2204 | 3548215.278 | 2947093.3578 | 0 |  |  | 0 | 601121.9202 | 92 | 3260347.6262 | 7013888.3038 | 17181.1107 |  |  | 3939878.6549 | 169156.8667
2205 | 3263718.36 | 2016432.2974 | 0 |  |  | 0 | 1247286.0626 | 92 | 3260347.6262 | 7013888.3038 | 17181.1107 |  |  | 3939878.6549 | 169156.8667
2206 | 2997212.661 | 2016432.2974 | 0 |  |  | 0 | 980780.3636 | 92 | 3260347.6262 | 7013888.3038 | 17181.1107 |  |  | 3939878.6549 | 169156.8667
2207 | 2848377.506 | 2132764.93 | 0 |  |  | 0 | 715612.576 | 92 | 3260347.6262 | 7013888.3038 | 17181.1107 |  |  | 3939878.6549 | 169156.8667
2208 | 2764061.441 | 2249097.5625 | 0 |  |  | 0 | 514963.8785 | 92 | 3260347.6262 | 7013888.3038 | 17181.1107 |  |  | 3939878.6549 | 169156.8667
2209 | 2728497.471 | 2869538.2694 | 0 |  |  | 141040.7984 | 0 | 93 | 3856533.8234 | 11818100.2016 | 28401.9008 |  |  | 7989968.279 | 0
2210 | 2771925.32 | 4420640.0367 | 0 |  |  | 1648714.7167 | 0 | 93 | 3856533.8234 | 11818100.2016 | 28401.9008 |  |  | 7989968.279 | 0
2211 | 2882894.128 | 6630960.055 | 0 |  |  | 3748065.927 | 0 | 93 | 3856533.8234 | 11818100.2016 | 28401.9008 |  |  | 7989968.279 | 0
2212 | 3147208.391 | 8918835.1617 | 0 |  |  | 5771626.7707 | 0 | 93 | 3856533.8234 | 11818100.2016 | 28401.9008 |  |  | 7989968.279 | 0
2213 | 3763269.127 | 10508714.4731 | 0 |  |  | 6745445.3461 | 0 | 93 | 3856533.8234 | 11818100.2016 | 28401.9008 |  |  | 7989968.279 | 0
2214 | 4303832.312 | 11555708.166 | 2113.4574 |  |  | 7253989.3114 | 0 | 93 | 3856533.8234 | 11818100.2016 | 28401.9008 |  |  | 7989968.279 | 0
2215 | 4534281.757 | 12176148.8729 | 12124.5712 |  |  | 7653991.6871 | 0 | 93 | 3856533.8234 | 11818100.2016 | 28401.9008 |  |  | 7989968.279 | 0
2216 | 4539017.354 | 13339475.1983 | 29810.8723 |  |  | 8830268.7167 | 0 | 93 | 3856533.8234 | 11818100.2016 | 28401.9008 |  |  | 7989968.279 | 0
2217 | 4562500.284 | 13339475.1983 | 54616.1877 |  |  | 8831591.1021 | 0 | 93 | 3856533.8234 | 11818100.2016 | 28401.9008 |  |  | 7989968.279 | 0
2218 | 4539690.901 | 13339475.1983 | 77530.515 |  |  | 8877314.8123 | 0 | 93 | 3856533.8234 | 11818100.2016 | 28401.9008 |  |  | 7989968.279 | 0
2219 | 4423295.669 | 13339475.1983 | 96996.5697 |  |  | 9013176.099 | 0 | 93 | 3856533.8234 | 11818100.2016 | 28401.9008 |  |  | 7989968.279 | 0
2220 | 4412913.305 | 13339475.1983 | 97552.7427 |  |  | 9024114.636 | 0 | 93 | 3856533.8234 | 11818100.2016 | 28401.9008 |  |  | 7989968.279 | 0
2221 | 4301905.631 | 13339475.1983 | 93214.5933 |  |  | 9130784.1607 | 0 | 93 | 3856533.8234 | 11818100.2016 | 28401.9008 |  |  | 7989968.279 | 0
2222 | 4119326.779 | 13339475.1983 | 84760.7639 |  |  | 9304909.1832 | 0 | 93 | 3856533.8234 | 11818100.2016 | 28401.9008 |  |  | 7989968.279 | 0
2223 | 4067834.785 | 13339475.1983 | 68298.0433 |  |  | 9339938.4567 | 0 | 93 | 3856533.8234 | 11818100.2016 | 28401.9008 |  |  | 7989968.279 | 0
2224 | 4319588.083 | 13339475.1983 | 44827.5431 |  |  | 9064714.6584 | 0 | 93 | 3856533.8234 | 11818100.2016 | 28401.9008 |  |  | 7989968.279 | 0
2225 | 4234209.299 | 13339475.1983 | 18687.4125 |  |  | 9123953.3119 | 0 | 93 | 3856533.8234 | 11818100.2016 | 28401.9008 |  |  | 7989968.279 | 0
2226 | 4093140.459 | 13339475.1983 | 1112.346 |  |  | 9247447.0853 | 0 | 93 | 3856533.8234 | 11818100.2016 | 28401.9008 |  |  | 7989968.279 | 0
2227 | 4102967.76 | 13339475.1983 | 0 |  |  | 9236507.4383 | 0 | 93 | 3856533.8234 | 11818100.2016 | 28401.9008 |  |  | 7989968.279 | 0
2228 | 3918600.333 | 13339475.1983 | 0 |  |  | 9420874.8653 | 0 | 93 | 3856533.8234 | 11818100.2016 | 28401.9008 |  |  | 7989968.279 | 0
2229 | 3578913.259 | 13339475.1983 | 0 |  |  | 9760561.9393 | 0 | 93 | 3856533.8234 | 11818100.2016 | 28401.9008 |  |  | 7989968.279 | 0
2230 | 3244880.072 | 13339475.1983 | 0 |  |  | 10094595.1263 | 0 | 93 | 3856533.8234 | 11818100.2016 | 28401.9008 |  |  | 7989968.279 | 0
2231 | 3031874.086 | 13279680.3593 | 0 |  |  | 10247806.2733 | 0 | 93 | 3856533.8234 | 11818100.2016 | 28401.9008 |  |  | 7989968.279 | 0
2232 | 2934245.196 | 13182051.4693 | 0 |  |  | 10247806.2733 | 0 | 93 | 3856533.8234 | 11818100.2016 | 28401.9008 |  |  | 7989968.279 | 0
2233 | 2925799.522 | 13173605.7953 | 0 |  |  | 10247806.2733 | 0 | 94 | 3903573.9837 | 12373563.0993 | 16620.3029 |  |  | 8486609.4185 | 0
2234 | 2939806.255 | 13187612.5283 | 0 |  |  | 10247806.2733 | 0 | 94 | 3903573.9837 | 12373563.0993 | 16620.3029 |  |  | 8486609.4185 | 0
2235 | 3028706.6 | 13276512.8733 | 0 |  |  | 10247806.2733 | 0 | 94 | 3903573.9837 | 12373563.0993 | 16620.3029 |  |  | 8486609.4185 | 0
2236 | 3315678.191 | 13339475.1983 | 0 |  |  | 10023797.0073 | 0 | 94 | 3903573.9837 | 12373563.0993 | 16620.3029 |  |  | 8486609.4185 | 0
2237 | 3920497.701 | 12370036.5938 | 0 |  |  | 8449538.8928 | 0 | 94 | 3903573.9837 | 12373563.0993 | 16620.3029 |  |  | 8486609.4185 | 0
2238 | 4437180.951 | 11323042.9009 | 3559.5071 |  |  | 6889421.4571 | 0 | 94 | 3903573.9837 | 12373563.0993 | 16620.3029 |  |  | 8486609.4185 | 0
2239 | 4600872.576 | 9771941.1337 | 13681.8556 |  |  | 5184750.4133 | 0 | 94 | 3903573.9837 | 12373563.0993 | 16620.3029 |  |  | 8486609.4185 | 0
2240 | 4574160.323 | 7406510.9386 | 22358.1542 |  |  | 2854708.7699 | 0 | 94 | 3903573.9837 | 12373563.0993 | 16620.3029 |  |  | 8486609.4185 | 0
2241 | 4579534.554 | 9229055.5151 | 31590.6259 |  |  | 4681111.587 | 0 | 94 | 3903573.9837 | 12373563.0993 | 16620.3029 |  |  | 8486609.4185 | 0
2242 | 4512495.657 | 12176148.8729 | 41045.5668 |  |  | 7704698.7827 | 0 | 94 | 3903573.9837 | 12373563.0993 | 16620.3029 |  |  | 8486609.4185 | 0
2243 | 4399959.781 | 13339475.1983 | 47274.7043 |  |  | 8986790.1216 | 0 | 94 | 3903573.9837 | 12373563.0993 | 16620.3029 |  |  | 8486609.4185 | 0
2244 | 4415223.936 | 13339475.1983 | 52836.4342 |  |  | 8977087.6965 | 0 | 94 | 3903573.9837 | 12373563.0993 | 16620.3029 |  |  | 8486609.4185 | 0
2245 | 4273132.027 | 13339475.1983 | 59176.8063 |  |  | 9125519.9776 | 0 | 94 | 3903573.9837 | 12373563.0993 | 16620.3029 |  |  | 8486609.4185 | 0
2246 | 4116208.163 | 13339475.1983 | 50389.273 |  |  | 9273656.3084 | 0 | 94 | 3903573.9837 | 12373563.0993 | 16620.3029 |  |  | 8486609.4185 | 0
2247 | 4061263.422 | 13339475.1983 | 39488.2824 |  |  | 9317700.0587 | 0 | 94 | 3903573.9837 | 12373563.0993 | 16620.3029 |  |  | 8486609.4185 | 0
2248 | 4307046.517 | 13339475.1983 | 26028.896 |  |  | 9058457.5773 | 0 | 94 | 3903573.9837 | 12373563.0993 | 16620.3029 |  |  | 8486609.4185 | 0
2249 | 4261077.032 | 13339475.1983 | 10567.2868 |  |  | 9088965.4532 | 0 | 94 | 3903573.9837 | 12373563.0993 | 16620.3029 |  |  | 8486609.4185 | 0
2250 | 4124107.895 | 13339475.1983 | 889.8768 |  |  | 9216257.1801 | 0 | 94 | 3903573.9837 | 12373563.0993 | 16620.3029 |  |  | 8486609.4185 | 0
2251 | 4128478.04 | 13339475.1983 | 0 |  |  | 9210997.1583 | 0 | 94 | 3903573.9837 | 12373563.0993 | 16620.3029 |  |  | 8486609.4185 | 0
2252 | 3919893.21 | 13339475.1983 | 0 |  |  | 9419581.9883 | 0 | 94 | 3903573.9837 | 12373563.0993 | 16620.3029 |  |  | 8486609.4185 | 0
2253 | 3595368.061 | 13145587.4774 | 0 |  |  | 9550219.4164 | 0 | 94 | 3903573.9837 | 12373563.0993 | 16620.3029 |  |  | 8486609.4185 | 0
2254 | 3261989.96 | 12370036.5938 | 0 |  |  | 9108046.6338 | 0 | 94 | 3903573.9837 | 12373563.0993 | 16620.3029 |  |  | 8486609.4185 | 0
2255 | 3047407.871 | 11827150.9753 | 0 |  |  | 8779743.1043 | 0 | 94 | 3903573.9837 | 12373563.0993 | 16620.3029 |  |  | 8486609.4185 | 0
2256 | 2939887.363 | 10974045.0033 | 0 |  |  | 8034157.6403 | 0 | 94 | 3903573.9837 | 12373563.0993 | 16620.3029 |  |  | 8486609.4185 | 0
2257 | 2893672.426 | 10586269.5615 | 0 |  |  | 7692597.1355 | 0 | 95 | 4123219.3725 | 5587197.8241 | 3921.0196 |  |  | 1682435.2981 | 214535.827
2258 | 2910446.745 | 10780157.2824 | 0 |  |  | 7869710.5374 | 0 | 95 | 4123219.3725 | 5587197.8241 | 3921.0196 |  |  | 1682435.2981 | 214535.827
2259 | 2971409.822 | 9965828.8546 | 0 |  |  | 6994419.0326 | 0 | 95 | 4123219.3725 | 5587197.8241 | 3921.0196 |  |  | 1682435.2981 | 214535.827
2260 | 3250022.508 | 8724947.4408 | 0 |  |  | 5474924.9328 | 0 | 95 | 4123219.3725 | 5587197.8241 | 3921.0196 |  |  | 1682435.2981 | 214535.827
2261 | 3867492.2 | 7910619.013 | 0 |  |  | 4043126.813 | 0 | 95 | 4123219.3725 | 5587197.8241 | 3921.0196 |  |  | 1682435.2981 | 214535.827
2262 | 4402803.29 | 6902402.8643 | 556.173 |  |  | 2500155.7473 | 0 | 95 | 4123219.3725 | 5587197.8241 | 3921.0196 |  |  | 1682435.2981 | 214535.827
2263 | 4613844.907 | 5622743.9063 | 2780.865 |  |  | 1011679.8642 | 0 | 95 | 4123219.3725 | 5587197.8241 | 3921.0196 |  |  | 1682435.2981 | 214535.827
2264 | 4640590.155 | 4730860.3901 | 5228.0261 |  |  | 95498.2612 | 0 | 95 | 4123219.3725 | 5587197.8241 | 3921.0196 |  |  | 1682435.2981 | 214535.827
2265 | 4738450.171 | 4769637.9343 | 8342.5949 |  |  | 39530.3582 | 0 | 95 | 4123219.3725 | 5587197.8241 | 3921.0196 |  |  | 1682435.2981 | 214535.827
2266 | 4706229.338 | 5079858.2877 | 10233.583 |  |  | 383862.5328 | 0 | 95 | 4123219.3725 | 5587197.8241 | 3921.0196 |  |  | 1682435.2981 | 214535.827
2267 | 4672481.464 | 5273746.0086 | 10900.9906 |  |  | 612165.5353 | 0 | 95 | 4123219.3725 | 5587197.8241 | 3921.0196 |  |  | 1682435.2981 | 214535.827
2268 | 4674075.559 | 5196190.9203 | 9899.8792 |  |  | 532015.2405 | 0 | 95 | 4123219.3725 | 5587197.8241 | 3921.0196 |  |  | 1682435.2981 | 214535.827
2269 | 4619976.72 | 4614527.7576 | 12235.8058 |  |  | 6786.8434 | 0 | 95 | 4123219.3725 | 5587197.8241 | 3921.0196 |  |  | 1682435.2981 | 214535.827
2270 | 4484961.94 | 3800199.3298 | 10678.5214 |  |  | 0 | 674084.0888 | 95 | 4123219.3725 | 5587197.8241 | 3921.0196 |  |  | 1682435.2981 | 214535.827
2271 | 4489991.899 | 3257313.7112 | 9343.7063 |  |  | 0 | 1223334.4815 | 95 | 4123219.3725 | 5587197.8241 | 3921.0196 |  |  | 1682435.2981 | 214535.827
2272 | 4867700.189 | 3838976.8739 | 7675.1873 |  |  | 0 | 1021048.1278 | 95 | 4123219.3725 | 5587197.8241 | 3921.0196 |  |  | 1682435.2981 | 214535.827
2273 | 4719760.963 | 4769637.9343 | 5339.2607 |  |  | 55216.232 | 0 | 95 | 4123219.3725 | 5587197.8241 | 3921.0196 |  |  | 1682435.2981 | 214535.827
2274 | 4506105.309 | 4653305.3017 | 889.8768 |  |  | 148089.8695 | 0 | 95 | 4123219.3725 | 5587197.8241 | 3921.0196 |  |  | 1682435.2981 | 214535.827
2275 | 4403269.937 | 4885970.5668 | 0 |  |  | 482700.6298 | 0 | 95 | 4123219.3725 | 5587197.8241 | 3921.0196 |  |  | 1682435.2981 | 214535.827
2276 | 4352100.905 | 5428856.1854 | 0 |  |  | 1076755.2804 | 0 | 95 | 4123219.3725 | 5587197.8241 | 3921.0196 |  |  | 1682435.2981 | 214535.827
2277 | 3989162.229 | 5118635.8319 | 0 |  |  | 1129473.6029 | 0 | 95 | 4123219.3725 | 5587197.8241 | 3921.0196 |  |  | 1682435.2981 | 214535.827
2278 | 3648015.712 | 3877754.4181 | 0 |  |  | 229738.7061 | 0 | 95 | 4123219.3725 | 5587197.8241 | 3921.0196 |  |  | 1682435.2981 | 214535.827
2279 | 3392265.765 | 2675650.5485 | 0 |  |  | 0 | 716615.2165 | 95 | 4123219.3725 | 5587197.8241 | 3921.0196 |  |  | 1682435.2981 | 214535.827
2280 | 3142434.788 | 1628656.8556 | 0 |  |  | 0 | 1513777.9324 | 95 | 4123219.3725 | 5587197.8241 | 3921.0196 |  |  | 1682435.2981 | 214535.827
2281 | 3032785.614 | 775550.8836 | 0 |  |  | 0 | 2257234.7304 | 96 | 4126587.8713 | 454020.4131 | 10034.2877 |  |  | 0 | 3662533.1705
2282 | 3046158.144 | 310220.3534 | 0 |  |  | 0 | 2735937.7906 | 96 | 4126587.8713 | 454020.4131 | 10034.2877 |  |  | 0 | 3662533.1705
2283 | 3119648.708 | 116332.6325 | 0 |  |  | 0 | 3003316.0755 | 96 | 4126587.8713 | 454020.4131 | 10034.2877 |  |  | 0 | 3662533.1705
2284 | 3382614.247 | 116332.6325 | 0 |  |  | 0 | 3266281.6145 | 96 | 4126587.8713 | 454020.4131 | 10034.2877 |  |  | 0 | 3662533.1705
2285 | 3922620.743 | 232665.2651 | 0 |  |  | 0 | 3689955.4779 | 96 | 4126587.8713 | 454020.4131 | 10034.2877 |  |  | 0 | 3662533.1705
2286 | 4459347.089 | 271442.8093 | 1334.8152 |  |  | 0 | 4186569.4646 | 96 | 4126587.8713 | 454020.4131 | 10034.2877 |  |  | 0 | 3662533.1705
2287 | 4628061.078 | 193887.7209 | 8453.8295 |  |  | 0 | 4425719.5276 | 96 | 4126587.8713 | 454020.4131 | 10034.2877 |  |  | 0 | 3662533.1705
2288 | 4607504.132 | 38777.5442 | 22803.0926 |  |  | 0 | 4545923.4952 | 96 | 4126587.8713 | 454020.4131 | 10034.2877 |  |  | 0 | 3662533.1705
2289 | 4648953.942 | 0 | 39043.344 |  |  | 0 | 4609910.598 | 96 | 4126587.8713 | 454020.4131 | 10034.2877 |  |  | 0 | 3662533.1705
2290 | 4607876.248 | 0 | 45272.4815 |  |  | 0 | 4562603.7665 | 96 | 4126587.8713 | 454020.4131 | 10034.2877 |  |  | 0 | 3662533.1705
2291 | 4523542.271 | 0 | 39933.2208 |  |  | 0 | 4483609.0502 | 96 | 4126587.8713 | 454020.4131 | 10034.2877 |  |  | 0 | 3662533.1705
2292 | 4529871.985 | 0 | 30255.8107 |  |  | 0 | 4499616.1743 | 96 | 4126587.8713 | 454020.4131 | 10034.2877 |  |  | 0 | 3662533.1705
2293 | 4507012.801 | 155110.1767 | 22469.3888 |  |  | 0 | 4329433.2354 | 96 | 4126587.8713 | 454020.4131 | 10034.2877 |  |  | 0 | 3662533.1705
2294 | 4379343.76 | 348997.8976 | 16240.2513 |  |  | 0 | 4014105.611 | 96 | 4126587.8713 | 454020.4131 | 10034.2877 |  |  | 0 | 3662533.1705
2295 | 4424984.918 | 504108.0744 | 9232.4717 |  |  | 0 | 3911644.372 | 96 | 4126587.8713 | 454020.4131 | 10034.2877 |  |  | 0 | 3662533.1705
2296 | 4769266.781 | 465330.5302 | 4338.1493 |  |  | 0 | 4299598.1015 | 96 | 4126587.8713 | 454020.4131 | 10034.2877 |  |  | 0 | 3662533.1705
2297 | 4786793.065 | 465330.5302 | 1446.0498 |  |  | 0 | 4320016.485 | 96 | 4126587.8713 | 454020.4131 | 10034.2877 |  |  | 0 | 3662533.1705
2298 | 4627522.065 | 697995.7953 | 0 |  |  | 0 | 3929526.2697 | 96 | 4126587.8713 | 454020.4131 | 10034.2877 |  |  | 0 | 3662533.1705
2299 | 4494505.779 | 1240881.4138 | 0 |  |  | 0 | 3253624.3652 | 96 | 4126587.8713 | 454020.4131 | 10034.2877 |  |  | 0 | 3662533.1705
2300 | 4218105.761 | 1512324.2231 | 0 |  |  | 0 | 2705781.5379 | 96 | 4126587.8713 | 454020.4131 | 10034.2877 |  |  | 0 | 3662533.1705
2301 | 3922281.611 | 1318436.5022 | 0 |  |  | 0 | 2603845.1088 | 96 | 4126587.8713 | 454020.4131 | 10034.2877 |  |  | 0 | 3662533.1705
2302 | 3660262.564 | 1008216.1487 | 0 |  |  | 0 | 2652046.4153 | 96 | 4126587.8713 | 454020.4131 | 10034.2877 |  |  | 0 | 3662533.1705
2303 | 3424892.584 | 697995.7953 | 0 |  |  | 0 | 2726896.7887 | 96 | 4126587.8713 | 454020.4131 | 10034.2877 |  |  | 0 | 3662533.1705
2304 | 3314153.022 | 426552.986 | 0 |  |  | 0 | 2887600.036 | 96 | 4126587.8713 | 454020.4131 | 10034.2877 |  |  | 0 | 3662533.1705
2305 | 3257943.035 | 232665.2651 | 0 |  |  | 0 | 3025277.7699 | 97 | 3901564.5151 | 1859706.3897 | 10261.3917 |  |  | 51825.9767 | 2083422.7104
2306 | 3251870.817 | 116332.6325 | 0 |  |  | 0 | 3135538.1845 | 97 | 3901564.5151 | 1859706.3897 | 10261.3917 |  |  | 51825.9767 | 2083422.7104
2307 | 3237319.894 | 38777.5442 | 0 |  |  | 0 | 3198542.3498 | 97 | 3901564.5151 | 1859706.3897 | 10261.3917 |  |  | 51825.9767 | 2083422.7104
2308 | 3423436.594 | 0 | 0 |  |  | 0 | 3423436.594 | 97 | 3901564.5151 | 1859706.3897 | 10261.3917 |  |  | 51825.9767 | 2083422.7104
2309 | 3997428.168 | 0 | 0 |  |  | 0 | 3997428.168 | 97 | 3901564.5151 | 1859706.3897 | 10261.3917 |  |  | 51825.9767 | 2083422.7104
2310 | 4482300.967 | 0 | 3781.9763 |  |  | 0 | 4478518.9907 | 97 | 3901564.5151 | 1859706.3897 | 10261.3917 |  |  | 51825.9767 | 2083422.7104
2311 | 4684578.626 | 38777.5442 | 7897.6565 |  |  | 0 | 4637903.4253 | 97 | 3901564.5151 | 1859706.3897 | 10261.3917 |  |  | 51825.9767 | 2083422.7104
2312 | 4674672.31 | 232665.2651 | 12680.7442 |  |  | 0 | 4429326.3007 | 97 | 3901564.5151 | 1859706.3897 | 10261.3917 |  |  | 51825.9767 | 2083422.7104
2313 | 4722686.052 | 155110.1767 | 24694.0808 |  |  | 0 | 4542881.7945 | 97 | 3901564.5151 | 1859706.3897 | 10261.3917 |  |  | 51825.9767 | 2083422.7104
2314 | 4642346.216 | 736773.3394 | 37486.0596 |  |  | 0 | 3868086.8169 | 97 | 3901564.5151 | 1859706.3897 | 10261.3917 |  |  | 51825.9767 | 2083422.7104
2315 | 4486724.131 | 1240881.4138 | 40600.6284 |  |  | 0 | 3205242.0888 | 97 | 3901564.5151 | 1859706.3897 | 10261.3917 |  |  | 51825.9767 | 2083422.7104
2316 | 4359837.853 | 1628656.8556 | 31145.6875 |  |  | 0 | 2700035.3099 | 97 | 3901564.5151 | 1859706.3897 | 10261.3917 |  |  | 51825.9767 | 2083422.7104
2317 | 4130091.741 | 2093987.3858 | 33704.0833 |  |  | 0 | 2002400.2719 | 97 | 3901564.5151 | 1859706.3897 | 10261.3917 |  |  | 51825.9767 | 2083422.7104
2318 | 4005299.965 | 2753205.6369 | 28920.9955 |  |  | 0 | 1223173.3326 | 97 | 3901564.5151 | 1859706.3897 | 10261.3917 |  |  | 51825.9767 | 2083422.7104
2319 | 3987691.729 | 3412423.8879 | 14571.7324 |  |  | 0 | 560696.1087 | 97 | 3901564.5151 | 1859706.3897 | 10261.3917 |  |  | 51825.9767 | 2083422.7104
2320 | 4166831.399 | 4149197.2274 | 7341.4835 |  |  | 0 | 10292.6881 | 97 | 3901564.5151 | 1859706.3897 | 10261.3917 |  |  | 51825.9767 | 2083422.7104
2321 | 4125194.684 | 4459417.5808 | 3003.3342 |  |  | 337226.231 | 0 | 97 | 3901564.5151 | 1859706.3897 | 10261.3917 |  |  | 51825.9767 | 2083422.7104
2322 | 3932896.644 | 3994087.0507 | 444.9384 |  |  | 61635.3451 | 0 | 97 | 3901564.5151 | 1859706.3897 | 10261.3917 |  |  | 51825.9767 | 2083422.7104
2323 | 3881527.799 | 4149197.2274 | 0 |  |  | 267669.4284 | 0 | 97 | 3901564.5151 | 1859706.3897 | 10261.3917 |  |  | 51825.9767 | 2083422.7104
2324 | 3729486.275 | 4149197.2274 | 0 |  |  | 419710.9524 | 0 | 97 | 3901564.5151 | 1859706.3897 | 10261.3917 |  |  | 51825.9767 | 2083422.7104
2325 | 3448730.125 | 3606311.6089 | 0 |  |  | 157581.4839 | 0 | 97 | 3901564.5151 | 1859706.3897 | 10261.3917 |  |  | 51825.9767 | 2083422.7104
2326 | 3191267.372 | 3102203.5345 | 0 |  |  | 0 | 89063.8375 | 97 | 3901564.5151 | 1859706.3897 | 10261.3917 |  |  | 51825.9767 | 2083422.7104
2327 | 2986529.851 | 2520540.3718 | 0 |  |  | 0 | 465989.4792 | 97 | 3901564.5151 | 1859706.3897 | 10261.3917 |  |  | 51825.9767 | 2083422.7104
2328 | 2830856.116 | 1822544.5765 | 0 |  |  | 0 | 1008311.5395 | 97 | 3901564.5151 | 1859706.3897 | 10261.3917 |  |  | 51825.9767 | 2083422.7104
2329 | 2759253.84 | 1163326.3254 | 0 |  |  | 0 | 1595927.5146 | 98 | 3423314.6295 | 445941.7581 | 10993.6861 |  |  | 0 | 2966379.1853
2330 | 2747427.401 | 620440.7069 | 0 |  |  | 0 | 2126986.6941 | 98 | 3423314.6295 | 445941.7581 | 10993.6861 |  |  | 0 | 2966379.1853
2331 | 2775934.349 | 271442.8093 | 0 |  |  | 0 | 2504491.5397 | 98 | 3423314.6295 | 445941.7581 | 10993.6861 |  |  | 0 | 2966379.1853
2332 | 2862381.332 | 38777.5442 | 0 |  |  | 0 | 2823603.7878 | 98 | 3423314.6295 | 445941.7581 | 10993.6861 |  |  | 0 | 2966379.1853
2333 | 3028524.335 | 0 | 0 |  |  | 0 | 3028524.335 | 98 | 3423314.6295 | 445941.7581 | 10993.6861 |  |  | 0 | 2966379.1853
2334 | 3335878.498 | 0 | 3114.5688 |  |  | 0 | 3332763.9292 | 98 | 3423314.6295 | 445941.7581 | 10993.6861 |  |  | 0 | 2966379.1853
2335 | 3645415.506 | 38777.5442 | 9899.8792 |  |  | 0 | 3596738.0826 | 98 | 3423314.6295 | 445941.7581 | 10993.6861 |  |  | 0 | 2966379.1853
2336 | 3822321.621 | 38777.5442 | 19021.1163 |  |  | 0 | 3764522.9605 | 98 | 3423314.6295 | 445941.7581 | 10993.6861 |  |  | 0 | 2966379.1853
2337 | 3894447.503 | 38777.5442 | 30255.8107 |  |  | 0 | 3825414.1481 | 98 | 3423314.6295 | 445941.7581 | 10993.6861 |  |  | 0 | 2966379.1853
2338 | 3870058.84 | 116332.6325 | 26473.8344 |  |  | 0 | 3727252.3731 | 98 | 3423314.6295 | 445941.7581 | 10993.6861 |  |  | 0 | 2966379.1853
2339 | 3783681.539 | 155110.1767 | 23025.5618 |  |  | 0 | 3605545.8004 | 98 | 3423314.6295 | 445941.7581 | 10993.6861 |  |  | 0 | 2966379.1853
2340 | 3698750.979 | 155110.1767 | 29699.6377 |  |  | 0 | 3513941.1645 | 98 | 3423314.6295 | 445941.7581 | 10993.6861 |  |  | 0 | 2966379.1853
2341 | 3610627.733 | 193887.7209 | 30923.2183 |  |  | 0 | 3385816.7938 | 98 | 3423314.6295 | 445941.7581 | 10993.6861 |  |  | 0 | 2966379.1853
2342 | 3562533.291 | 232665.2651 | 30700.7491 |  |  | 0 | 3299167.2768 | 98 | 3423314.6295 | 445941.7581 | 10993.6861 |  |  | 0 | 2966379.1853
2343 | 3669110.011 | 310220.3534 | 24805.3154 |  |  | 0 | 3334084.3421 | 98 | 3423314.6295 | 445941.7581 | 10993.6861 |  |  | 0 | 2966379.1853
2344 | 3925118.6 | 504108.0744 | 22358.1542 |  |  | 0 | 3398652.3714 | 98 | 3423314.6295 | 445941.7581 | 10993.6861 |  |  | 0 | 2966379.1853
2345 | 3968652.653 | 775550.8836 | 11123.4598 |  |  | 0 | 3181978.3096 | 98 | 3423314.6295 | 445941.7581 | 10993.6861 |  |  | 0 | 2966379.1853
2346 | 3776619.968 | 1202103.8696 | 2447.1612 |  |  | 0 | 2572068.9372 | 98 | 3423314.6295 | 445941.7581 | 10993.6861 |  |  | 0 | 2966379.1853
2347 | 3711257.496 | 1628656.8556 | 0 |  |  | 0 | 2082600.6404 | 98 | 3423314.6295 | 445941.7581 | 10993.6861 |  |  | 0 | 2966379.1853
2348 | 3569844.654 | 1512324.2231 | 0 |  |  | 0 | 2057520.4309 | 98 | 3423314.6295 | 445941.7581 | 10993.6861 |  |  | 0 | 2966379.1853
2349 | 3337093.101 | 1046993.6929 | 0 |  |  | 0 | 2290099.4081 | 98 | 3423314.6295 | 445941.7581 | 10993.6861 |  |  | 0 | 2966379.1853
2350 | 3103259.042 | 387775.4418 | 0 |  |  | 0 | 2715483.6002 | 98 | 3423314.6295 | 445941.7581 | 10993.6861 |  |  | 0 | 2966379.1853
2351 | 2916853.97 | 155110.1767 | 0 |  |  | 0 | 2761743.7933 | 98 | 3423314.6295 | 445941.7581 | 10993.6861 |  |  | 0 | 2966379.1853
2352 | 2784504.846 | 116332.6325 | 0 |  |  | 0 | 2668172.2135 | 98 | 3423314.6295 | 445941.7581 | 10993.6861 |  |  | 0 | 2966379.1853
2353 | 2736404.047 | 232665.2651 | 0 |  |  | 0 | 2503738.7819 | 99 | 3283534.6399 | 1105160.0092 | 26538.7212 |  |  | 22049.1313 | 2173885.0407
2354 | 2739015.49 | 504108.0744 | 0 |  |  | 0 | 2234907.4156 | 99 | 3283534.6399 | 1105160.0092 | 26538.7212 |  |  | 22049.1313 | 2173885.0407
2355 | 2756648.691 | 930661.0603 | 0 |  |  | 0 | 1825987.6307 | 99 | 3283534.6399 | 1105160.0092 | 26538.7212 |  |  | 22049.1313 | 2173885.0407
2356 | 2815857.459 | 1551101.7672 | 0 |  |  | 0 | 1264755.6918 | 99 | 3283534.6399 | 1105160.0092 | 26538.7212 |  |  | 22049.1313 | 2173885.0407
2357 | 2916019.34 | 2365430.1951 | 0 |  |  | 0 | 550589.1449 | 99 | 3283534.6399 | 1105160.0092 | 26538.7212 |  |  | 22049.1313 | 2173885.0407
2358 | 3171522.798 | 3218536.167 | 6674.0759 |  |  | 53687.4449 | 0 | 99 | 3283534.6399 | 1105160.0092 | 26538.7212 |  |  | 22049.1313 | 2173885.0407
2359 | 3430182.597 | 3877754.4181 | 27919.8842 |  |  | 475491.7053 | 0 | 99 | 3283534.6399 | 1105160.0092 | 26538.7212 |  |  | 22049.1313 | 2173885.0407
2360 | 3563436.864 | 2830760.7252 | 54060.0147 |  |  | 0 | 678616.124 | 99 | 3283534.6399 | 1105160.0092 | 26538.7212 |  |  | 22049.1313 | 2173885.0407
2361 | 3606580.635 | 1395991.5905 | 72080.0197 |  |  | 0 | 2138509.0248 | 99 | 3283534.6399 | 1105160.0092 | 26538.7212 |  |  | 22049.1313 | 2173885.0407
2362 | 3599891.059 | 1395991.5905 | 78420.3918 |  |  | 0 | 2125479.0767 | 99 | 3283534.6399 | 1105160.0092 | 26538.7212 |  |  | 22049.1313 | 2173885.0407
2363 | 3551370.826 | 1124548.7813 | 81423.7259 |  |  | 0 | 2345398.3188 | 99 | 3283534.6399 | 1105160.0092 | 26538.7212 |  |  | 22049.1313 | 2173885.0407
2364 | 3483660.767 | 736773.3394 | 83759.6525 |  |  | 0 | 2663127.7751 | 99 | 3283534.6399 | 1105160.0092 | 26538.7212 |  |  | 22049.1313 | 2173885.0407
2365 | 3404598.389 | 465330.5302 | 75750.7614 |  |  | 0 | 2863517.0974 | 99 | 3283534.6399 | 1105160.0092 | 26538.7212 |  |  | 22049.1313 | 2173885.0407
2366 | 3352606.12 | 310220.3534 | 67630.6357 |  |  | 0 | 2974755.1308 | 99 | 3283534.6399 | 1105160.0092 | 26538.7212 |  |  | 22049.1313 | 2173885.0407
2367 | 3396801.17 | 155110.1767 | 49833.1 |  |  | 0 | 3191857.8933 | 99 | 3283534.6399 | 1105160.0092 | 26538.7212 |  |  | 22049.1313 | 2173885.0407
2368 | 3636068.287 | 155110.1767 | 24805.3154 |  |  | 0 | 3456152.7949 | 99 | 3283534.6399 | 1105160.0092 | 26538.7212 |  |  | 22049.1313 | 2173885.0407
2369 | 3708637.698 | 193887.7209 | 12791.9788 |  |  | 0 | 3501957.9983 | 99 | 3283534.6399 | 1105160.0092 | 26538.7212 |  |  | 22049.1313 | 2173885.0407
2370 | 3609988.333 | 387775.4418 | 1779.7536 |  |  | 0 | 3220433.1376 | 99 | 3283534.6399 | 1105160.0092 | 26538.7212 |  |  | 22049.1313 | 2173885.0407
2371 | 3621484.455 | 736773.3394 | 0 |  |  | 0 | 2884711.1156 | 99 | 3283534.6399 | 1105160.0092 | 26538.7212 |  |  | 22049.1313 | 2173885.0407
2372 | 3527174.543 | 969438.6045 | 0 |  |  | 0 | 2557735.9385 | 99 | 3283534.6399 | 1105160.0092 | 26538.7212 |  |  | 22049.1313 | 2173885.0407
2373 | 3301619.481 | 1008216.1487 | 0 |  |  | 0 | 2293403.3323 | 99 | 3283534.6399 | 1105160.0092 | 26538.7212 |  |  | 22049.1313 | 2173885.0407
2374 | 3085735.609 | 891883.5162 | 0 |  |  | 0 | 2193852.0928 | 99 | 3283534.6399 | 1105160.0092 | 26538.7212 |  |  | 22049.1313 | 2173885.0407
2375 | 2943496.047 | 697995.7953 | 0 |  |  | 0 | 2245500.2517 | 99 | 3283534.6399 | 1105160.0092 | 26538.7212 |  |  | 22049.1313 | 2173885.0407
2376 | 2846030.652 | 387775.4418 | 0 |  |  | 0 | 2458255.2102 | 99 | 3283534.6399 | 1105160.0092 | 26538.7212 |  |  | 22049.1313 | 2173885.0407
2377 | 2826683.982 | 116332.6325 | 0 |  |  | 0 | 2710351.3495 | 100 | 3996291.3373 | 2858228.1524 | 16147.5558 |  |  | 516112.4009 | 1638028.0299
2378 | 2845968.221 | 0 | 0 |  |  | 0 | 2845968.221 | 100 | 3996291.3373 | 2858228.1524 | 16147.5558 |  |  | 516112.4009 | 1638028.0299
2379 | 2942758.858 | 0 | 0 |  |  | 0 | 2942758.858 | 100 | 3996291.3373 | 2858228.1524 | 16147.5558 |  |  | 516112.4009 | 1638028.0299
2380 | 3156464.527 | 0 | 0 |  |  | 0 | 3156464.527 | 100 | 3996291.3373 | 2858228.1524 | 16147.5558 |  |  | 516112.4009 | 1638028.0299
2381 | 3597961.824 | 0 | 0 |  |  | 0 | 3597961.824 | 100 | 3996291.3373 | 2858228.1524 | 16147.5558 |  |  | 516112.4009 | 1638028.0299
2382 | 4153566.51 | 271442.8093 | 4449.3839 |  |  | 0 | 3877674.3168 | 100 | 3996291.3373 | 2858228.1524 | 16147.5558 |  |  | 516112.4009 | 1638028.0299
2383 | 4489328.781 | 969438.6045 | 18464.9433 |  |  | 0 | 3501425.2332 | 100 | 3996291.3373 | 2858228.1524 | 16147.5558 |  |  | 516112.4009 | 1638028.0299
2384 | 4603056.997 | 1046993.6929 | 33036.6757 |  |  | 0 | 3523026.6284 | 100 | 3996291.3373 | 2858228.1524 | 16147.5558 |  |  | 516112.4009 | 1638028.0299
2385 | 4673340.505 | 581663.1627 | 44716.3085 |  |  | 0 | 4046961.0338 | 100 | 3996291.3373 | 2858228.1524 | 16147.5558 |  |  | 516112.4009 | 1638028.0299
2386 | 4624329.899 | 1395991.5905 | 55728.5337 |  |  | 0 | 3172609.7748 | 100 | 3996291.3373 | 2858228.1524 | 16147.5558 |  |  | 516112.4009 | 1638028.0299
2387 | 4593317.489 | 2016432.2974 | 62625.0788 |  |  | 0 | 2514260.1128 | 100 | 3996291.3373 | 2858228.1524 | 16147.5558 |  |  | 516112.4009 | 1638028.0299
2388 | 4662933.051 | 2598095.4601 | 55728.5337 |  |  | 0 | 2009109.0571 | 100 | 3996291.3373 | 2858228.1524 | 16147.5558 |  |  | 516112.4009 | 1638028.0299
2389 | 4647362.472 | 3373646.3438 | 43937.6663 |  |  | 0 | 1229778.4619 | 100 | 3996291.3373 | 2858228.1524 | 16147.5558 |  |  | 516112.4009 | 1638028.0299
2390 | 4557521.629 | 4459417.5808 | 33036.6757 |  |  | 0 | 65067.3725 | 100 | 3996291.3373 | 2858228.1524 | 16147.5558 |  |  | 516112.4009 | 1638028.0299
2391 | 4455552.536 | 6204407.069 | 22135.685 |  |  | 1770990.218 | 0 | 100 | 3996291.3373 | 2858228.1524 | 16147.5558 |  |  | 516112.4009 | 1638028.0299
2392 | 4441386.727 | 7445288.4828 | 10233.583 |  |  | 3014135.3388 | 0 | 100 | 3996291.3373 | 2858228.1524 | 16147.5558 |  |  | 516112.4009 | 1638028.0299
2393 | 4413155.191 | 7522843.5712 | 3337.0379 |  |  | 3113025.4181 | 0 | 100 | 3996291.3373 | 2858228.1524 | 16147.5558 |  |  | 516112.4009 | 1638028.0299
2394 | 4220119.023 | 5739076.5388 | 111.2346 |  |  | 1519068.7504 | 0 | 100 | 3996291.3373 | 2858228.1524 | 16147.5558 |  |  | 516112.4009 | 1638028.0299
2395 | 4155543.029 | 4808415.4785 | 0 |  |  | 652872.4495 | 0 | 100 | 3996291.3373 | 2858228.1524 | 16147.5558 |  |  | 516112.4009 | 1638028.0299
2396 | 4035787.91 | 3916531.9623 | 0 |  |  | 0 | 119255.9477 | 100 | 3996291.3373 | 2858228.1524 | 16147.5558 |  |  | 516112.4009 | 1638028.0299
2397 | 3774718.025 | 3877754.4181 | 0 |  |  | 103036.3931 | 0 | 100 | 3996291.3373 | 2858228.1524 | 16147.5558 |  |  | 516112.4009 | 1638028.0299
2398 | 3490144.882 | 4149197.2274 | 0 |  |  | 659052.3454 | 0 | 100 | 3996291.3373 | 2858228.1524 | 16147.5558 |  |  | 516112.4009 | 1638028.0299
2399 | 3313372.656 | 4149197.2274 | 0 |  |  | 835824.5714 | 0 | 100 | 3996291.3373 | 2858228.1524 | 16147.5558 |  |  | 516112.4009 | 1638028.0299
2400 | 3236617.37 | 3955309.5065 | 0 |  |  | 718692.1365 | 0 | 100 | 3996291.3373 | 2858228.1524 | 16147.5558 |  |  | 516112.4009 | 1638028.0299
2401 | 3183200.626 | 4420640.0367 | 0 |  |  | 1237439.4107 | 0 | 101 | 4008579.2399 | 8603767.6152 | 13315.7084 |  |  | 4879079.7272 | 270575.6435
2402 | 3178520.09 | 5894186.7155 | 0 |  |  | 2715666.6255 | 0 | 101 | 4008579.2399 | 8603767.6152 | 13315.7084 |  |  | 4879079.7272 | 270575.6435
2403 | 3245009.12 | 8026951.6455 | 0 |  |  | 4781942.5255 | 0 | 101 | 4008579.2399 | 8603767.6152 | 13315.7084 |  |  | 4879079.7272 | 270575.6435
2404 | 3445608.084 | 8880057.6175 | 0 |  |  | 5434449.5335 | 0 | 101 | 4008579.2399 | 8603767.6152 | 13315.7084 |  |  | 4879079.7272 | 270575.6435
2405 | 3833323.231 | 8802502.5291 | 0 |  |  | 4969179.2981 | 0 | 101 | 4008579.2399 | 8603767.6152 | 13315.7084 |  |  | 4879079.7272 | 270575.6435
2406 | 4311139.549 | 8841280.0733 | 889.8768 |  |  | 4531030.4011 | 0 | 101 | 4008579.2399 | 8603767.6152 | 13315.7084 |  |  | 4879079.7272 | 270575.6435
2407 | 4557182.202 | 8259616.9106 | 5005.5569 |  |  | 3707440.2655 | 0 | 101 | 4008579.2399 | 8603767.6152 | 13315.7084 |  |  | 4879079.7272 | 270575.6435
2408 | 4632909.761 | 5816631.6272 | 11568.3982 |  |  | 1195290.2644 | 0 | 101 | 4008579.2399 | 8603767.6152 | 13315.7084 |  |  | 4879079.7272 | 270575.6435
2409 | 4681465.602 | 5545188.8179 | 20578.4007 |  |  | 884301.6166 | 0 | 101 | 4008579.2399 | 8603767.6152 | 13315.7084 |  |  | 4879079.7272 | 270575.6435
2410 | 4635236.294 | 9810718.6779 | 51612.8536 |  |  | 5227095.2374 | 0 | 101 | 4008579.2399 | 8603767.6152 | 13315.7084 |  |  | 4879079.7272 | 270575.6435
2411 | 4491210.803 | 13339475.1983 | 55951.0029 |  |  | 8904215.3983 | 0 | 101 | 4008579.2399 | 8603767.6152 | 13315.7084 |  |  | 4879079.7272 | 270575.6435
2412 | 4459113.083 | 13339475.1983 | 42936.5549 |  |  | 8923298.6703 | 0 | 101 | 4008579.2399 | 8603767.6152 | 13315.7084 |  |  | 4879079.7272 | 270575.6435
2413 | 4368227.246 | 13339475.1983 | 36707.4174 |  |  | 9007955.3698 | 0 | 101 | 4008579.2399 | 8603767.6152 | 13315.7084 |  |  | 4879079.7272 | 270575.6435
2414 | 4219848.537 | 13339475.1983 | 28809.7609 |  |  | 9148436.4223 | 0 | 101 | 4008579.2399 | 8603767.6152 | 13315.7084 |  |  | 4879079.7272 | 270575.6435
2415 | 4180740.143 | 13339475.1983 | 27697.415 |  |  | 9186432.4703 | 0 | 101 | 4008579.2399 | 8603767.6152 | 13315.7084 |  |  | 4879079.7272 | 270575.6435
2416 | 4417587.068 | 13339475.1983 | 21134.5737 |  |  | 8943022.704 | 0 | 101 | 4008579.2399 | 8603767.6152 | 13315.7084 |  |  | 4879079.7272 | 270575.6435
2417 | 4414585.097 | 13339475.1983 | 13681.8556 |  |  | 8938571.9569 | 0 | 101 | 4008579.2399 | 8603767.6152 | 13315.7084 |  |  | 4879079.7272 | 270575.6435
2418 | 4239770.213 | 13339475.1983 | 3003.3342 |  |  | 9102708.3195 | 0 | 101 | 4008579.2399 | 8603767.6152 | 13315.7084 |  |  | 4879079.7272 | 270575.6435
2419 | 4190656.942 | 10237271.6638 | 0 |  |  | 6046614.7218 | 0 | 101 | 4008579.2399 | 8603767.6152 | 13315.7084 |  |  | 4879079.7272 | 270575.6435
2420 | 4017097.514 | 7406510.9386 | 0 |  |  | 3389413.4246 | 0 | 101 | 4008579.2399 | 8603767.6152 | 13315.7084 |  |  | 4879079.7272 | 270575.6435
2421 | 3713563.853 | 4536972.6692 | 0 |  |  | 823408.8162 | 0 | 101 | 4008579.2399 | 8603767.6152 | 13315.7084 |  |  | 4879079.7272 | 270575.6435
2422 | 3425088.799 | 2287875.1067 | 0 |  |  | 0 | 1137213.6923 | 101 | 4008579.2399 | 8603767.6152 | 13315.7084 |  |  | 4879079.7272 | 270575.6435
2423 | 3240178.361 | 853105.972 | 0 |  |  | 0 | 2387072.389 | 101 | 4008579.2399 | 8603767.6152 | 13315.7084 |  |  | 4879079.7272 | 270575.6435
2424 | 3124639.54 | 155110.1767 | 0 |  |  | 0 | 2969529.3633 | 101 | 4008579.2399 | 8603767.6152 | 13315.7084 |  |  | 4879079.7272 | 270575.6435
2425 | 3061353.917 | 0 | 0 |  |  | 0 | 3061353.917 | 102 | 3981057.4522 | 1644814.1657 | 19623.637 |  |  | 310347.6166 | 2626967.2661
2426 | 3084268.808 | 0 | 0 |  |  | 0 | 3084268.808 | 102 | 3981057.4522 | 1644814.1657 | 19623.637 |  |  | 310347.6166 | 2626967.2661
2427 | 3130518.417 | 0 | 0 |  |  | 0 | 3130518.417 | 102 | 3981057.4522 | 1644814.1657 | 19623.637 |  |  | 310347.6166 | 2626967.2661
2428 | 3335909.247 | 0 | 0 |  |  | 0 | 3335909.247 | 102 | 3981057.4522 | 1644814.1657 | 19623.637 |  |  | 310347.6166 | 2626967.2661
2429 | 3712999.706 | 0 | 0 |  |  | 0 | 3712999.706 | 102 | 3981057.4522 | 1644814.1657 | 19623.637 |  |  | 310347.6166 | 2626967.2661
2430 | 4209522.754 | 0 | 5784.1991 |  |  | 0 | 4203738.5549 | 102 | 3981057.4522 | 1644814.1657 | 19623.637 |  |  | 310347.6166 | 2626967.2661
2431 | 4517312.218 | 38777.5442 | 14126.794 |  |  | 0 | 4464407.8798 | 102 | 3981057.4522 | 1644814.1657 | 19623.637 |  |  | 310347.6166 | 2626967.2661
2432 | 4646478.179 | 38777.5442 | 23248.031 |  |  | 0 | 4584452.6038 | 102 | 3981057.4522 | 1644814.1657 | 19623.637 |  |  | 310347.6166 | 2626967.2661
2433 | 4759594.809 | 38777.5442 | 51835.3228 |  |  | 0 | 4668981.942 | 102 | 3981057.4522 | 1644814.1657 | 19623.637 |  |  | 310347.6166 | 2626967.2661
2434 | 4752045.086 | 38777.5442 | 90433.7284 |  |  | 0 | 4622833.8134 | 102 | 3981057.4522 | 1644814.1657 | 19623.637 |  |  | 310347.6166 | 2626967.2661
2435 | 4647322.977 | 155110.1767 | 94771.8777 |  |  | 0 | 4397440.9226 | 102 | 3981057.4522 | 1644814.1657 | 19623.637 |  |  | 310347.6166 | 2626967.2661
2436 | 4601526.028 | 310220.3534 | 77752.9842 |  |  | 0 | 4213552.6904 | 102 | 3981057.4522 | 1644814.1657 | 19623.637 |  |  | 310347.6166 | 2626967.2661
2437 | 4480567.811 | 620440.7069 | 51612.8536 |  |  | 0 | 3808514.2505 | 102 | 3981057.4522 | 1644814.1657 | 19623.637 |  |  | 310347.6166 | 2626967.2661
2438 | 4339663.968 | 1240881.4138 | 29588.4031 |  |  | 0 | 3069194.1511 | 102 | 3981057.4522 | 1644814.1657 | 19623.637 |  |  | 310347.6166 | 2626967.2661
2439 | 4285109.641 | 1861322.1207 | 18020.0049 |  |  | 0 | 2405767.5154 | 102 | 3981057.4522 | 1644814.1657 | 19623.637 |  |  | 310347.6166 | 2626967.2661
2440 | 4409020.266 | 2598095.4601 | 9899.8792 |  |  | 0 | 1801024.9266 | 102 | 3981057.4522 | 1644814.1657 | 19623.637 |  |  | 310347.6166 | 2626967.2661
2441 | 4340737.588 | 3218536.167 | 3559.5071 |  |  | 0 | 1118641.9138 | 102 | 3981057.4522 | 1644814.1657 | 19623.637 |  |  | 310347.6166 | 2626967.2661
2442 | 4142329.656 | 2869538.2694 | 333.7038 |  |  | 0 | 1272457.6828 | 102 | 3981057.4522 | 1644814.1657 | 19623.637 |  |  | 310347.6166 | 2626967.2661
2443 | 4050197.33 | 2908315.8136 | 0 |  |  | 0 | 1141881.5164 | 102 | 3981057.4522 | 1644814.1657 | 19623.637 |  |  | 310347.6166 | 2626967.2661
2444 | 3935144.829 | 2985870.902 | 0 |  |  | 0 | 949273.927 | 102 | 3981057.4522 | 1644814.1657 | 19623.637 |  |  | 310347.6166 | 2626967.2661
2445 | 3636676.932 | 4149197.2274 | 0 |  |  | 512520.2954 | 0 | 102 | 3981057.4522 | 1644814.1657 | 19623.637 |  |  | 310347.6166 | 2626967.2661
2446 | 3361770.143 | 5234968.4645 | 0 |  |  | 1873198.3215 | 0 | 102 | 3981057.4522 | 1644814.1657 | 19623.637 |  |  | 310347.6166 | 2626967.2661
2447 | 3123084.038 | 5545188.8179 | 0 |  |  | 2422104.7799 | 0 | 102 | 3981057.4522 | 1644814.1657 | 19623.637 |  |  | 310347.6166 | 2626967.2661
2448 | 2982224.504 | 5622743.9063 | 0 |  |  | 2640519.4023 | 0 | 102 | 3981057.4522 | 1644814.1657 | 19623.637 |  |  | 310347.6166 | 2626967.2661
2449 | 2905232.188 | 5196190.9203 | 0 |  |  | 2290958.7323 | 0 | 103 | 3457404.295 | 1845164.8106 | 28415.8051 |  |  | 277825.1435 | 1861648.8229
2450 | 2909501.431 | 4265529.8599 | 0 |  |  | 1356028.4289 | 0 | 103 | 3457404.295 | 1845164.8106 | 28415.8051 |  |  | 277825.1435 | 1861648.8229
2451 | 2930578.684 | 3257313.7112 | 0 |  |  | 326735.0272 | 0 | 103 | 3457404.295 | 1845164.8106 | 28415.8051 |  |  | 277825.1435 | 1861648.8229
2452 | 2985096.606 | 2753205.6369 | 0 |  |  | 0 | 231890.9691 | 103 | 3457404.295 | 1845164.8106 | 28415.8051 |  |  | 277825.1435 | 1861648.8229
2453 | 3061668.073 | 2753205.6369 | 0 |  |  | 0 | 308462.4361 | 103 | 3457404.295 | 1845164.8106 | 28415.8051 |  |  | 277825.1435 | 1861648.8229
2454 | 3311931.357 | 3063425.9903 | 7230.2489 |  |  | 0 | 241275.1178 | 103 | 3457404.295 | 1845164.8106 | 28415.8051 |  |  | 277825.1435 | 1861648.8229
2455 | 3611476.793 | 3373646.3438 | 27697.415 |  |  | 0 | 210133.0343 | 103 | 3457404.295 | 1845164.8106 | 28415.8051 |  |  | 277825.1435 | 1861648.8229
2456 | 3800135.013 | 1938877.2091 | 57174.5835 |  |  | 0 | 1804083.2204 | 103 | 3457404.295 | 1845164.8106 | 28415.8051 |  |  | 277825.1435 | 1861648.8229
2457 | 3892229.439 | 1900099.6649 | 76195.6998 |  |  | 0 | 1915934.0743 | 103 | 3457404.295 | 1845164.8106 | 28415.8051 |  |  | 277825.1435 | 1861648.8229
2458 | 3878721.542 | 1357214.0463 | 89098.9132 |  |  | 0 | 2432408.5825 | 103 | 3457404.295 | 1845164.8106 | 28415.8051 |  |  | 277825.1435 | 1861648.8229
2459 | 3819729.699 | 620440.7069 | 95439.2853 |  |  | 0 | 3103849.7068 | 103 | 3457404.295 | 1845164.8106 | 28415.8051 |  |  | 277825.1435 | 1861648.8229
2460 | 3688113.448 | 193887.7209 | 92213.4819 |  |  | 0 | 3402012.2452 | 103 | 3457404.295 | 1845164.8106 | 28415.8051 |  |  | 277825.1435 | 1861648.8229
2461 | 3655174.284 | 77555.0884 | 80978.7875 |  |  | 0 | 3496640.4081 | 103 | 3457404.295 | 1845164.8106 | 28415.8051 |  |  | 277825.1435 | 1861648.8229
2462 | 3624278.639 | 0 | 52725.1996 |  |  | 0 | 3571553.4394 | 103 | 3457404.295 | 1845164.8106 | 28415.8051 |  |  | 277825.1435 | 1861648.8229
2463 | 3658444.635 | 0 | 42269.1473 |  |  | 0 | 3616175.4877 | 103 | 3457404.295 | 1845164.8106 | 28415.8051 |  |  | 277825.1435 | 1861648.8229
2464 | 3851973.177 | 0 | 37263.5904 |  |  | 0 | 3814709.5866 | 103 | 3457404.295 | 1845164.8106 | 28415.8051 |  |  | 277825.1435 | 1861648.8229
2465 | 3860466.444 | 0 | 20800.8699 |  |  | 0 | 3839665.5741 | 103 | 3457404.295 | 1845164.8106 | 28415.8051 |  |  | 277825.1435 | 1861648.8229
2466 | 3720619.305 | 0 | 2892.0996 |  |  | 0 | 3717727.2054 | 103 | 3457404.295 | 1845164.8106 | 28415.8051 |  |  | 277825.1435 | 1861648.8229
2467 | 3696127.696 | 77555.0884 | 0 |  |  | 0 | 3618572.6076 | 103 | 3457404.295 | 1845164.8106 | 28415.8051 |  |  | 277825.1435 | 1861648.8229
2468 | 3630720.515 | 426552.986 | 0 |  |  | 0 | 3204167.529 | 103 | 3457404.295 | 1845164.8106 | 28415.8051 |  |  | 277825.1435 | 1861648.8229
2469 | 3420150.262 | 1589879.3114 | 0 |  |  | 0 | 1830270.9506 | 103 | 3457404.295 | 1845164.8106 | 28415.8051 |  |  | 277825.1435 | 1861648.8229
2470 | 3189577.843 | 2869538.2694 | 0 |  |  | 0 | 320039.5736 | 103 | 3457404.295 | 1845164.8106 | 28415.8051 |  |  | 277825.1435 | 1861648.8229
2471 | 2993116.799 | 3838976.8739 | 0 |  |  | 845860.0749 | 0 | 103 | 3457404.295 | 1845164.8106 | 28415.8051 |  |  | 277825.1435 | 1861648.8229
2472 | 2882639.209 | 4730860.3901 | 0 |  |  | 1848221.1811 | 0 | 103 | 3457404.295 | 1845164.8106 | 28415.8051 |  |  | 277825.1435 | 1861648.8229
2473 | 2827640.532 | 5312523.5528 | 0 |  |  | 2484883.0208 | 0 | 104 | 3319497.2217 | 4819725.5955 | 22640.8755 |  |  | 1629848.1679 | 106978.9185
2474 | 2812497.987 | 5041080.7436 | 0 |  |  | 2228582.7566 | 0 | 104 | 3319497.2217 | 4819725.5955 | 22640.8755 |  |  | 1629848.1679 | 106978.9185
2475 | 2830123.361 | 4187974.7716 | 0 |  |  | 1357851.4106 | 0 | 104 | 3319497.2217 | 4819725.5955 | 22640.8755 |  |  | 1629848.1679 | 106978.9185
2476 | 2888180.911 | 3606311.6089 | 0 |  |  | 718130.6979 | 0 | 104 | 3319497.2217 | 4819725.5955 | 22640.8755 |  |  | 1629848.1679 | 106978.9185
2477 | 2975552.508 | 3412423.8879 | 0 |  |  | 436871.3799 | 0 | 104 | 3319497.2217 | 4819725.5955 | 22640.8755 |  |  | 1629848.1679 | 106978.9185
2478 | 3186779.925 | 3334868.7996 | 4226.9147 |  |  | 152315.7893 | 0 | 104 | 3319497.2217 | 4819725.5955 | 22640.8755 |  |  | 1629848.1679 | 106978.9185
2479 | 3430259.451 | 3334868.7996 | 21023.3391 |  |  | 0 | 74367.3123 | 104 | 3319497.2217 | 4819725.5955 | 22640.8755 |  |  | 1629848.1679 | 106978.9185
2480 | 3594730.981 | 2132764.93 | 36040.0098 |  |  | 0 | 1425926.0412 | 104 | 3319497.2217 | 4819725.5955 | 22640.8755 |  |  | 1629848.1679 | 106978.9185
2481 | 3717465.177 | 2598095.4601 | 52169.0266 |  |  | 0 | 1067200.6903 | 104 | 3319497.2217 | 4819725.5955 | 22640.8755 |  |  | 1629848.1679 | 106978.9185
2482 | 3720232.416 | 5002303.1994 | 64849.7708 |  |  | 1346920.5542 | 0 | 104 | 3319497.2217 | 4819725.5955 | 22640.8755 |  |  | 1629848.1679 | 106978.9185
2483 | 3653259.525 | 6669737.5992 | 63848.6594 |  |  | 3080326.7336 | 0 | 104 | 3319497.2217 | 4819725.5955 | 22640.8755 |  |  | 1629848.1679 | 106978.9185
2484 | 3552197.962 | 7716731.2921 | 62291.375 |  |  | 4226824.7051 | 0 | 104 | 3319497.2217 | 4819725.5955 | 22640.8755 |  |  | 1629848.1679 | 106978.9185
2485 | 3470590.269 | 8259616.9106 | 62847.548 |  |  | 4851874.1896 | 0 | 104 | 3319497.2217 | 4819725.5955 | 22640.8755 |  |  | 1629848.1679 | 106978.9185
2486 | 3423412.013 | 7949396.5572 | 57953.2257 |  |  | 4583937.7698 | 0 | 104 | 3319497.2217 | 4819725.5955 | 22640.8755 |  |  | 1629848.1679 | 106978.9185
2487 | 3482442.371 | 6747292.6875 | 50611.7422 |  |  | 3315462.0587 | 0 | 104 | 3319497.2217 | 4819725.5955 | 22640.8755 |  |  | 1629848.1679 | 106978.9185
2488 | 3719465.492 | 5661521.4505 | 40489.3938 |  |  | 1982545.3522 | 0 | 104 | 3319497.2217 | 4819725.5955 | 22640.8755 |  |  | 1629848.1679 | 106978.9185
2489 | 3773369.656 | 4730860.3901 | 22803.0926 |  |  | 980293.8268 | 0 | 104 | 3319497.2217 | 4819725.5955 | 22640.8755 |  |  | 1629848.1679 | 106978.9185
2490 | 3621588.066 | 3916531.9623 | 4226.9147 |  |  | 299170.811 | 0 | 104 | 3319497.2217 | 4819725.5955 | 22640.8755 |  |  | 1629848.1679 | 106978.9185
2491 | 3580223.328 | 3994087.0507 | 0 |  |  | 413863.7227 | 0 | 104 | 3319497.2217 | 4819725.5955 | 22640.8755 |  |  | 1629848.1679 | 106978.9185
2492 | 3507033.253 | 4653305.3017 | 0 |  |  | 1146272.0487 | 0 | 104 | 3319497.2217 | 4819725.5955 | 22640.8755 |  |  | 1629848.1679 | 106978.9185
2493 | 3287179.236 | 4692082.8459 | 0 |  |  | 1404903.6099 | 0 | 104 | 3319497.2217 | 4819725.5955 | 22640.8755 |  |  | 1629848.1679 | 106978.9185
2494 | 3062587.232 | 4847193.0227 | 0 |  |  | 1784605.7907 | 0 | 104 | 3319497.2217 | 4819725.5955 | 22640.8755 |  |  | 1629848.1679 | 106978.9185
2495 | 2848804.056 | 4459417.5808 | 0 |  |  | 1610613.5248 | 0 | 104 | 3319497.2217 | 4819725.5955 | 22640.8755 |  |  | 1629848.1679 | 106978.9185
2496 | 2702317.612 | 3412423.8879 | 0 |  |  | 710106.2759 | 0 | 104 | 3319497.2217 | 4819725.5955 | 22640.8755 |  |  | 1629848.1679 | 106978.9185
2497 | 2653326.862 | 2326652.6509 | 0 |  |  | 0 | 326674.2111 | 105 | 3433660.1595 | 2250713.2935 | 35479.2021 |  |  | 767508.0925 | 1914975.7565
2498 | 2672363.041 | 1667434.3998 | 0 |  |  | 0 | 1004928.6412 | 105 | 3433660.1595 | 2250713.2935 | 35479.2021 |  |  | 767508.0925 | 1914975.7565
2499 | 2690380.036 | 1357214.0463 | 0 |  |  | 0 | 1333165.9897 | 105 | 3433660.1595 | 2250713.2935 | 35479.2021 |  |  | 767508.0925 | 1914975.7565
2500 | 2781074.357 | 814328.4278 | 0 |  |  | 0 | 1966745.9292 | 105 | 3433660.1595 | 2250713.2935 | 35479.2021 |  |  | 767508.0925 | 1914975.7565
2501 | 2891150.454 | 310220.3534 | 0 |  |  | 0 | 2580930.1006 | 105 | 3433660.1595 | 2250713.2935 | 35479.2021 |  |  | 767508.0925 | 1914975.7565
2502 | 3177361.187 | 77555.0884 | 10567.2868 |  |  | 0 | 3089238.8118 | 105 | 3433660.1595 | 2250713.2935 | 35479.2021 |  |  | 767508.0925 | 1914975.7565
2503 | 3524168.01 | 38777.5442 | 37486.0596 |  |  | 0 | 3447904.4062 | 105 | 3433660.1595 | 2250713.2935 | 35479.2021 |  |  | 767508.0925 | 1914975.7565
2504 | 3751994.194 | 0 | 64738.5362 |  |  | 0 | 3687255.6578 | 105 | 3433660.1595 | 2250713.2935 | 35479.2021 |  |  | 767508.0925 | 1914975.7565
2505 | 3859985.394 | 0 | 86540.5174 |  |  | 0 | 3773444.8766 | 105 | 3433660.1595 | 2250713.2935 | 35479.2021 |  |  | 767508.0925 | 1914975.7565
2506 | 3893847.881 | 0 | 97552.7427 |  |  | 0 | 3796295.1383 | 105 | 3433660.1595 | 2250713.2935 | 35479.2021 |  |  | 767508.0925 | 1914975.7565
2507 | 3865147.598 | 0 | 97552.7427 |  |  | 0 | 3767594.8553 | 105 | 3433660.1595 | 2250713.2935 | 35479.2021 |  |  | 767508.0925 | 1914975.7565
2508 | 3817425.908 | 0 | 97552.7427 |  |  | 0 | 3719873.1653 | 105 | 3433660.1595 | 2250713.2935 | 35479.2021 |  |  | 767508.0925 | 1914975.7565
2509 | 3751218.05 | 38777.5442 | 97552.7427 |  |  | 0 | 3614887.7632 | 105 | 3433660.1595 | 2250713.2935 | 35479.2021 |  |  | 767508.0925 | 1914975.7565
2510 | 3723338.565 | 310220.3534 | 96996.5697 |  |  | 0 | 3316121.6419 | 105 | 3433660.1595 | 2250713.2935 | 35479.2021 |  |  | 767508.0925 | 1914975.7565
2511 | 3743388.404 | 814328.4278 | 79199.0339 |  |  | 0 | 2849860.9422 | 105 | 3433660.1595 | 2250713.2935 | 35479.2021 |  |  | 767508.0925 | 1914975.7565
2512 | 3990618.045 | 1667434.3998 | 55061.1261 |  |  | 0 | 2268122.5191 | 105 | 3433660.1595 | 2250713.2935 | 35479.2021 |  |  | 767508.0925 | 1914975.7565
2513 | 4002610.195 | 2559317.916 | 26918.7728 |  |  | 0 | 1416373.5063 | 105 | 3433660.1595 | 2250713.2935 | 35479.2021 |  |  | 767508.0925 | 1914975.7565
2514 | 3840486.067 | 3838976.8739 | 3781.9763 |  |  | 2272.7833 | 0 | 105 | 3433660.1595 | 2250713.2935 | 35479.2021 |  |  | 767508.0925 | 1914975.7565
2515 | 3730379.213 | 5739076.5388 | 0 |  |  | 2008697.3258 | 0 | 105 | 3433660.1595 | 2250713.2935 | 35479.2021 |  |  | 767508.0925 | 1914975.7565
2516 | 3630089.656 | 7445288.4828 | 0 |  |  | 3815198.8268 | 0 | 105 | 3433660.1595 | 2250713.2935 | 35479.2021 |  |  | 767508.0925 | 1914975.7565
2517 | 3393223.503 | 7755508.8362 | 0 |  |  | 4362285.3332 | 0 | 105 | 3433660.1595 | 2250713.2935 | 35479.2021 |  |  | 767508.0925 | 1914975.7565
2518 | 3190132.601 | 6863625.3201 | 0 |  |  | 3673492.7191 | 0 | 105 | 3433660.1595 | 2250713.2935 | 35479.2021 |  |  | 767508.0925 | 1914975.7565
2519 | 2986278.404 | 5739076.5388 | 0 |  |  | 2752798.1348 | 0 | 105 | 3433660.1595 | 2250713.2935 | 35479.2021 |  |  | 767508.0925 | 1914975.7565
2520 | 2847856.204 | 4653305.3017 | 0 |  |  | 1805449.0977 | 0 | 105 | 3433660.1595 | 2250713.2935 | 35479.2021 |  |  | 767508.0925 | 1914975.7565
2521 | 2792475.542 | 3761421.7856 | 0 |  |  | 968946.2436 | 0 | 106 | 3242363.8589 | 922582.4053 | 33759.7006 |  |  | 47647.7182 | 2333669.4712
2522 | 2772494.365 | 2947093.3578 | 0 |  |  | 174598.9928 | 0 | 106 | 3242363.8589 | 922582.4053 | 33759.7006 |  |  | 47647.7182 | 2333669.4712
2523 | 2797006.005 | 2287875.1067 | 0 |  |  | 0 | 509130.8983 | 106 | 3242363.8589 | 922582.4053 | 33759.7006 |  |  | 47647.7182 | 2333669.4712
2524 | 2833816.556 | 1783767.0323 | 0 |  |  | 0 | 1050049.5237 | 106 | 3242363.8589 | 922582.4053 | 33759.7006 |  |  | 47647.7182 | 2333669.4712
2525 | 2880292.424 | 1163326.3254 | 0 |  |  | 0 | 1716966.0986 | 106 | 3242363.8589 | 922582.4053 | 33759.7006 |  |  | 47647.7182 | 2333669.4712
2526 | 3095168.874 | 581663.1627 | 10344.8176 |  |  | 0 | 2503160.8936 | 106 | 3242363.8589 | 922582.4053 | 33759.7006 |  |  | 47647.7182 | 2333669.4712
2527 | 3372698.103 | 193887.7209 | 34482.7255 |  |  | 0 | 3144327.6566 | 106 | 3242363.8589 | 922582.4053 | 33759.7006 |  |  | 47647.7182 | 2333669.4712
2528 | 3525645.995 | 38777.5442 | 63070.0172 |  |  | 0 | 3423798.4336 | 106 | 3242363.8589 | 922582.4053 | 33759.7006 |  |  | 47647.7182 | 2333669.4712
2529 | 3609084.253 | 0 | 86318.0482 |  |  | 0 | 3522766.2048 | 106 | 3242363.8589 | 922582.4053 | 33759.7006 |  |  | 47647.7182 | 2333669.4712
2530 | 3558467.963 | 0 | 97552.7427 |  |  | 0 | 3460915.2203 | 106 | 3242363.8589 | 922582.4053 | 33759.7006 |  |  | 47647.7182 | 2333669.4712
2531 | 3454607.635 | 0 | 97552.7427 |  |  | 0 | 3357054.8923 | 106 | 3242363.8589 | 922582.4053 | 33759.7006 |  |  | 47647.7182 | 2333669.4712
2532 | 3383636.503 | 0 | 97552.7427 |  |  | 0 | 3286083.7603 | 106 | 3242363.8589 | 922582.4053 | 33759.7006 |  |  | 47647.7182 | 2333669.4712
2533 | 3305604.266 | 0 | 97552.7427 |  |  | 0 | 3208051.5233 | 106 | 3242363.8589 | 922582.4053 | 33759.7006 |  |  | 47647.7182 | 2333669.4712
2534 | 3300238.992 | 0 | 93659.5317 |  |  | 0 | 3206579.4603 | 106 | 3242363.8589 | 922582.4053 | 33759.7006 |  |  | 47647.7182 | 2333669.4712
2535 | 3362948.944 | 77555.0884 | 71635.0813 |  |  | 0 | 3213758.7744 | 106 | 3242363.8589 | 922582.4053 | 33759.7006 |  |  | 47647.7182 | 2333669.4712
2536 | 3582758.43 | 155110.1767 | 40823.0976 |  |  | 0 | 3386825.1557 | 106 | 3242363.8589 | 922582.4053 | 33759.7006 |  |  | 47647.7182 | 2333669.4712
2537 | 3608549.944 | 271442.8093 | 16240.2513 |  |  | 0 | 3320866.8834 | 106 | 3242363.8589 | 922582.4053 | 33759.7006 |  |  | 47647.7182 | 2333669.4712
2538 | 3528331.105 | 504108.0744 | 3448.2725 |  |  | 0 | 3020774.7581 | 106 | 3242363.8589 | 922582.4053 | 33759.7006 |  |  | 47647.7182 | 2333669.4712
2539 | 3540675.591 | 1124548.7813 | 0 |  |  | 0 | 2416126.8097 | 106 | 3242363.8589 | 922582.4053 | 33759.7006 |  |  | 47647.7182 | 2333669.4712
2540 | 3496757.724 | 1628656.8556 | 0 |  |  | 0 | 1868100.8684 | 106 | 3242363.8589 | 922582.4053 | 33759.7006 |  |  | 47647.7182 | 2333669.4712
2541 | 3289762.357 | 1667434.3998 | 0 |  |  | 0 | 1622327.9572 | 106 | 3242363.8589 | 922582.4053 | 33759.7006 |  |  | 47647.7182 | 2333669.4712
2542 | 3093206.623 | 1473546.6789 | 0 |  |  | 0 | 1619659.9441 | 106 | 3242363.8589 | 922582.4053 | 33759.7006 |  |  | 47647.7182 | 2333669.4712
2543 | 2887820.244 | 1318436.5022 | 0 |  |  | 0 | 1569383.7418 | 106 | 3242363.8589 | 922582.4053 | 33759.7006 |  |  | 47647.7182 | 2333669.4712
2544 | 2744684.176 | 1163326.3254 | 0 |  |  | 0 | 1581357.8506 | 106 | 3242363.8589 | 922582.4053 | 33759.7006 |  |  | 47647.7182 | 2333669.4712
2545 | 2685608.784 | 1046993.6929 | 0 |  |  | 0 | 1638615.0911 | 107 | 3381978.9851 | 1651277.0897 | 17760.4575 |  |  | 35987.0566 | 1748928.4945
2546 | 2694937.719 | 930661.0603 | 0 |  |  | 0 | 1764276.6587 | 107 | 3381978.9851 | 1651277.0897 | 17760.4575 |  |  | 35987.0566 | 1748928.4945
2547 | 2736563.097 | 891883.5162 | 0 |  |  | 0 | 1844679.5808 | 107 | 3381978.9851 | 1651277.0897 | 17760.4575 |  |  | 35987.0566 | 1748928.4945
2548 | 2815864.222 | 969438.6045 | 0 |  |  | 0 | 1846425.6175 | 107 | 3381978.9851 | 1651277.0897 | 17760.4575 |  |  | 35987.0566 | 1748928.4945
2549 | 2902044.133 | 1085771.2371 | 111.2346 |  |  | 0 | 1816161.6613 | 107 | 3381978.9851 | 1651277.0897 | 17760.4575 |  |  | 35987.0566 | 1748928.4945
2550 | 3142676.141 | 1163326.3254 | 4560.6185 |  |  | 0 | 1974789.197 | 107 | 3381978.9851 | 1651277.0897 | 17760.4575 |  |  | 35987.0566 | 1748928.4945
2551 | 3408173.689 | 1163326.3254 | 16685.1897 |  |  | 0 | 2228162.1738 | 107 | 3381978.9851 | 1651277.0897 | 17760.4575 |  |  | 35987.0566 | 1748928.4945
2552 | 3635146.768 | 542885.6185 | 31701.8605 |  |  | 0 | 3060559.289 | 107 | 3381978.9851 | 1651277.0897 | 17760.4575 |  |  | 35987.0566 | 1748928.4945
2553 | 3749928.627 | 193887.7209 | 32591.7373 |  |  | 0 | 3523449.1688 | 107 | 3381978.9851 | 1651277.0897 | 17760.4575 |  |  | 35987.0566 | 1748928.4945
2554 | 3778603.815 | 38777.5442 | 33815.3179 |  |  | 0 | 3706010.953 | 107 | 3381978.9851 | 1651277.0897 | 17760.4575 |  |  | 35987.0566 | 1748928.4945
2555 | 3721165.499 | 0 | 43826.4317 |  |  | 0 | 3677339.0673 | 107 | 3381978.9851 | 1651277.0897 | 17760.4575 |  |  | 35987.0566 | 1748928.4945
2556 | 3633333.906 | 0 | 77196.8112 |  |  | 0 | 3556137.0948 | 107 | 3381978.9851 | 1651277.0897 | 17760.4575 |  |  | 35987.0566 | 1748928.4945
2557 | 3591830.79 | 155110.1767 | 82091.1335 |  |  | 0 | 3354629.4798 | 107 | 3381978.9851 | 1651277.0897 | 17760.4575 |  |  | 35987.0566 | 1748928.4945
2558 | 3562649.105 | 659218.2511 | 62625.0788 |  |  | 0 | 2840805.7751 | 107 | 3381978.9851 | 1651277.0897 | 17760.4575 |  |  | 35987.0566 | 1748928.4945
2559 | 3668631.79 | 1473546.6789 | 28698.5263 |  |  | 0 | 2166386.5848 | 107 | 3381978.9851 | 1651277.0897 | 17760.4575 |  |  | 35987.0566 | 1748928.4945
2560 | 3948960.835 | 2598095.4601 | 9677.41 |  |  | 0 | 1341187.9648 | 107 | 3381978.9851 | 1651277.0897 | 17760.4575 |  |  | 35987.0566 | 1748928.4945
2561 | 3979018.739 | 3761421.7856 | 2558.3958 |  |  | 0 | 215038.5577 | 107 | 3381978.9851 | 1651277.0897 | 17760.4575 |  |  | 35987.0566 | 1748928.4945
2562 | 3774358.173 | 3994087.0507 | 111.2346 |  |  | 219840.1123 | 0 | 107 | 3381978.9851 | 1651277.0897 | 17760.4575 |  |  | 35987.0566 | 1748928.4945
2563 | 3743372.477 | 3645089.153 | 0 |  |  | 0 | 98283.324 | 107 | 3381978.9851 | 1651277.0897 | 17760.4575 |  |  | 35987.0566 | 1748928.4945
2564 | 3663227.543 | 3412423.8879 | 0 |  |  | 0 | 250803.6551 | 107 | 3381978.9851 | 1651277.0897 | 17760.4575 |  |  | 35987.0566 | 1748928.4945
2565 | 3372482.639 | 2869538.2694 | 0 |  |  | 0 | 502944.3696 | 107 | 3381978.9851 | 1651277.0897 | 17760.4575 |  |  | 35987.0566 | 1748928.4945
2566 | 3113424.702 | 2636873.0043 | 0 |  |  | 0 | 476551.6977 | 107 | 3381978.9851 | 1651277.0897 | 17760.4575 |  |  | 35987.0566 | 1748928.4945
2567 | 2960585.175 | 2869538.2694 | 0 |  |  | 0 | 91046.9056 | 107 | 3381978.9851 | 1651277.0897 | 17760.4575 |  |  | 35987.0566 | 1748928.4945
2568 | 2884907.275 | 3528756.5205 | 0 |  |  | 643849.2455 | 0 | 107 | 3381978.9851 | 1651277.0897 | 17760.4575 |  |  | 35987.0566 | 1748928.4945
2569 | 2916540.935 | 4071642.139 | 0 |  |  | 1155101.204 | 0 | 108 | 3972206.1651 | 4705008.694 | 26223.5565 |  |  | 1804807.4557 | 1045781.3703
2570 | 2950847.361 | 4343084.9483 | 0 |  |  | 1392237.5873 | 0 | 108 | 3972206.1651 | 4705008.694 | 26223.5565 |  |  | 1804807.4557 | 1045781.3703
2571 | 3018428.294 | 4459417.5808 | 0 |  |  | 1440989.2868 | 0 | 108 | 3972206.1651 | 4705008.694 | 26223.5565 |  |  | 1804807.4557 | 1045781.3703
2572 | 3234420.814 | 3955309.5065 | 0 |  |  | 720888.6925 | 0 | 108 | 3972206.1651 | 4705008.694 | 26223.5565 |  |  | 1804807.4557 | 1045781.3703
2573 | 3779769.112 | 3218536.167 | 333.7038 |  |  | 0 | 560899.2412 | 108 | 3972206.1651 | 4705008.694 | 26223.5565 |  |  | 1804807.4557 | 1045781.3703
2574 | 4381807.104 | 2481762.8276 | 7897.6565 |  |  | 0 | 1892146.6199 | 108 | 3972206.1651 | 4705008.694 | 26223.5565 |  |  | 1804807.4557 | 1045781.3703
2575 | 4599996.447 | 1551101.7672 | 23915.4386 |  |  | 0 | 3024979.2411 | 108 | 3972206.1651 | 4705008.694 | 26223.5565 |  |  | 1804807.4557 | 1045781.3703
2576 | 4631839.356 | 348997.8976 | 46384.8275 |  |  | 0 | 4236456.6309 | 108 | 3972206.1651 | 4705008.694 | 26223.5565 |  |  | 1804807.4557 | 1045781.3703
2577 | 4675738.51 | 38777.5442 | 65962.1168 |  |  | 0 | 4570998.8491 | 108 | 3972206.1651 | 4705008.694 | 26223.5565 |  |  | 1804807.4557 | 1045781.3703
2578 | 4655635.369 | 271442.8093 | 84315.8255 |  |  | 0 | 4299876.7343 | 108 | 3972206.1651 | 4705008.694 | 26223.5565 |  |  | 1804807.4557 | 1045781.3703
2579 | 4541444.439 | 891883.5162 | 95105.5815 |  |  | 0 | 3554455.3413 | 108 | 3972206.1651 | 4705008.694 | 26223.5565 |  |  | 1804807.4557 | 1045781.3703
2580 | 4521287.803 | 2093987.3858 | 91657.309 |  |  | 0 | 2335643.1083 | 108 | 3972206.1651 | 4705008.694 | 26223.5565 |  |  | 1804807.4557 | 1045781.3703
2581 | 4420246.075 | 3722644.2414 | 74304.7116 |  |  | 0 | 623297.122 | 108 | 3972206.1651 | 4705008.694 | 26223.5565 |  |  | 1804807.4557 | 1045781.3703
2582 | 4249719.298 | 5545188.8179 | 49276.927 |  |  | 1344746.4469 | 0 | 108 | 3972206.1651 | 4705008.694 | 26223.5565 |  |  | 1804807.4557 | 1045781.3703
2583 | 4192866.79 | 7445288.4828 | 38153.4672 |  |  | 3290575.16 | 0 | 108 | 3972206.1651 | 4705008.694 | 26223.5565 |  |  | 1804807.4557 | 1045781.3703
2584 | 4413324.107 | 8724947.4408 | 30255.8107 |  |  | 4341879.1445 | 0 | 108 | 3972206.1651 | 4705008.694 | 26223.5565 |  |  | 1804807.4557 | 1045781.3703
2585 | 4389876.332 | 9190277.971 | 17018.8935 |  |  | 4817420.5325 | 0 | 108 | 3972206.1651 | 4705008.694 | 26223.5565 |  |  | 1804807.4557 | 1045781.3703
2586 | 4214501.11 | 7871841.4688 | 4783.0877 |  |  | 3662123.4465 | 0 | 108 | 3972206.1651 | 4705008.694 | 26223.5565 |  |  | 1804807.4557 | 1045781.3703
2587 | 4084569.855 | 6824847.7759 | 0 |  |  | 2740277.9209 | 0 | 108 | 3972206.1651 | 4705008.694 | 26223.5565 |  |  | 1804807.4557 | 1045781.3703
2588 | 4023409.663 | 7212623.2177 | 0 |  |  | 3189213.5547 | 0 | 108 | 3972206.1651 | 4705008.694 | 26223.5565 |  |  | 1804807.4557 | 1045781.3703
2589 | 3728820.784 | 6786070.2317 | 0 |  |  | 3057249.4477 | 0 | 108 | 3972206.1651 | 4705008.694 | 26223.5565 |  |  | 1804807.4557 | 1045781.3703
2590 | 3416953.182 | 6941180.4084 | 0 |  |  | 3524227.2264 | 0 | 108 | 3972206.1651 | 4705008.694 | 26223.5565 |  |  | 1804807.4557 | 1045781.3703
2591 | 3183059.387 | 7406510.9386 | 0 |  |  | 4223451.5516 | 0 | 108 | 3972206.1651 | 4705008.694 | 26223.5565 |  |  | 1804807.4557 | 1045781.3703
2592 | 3107845.836 | 7522843.5712 | 0 |  |  | 4414997.7352 | 0 | 108 | 3972206.1651 | 4705008.694 | 26223.5565 |  |  | 1804807.4557 | 1045781.3703
2593 | 3077331.268 | 8259616.9106 | 0 |  |  | 5182285.6426 | 0 | 109 | 4007442.295 | 9296406.4883 | 33982.1698 |  |  | 5677209.7491 | 354263.386
2594 | 3103647.368 | 9771941.1337 | 0 |  |  | 6668293.7657 | 0 | 109 | 4007442.295 | 9296406.4883 | 33982.1698 |  |  | 5677209.7491 | 354263.386
2595 | 3187352.856 | 10896489.9149 | 0 |  |  | 7709137.0589 | 0 | 109 | 4007442.295 | 9296406.4883 | 33982.1698 |  |  | 5677209.7491 | 354263.386
2596 | 3441412.223 | 9073945.3384 | 0 |  |  | 5632533.1154 | 0 | 109 | 4007442.295 | 9296406.4883 | 33982.1698 |  |  | 5677209.7491 | 354263.386
2597 | 3944236.191 | 5661521.4505 | 333.7038 |  |  | 1717618.9633 | 0 | 109 | 4007442.295 | 9296406.4883 | 33982.1698 |  |  | 5677209.7491 | 354263.386
2598 | 4492342.397 | 2985870.902 | 9677.41 |  |  | 0 | 1496794.085 | 109 | 4007442.295 | 9296406.4883 | 33982.1698 |  |  | 5677209.7491 | 354263.386
2599 | 4667985.639 | 1783767.0323 | 30255.8107 |  |  | 0 | 2853962.7959 | 109 | 4007442.295 | 9296406.4883 | 33982.1698 |  |  | 5677209.7491 | 354263.386
2600 | 4659465.971 | 1551101.7672 | 56729.6451 |  |  | 0 | 3051634.5586 | 109 | 4007442.295 | 9296406.4883 | 33982.1698 |  |  | 5677209.7491 | 354263.386
2601 | 4671999.934 | 3489978.9763 | 82091.1335 |  |  | 0 | 1099929.8242 | 109 | 4007442.295 | 9296406.4883 | 33982.1698 |  |  | 5677209.7491 | 354263.386
2602 | 4634708.793 | 6359517.2457 | 97552.7427 |  |  | 1822361.1954 | 0 | 109 | 4007442.295 | 9296406.4883 | 33982.1698 |  |  | 5677209.7491 | 354263.386
2603 | 4522169.564 | 6630960.055 | 97552.7427 |  |  | 2206343.2337 | 0 | 109 | 4007442.295 | 9296406.4883 | 33982.1698 |  |  | 5677209.7491 | 354263.386
2604 | 4494596.895 | 5932964.2597 | 97552.7427 |  |  | 1535920.1074 | 0 | 109 | 4007442.295 | 9296406.4883 | 33982.1698 |  |  | 5677209.7491 | 354263.386
2605 | 4404526.574 | 8337171.999 | 97552.7427 |  |  | 4030198.1676 | 0 | 109 | 4007442.295 | 9296406.4883 | 33982.1698 |  |  | 5677209.7491 | 354263.386
2606 | 4288818.974 | 10392381.8406 | 91879.7781 |  |  | 6195442.6447 | 0 | 109 | 4007442.295 | 9296406.4883 | 33982.1698 |  |  | 5677209.7491 | 354263.386
2607 | 4216426.513 | 11982261.152 | 73971.0078 |  |  | 7839805.6468 | 0 | 109 | 4007442.295 | 9296406.4883 | 33982.1698 |  |  | 5677209.7491 | 354263.386
2608 | 4422072.484 | 13339475.1983 | 50611.7422 |  |  | 8968014.4565 | 0 | 109 | 4007442.295 | 9296406.4883 | 33982.1698 |  |  | 5677209.7491 | 354263.386
2609 | 4367230.386 | 13339475.1983 | 24916.55 |  |  | 8997161.3624 | 0 | 109 | 4007442.295 | 9296406.4883 | 33982.1698 |  |  | 5677209.7491 | 354263.386
2610 | 4196323.381 | 13339475.1983 | 4894.3223 |  |  | 9148046.1397 | 0 | 109 | 4007442.295 | 9296406.4883 | 33982.1698 |  |  | 5677209.7491 | 354263.386
2611 | 4115881.966 | 13339475.1983 | 0 |  |  | 9223593.2323 | 0 | 109 | 4007442.295 | 9296406.4883 | 33982.1698 |  |  | 5677209.7491 | 354263.386
2612 | 4019774.8 | 13339475.1983 | 0 |  |  | 9319700.3983 | 0 | 109 | 4007442.295 | 9296406.4883 | 33982.1698 |  |  | 5677209.7491 | 354263.386
2613 | 3707007.402 | 13339475.1983 | 0 |  |  | 9632467.7963 | 0 | 109 | 4007442.295 | 9296406.4883 | 33982.1698 |  |  | 5677209.7491 | 354263.386
2614 | 3351786.81 | 13339475.1983 | 0 |  |  | 9987688.3883 | 0 | 109 | 4007442.295 | 9296406.4883 | 33982.1698 |  |  | 5677209.7491 | 354263.386
2615 | 3150858.809 | 13339475.1983 | 0 |  |  | 10188616.3893 | 0 | 109 | 4007442.295 | 9296406.4883 | 33982.1698 |  |  | 5677209.7491 | 354263.386
2616 | 3040657.882 | 13288464.1553 | 0 |  |  | 10247806.2733 | 0 | 109 | 4007442.295 | 9296406.4883 | 33982.1698 |  |  | 5677209.7491 | 354263.386
2617 | 2994182.902 | 13241989.1753 | 0 |  |  | 10247806.2733 | 0 | 110 | 4047347.96 | 11906723.1644 | 33935.822 |  |  | 7893311.0264 | 0
2618 | 3004900.101 | 13252706.3743 | 0 |  |  | 10247806.2733 | 0 | 110 | 4047347.96 | 11906723.1644 | 33935.822 |  |  | 7893311.0264 | 0
2619 | 3093046.56 | 13339475.1983 | 0 |  |  | 10246428.6383 | 0 | 110 | 4047347.96 | 11906723.1644 | 33935.822 |  |  | 7893311.0264 | 0
2620 | 3358817.242 | 13339475.1983 | 0 |  |  | 9980657.9563 | 0 | 110 | 4047347.96 | 11906723.1644 | 33935.822 |  |  | 7893311.0264 | 0
2621 | 3875866.876 | 13339475.1983 | 0 |  |  | 9463608.3223 | 0 | 110 | 4047347.96 | 11906723.1644 | 33935.822 |  |  | 7893311.0264 | 0
2622 | 4458196.711 | 12951699.7565 | 11345.929 |  |  | 8504848.9746 | 0 | 110 | 4047347.96 | 11906723.1644 | 33935.822 |  |  | 7893311.0264 | 0
2623 | 4657390.565 | 11555708.166 | 35150.133 |  |  | 6933467.7341 | 0 | 110 | 4047347.96 | 11906723.1644 | 33935.822 |  |  | 7893311.0264 | 0
2624 | 4696353.694 | 11129155.18 | 60622.856 |  |  | 6493424.3421 | 0 | 110 | 4047347.96 | 11906723.1644 | 33935.822 |  |  | 7893311.0264 | 0
2625 | 4762610.41 | 12486369.2264 | 81534.9605 |  |  | 7805293.7769 | 0 | 110 | 4047347.96 | 11906723.1644 | 33935.822 |  |  | 7893311.0264 | 0
2626 | 4725754.068 | 13339475.1983 | 96217.9275 |  |  | 8709939.0578 | 0 | 110 | 4047347.96 | 11906723.1644 | 33935.822 |  |  | 7893311.0264 | 0
2627 | 4640433.211 | 13339475.1983 | 97552.7427 |  |  | 8796594.73 | 0 | 110 | 4047347.96 | 11906723.1644 | 33935.822 |  |  | 7893311.0264 | 0
2628 | 4659707.968 | 13339475.1983 | 97552.7427 |  |  | 8777319.973 | 0 | 110 | 4047347.96 | 11906723.1644 | 33935.822 |  |  | 7893311.0264 | 0
2629 | 4608288.118 | 13339475.1983 | 97552.7427 |  |  | 8828739.823 | 0 | 110 | 4047347.96 | 11906723.1644 | 33935.822 |  |  | 7893311.0264 | 0
2630 | 4408555.582 | 13339475.1983 | 90322.4938 |  |  | 9021242.1101 | 0 | 110 | 4047347.96 | 11906723.1644 | 33935.822 |  |  | 7893311.0264 | 0
2631 | 4402985.033 | 13339475.1983 | 72080.0197 |  |  | 9008570.185 | 0 | 110 | 4047347.96 | 11906723.1644 | 33935.822 |  |  | 7893311.0264 | 0
2632 | 4597200.688 | 13339475.1983 | 46384.8275 |  |  | 8788659.3378 | 0 | 110 | 4047347.96 | 11906723.1644 | 33935.822 |  |  | 7893311.0264 | 0
2633 | 4485464.008 | 13339475.1983 | 22914.3272 |  |  | 8876925.5176 | 0 | 110 | 4047347.96 | 11906723.1644 | 33935.822 |  |  | 7893311.0264 | 0
2634 | 4258676.309 | 13339475.1983 | 5228.0261 |  |  | 9086026.9155 | 0 | 110 | 4047347.96 | 11906723.1644 | 33935.822 |  |  | 7893311.0264 | 0
2635 | 4127913.326 | 9810718.6779 | 0 |  |  | 5682805.3519 | 0 | 110 | 4047347.96 | 11906723.1644 | 33935.822 |  |  | 7893311.0264 | 0
2636 | 4002521.856 | 7173845.6735 | 0 |  |  | 3171323.8175 | 0 | 110 | 4047347.96 | 11906723.1644 | 33935.822 |  |  | 7893311.0264 | 0
2637 | 3694069.576 | 6592182.5108 | 0 |  |  | 2898112.9348 | 0 | 110 | 4047347.96 | 11906723.1644 | 33935.822 |  |  | 7893311.0264 | 0
2638 | 3385028.921 | 7406510.9386 | 0 |  |  | 4021482.0176 | 0 | 110 | 4047347.96 | 11906723.1644 | 33935.822 |  |  | 7893311.0264 | 0
2639 | 3177835.944 | 8957612.7059 | 0 |  |  | 5779776.7619 | 0 | 110 | 4047347.96 | 11906723.1644 | 33935.822 |  |  | 7893311.0264 | 0
2640 | 3060551.371 | 11129155.18 | 0 |  |  | 8068603.809 | 0 | 110 | 4047347.96 | 11906723.1644 | 33935.822 |  |  | 7893311.0264 | 0
2641 | 3017802.731 | 13265609.0043 | 0 |  |  | 10247806.2733 | 0 | 111 | 4076295.7585 | 10104927.9731 | 18103.4309 |  |  | 6063779.8265 | 17044.181
2642 | 3013934.986 | 13261741.2593 | 0 |  |  | 10247806.2733 | 0 | 111 | 4076295.7585 | 10104927.9731 | 18103.4309 |  |  | 6063779.8265 | 17044.181
2643 | 3093059.26 | 13339475.1983 | 0 |  |  | 10246415.9383 | 0 | 111 | 4076295.7585 | 10104927.9731 | 18103.4309 |  |  | 6063779.8265 | 17044.181
2644 | 3315450.63 | 13339475.1983 | 0 |  |  | 10024024.5683 | 0 | 111 | 4076295.7585 | 10104927.9731 | 18103.4309 |  |  | 6063779.8265 | 17044.181
2645 | 3812279.161 | 11516930.6218 | 333.7038 |  |  | 7704985.1646 | 0 | 111 | 4076295.7585 | 10104927.9731 | 18103.4309 |  |  | 6063779.8265 | 17044.181
2646 | 4383421.104 | 9616830.9569 | 7452.7181 |  |  | 5240862.571 | 0 | 111 | 4076295.7585 | 10104927.9731 | 18103.4309 |  |  | 6063779.8265 | 17044.181
2647 | 4600766.811 | 8569837.2641 | 22469.3888 |  |  | 3991539.8419 | 0 | 111 | 4076295.7585 | 10104927.9731 | 18103.4309 |  |  | 6063779.8265 | 17044.181
2648 | 4640249.173 | 9810718.6779 | 31368.1567 |  |  | 5201837.6616 | 0 | 111 | 4076295.7585 | 10104927.9731 | 18103.4309 |  |  | 6063779.8265 | 17044.181
2649 | 4715451.878 | 11555708.166 | 35595.0714 |  |  | 6875851.3594 | 0 | 111 | 4076295.7585 | 10104927.9731 | 18103.4309 |  |  | 6063779.8265 | 17044.181
2650 | 4682215.868 | 13339475.1983 | 47163.4697 |  |  | 8704422.8 | 0 | 111 | 4076295.7585 | 10104927.9731 | 18103.4309 |  |  | 6063779.8265 | 17044.181
2651 | 4538360.552 | 13339475.1983 | 51612.8536 |  |  | 8852727.4999 | 0 | 111 | 4076295.7585 | 10104927.9731 | 18103.4309 |  |  | 6063779.8265 | 17044.181
2652 | 4564874.393 | 13339475.1983 | 42046.6781 |  |  | 8816647.4835 | 0 | 111 | 4076295.7585 | 10104927.9731 | 18103.4309 |  |  | 6063779.8265 | 17044.181
2653 | 4451533.555 | 13339475.1983 | 37708.5288 |  |  | 8925650.1722 | 0 | 111 | 4076295.7585 | 10104927.9731 | 18103.4309 |  |  | 6063779.8265 | 17044.181
2654 | 4229671.72 | 13339475.1983 | 43047.7895 |  |  | 9152851.2679 | 0 | 111 | 4076295.7585 | 10104927.9731 | 18103.4309 |  |  | 6063779.8265 | 17044.181
2655 | 4255769.778 | 13339475.1983 | 50278.0384 |  |  | 9133983.4588 | 0 | 111 | 4076295.7585 | 10104927.9731 | 18103.4309 |  |  | 6063779.8265 | 17044.181
2656 | 4617239.875 | 12176148.8729 | 39488.2824 |  |  | 7598397.2803 | 0 | 111 | 4076295.7585 | 10104927.9731 | 18103.4309 |  |  | 6063779.8265 | 17044.181
2657 | 4544318.988 | 9578053.4128 | 20578.4007 |  |  | 5054312.8254 | 0 | 111 | 4076295.7585 | 10104927.9731 | 18103.4309 |  |  | 6063779.8265 | 17044.181
2658 | 4419245.093 | 6747292.6875 | 5339.2607 |  |  | 2333386.8553 | 0 | 111 | 4076295.7585 | 10104927.9731 | 18103.4309 |  |  | 6063779.8265 | 17044.181
2659 | 4213335.723 | 4420640.0367 | 0 |  |  | 207304.3137 | 0 | 111 | 4076295.7585 | 10104927.9731 | 18103.4309 |  |  | 6063779.8265 | 17044.181
2660 | 4140638.853 | 3838976.8739 | 0 |  |  | 0 | 301661.9791 | 111 | 4076295.7585 | 10104927.9731 | 18103.4309 |  |  | 6063779.8265 | 17044.181
2661 | 3907597.695 | 3800199.3298 | 0 |  |  | 0 | 107398.3652 | 111 | 4076295.7585 | 10104927.9731 | 18103.4309 |  |  | 6063779.8265 | 17044.181
2662 | 3693483.249 | 4575750.2134 | 0 |  |  | 882266.9644 | 0 | 111 | 4076295.7585 | 10104927.9731 | 18103.4309 |  |  | 6063779.8265 | 17044.181
2663 | 3558410.655 | 5932964.2597 | 0 |  |  | 2374553.6047 | 0 | 111 | 4076295.7585 | 10104927.9731 | 18103.4309 |  |  | 6063779.8265 | 17044.181
2664 | 3421986.472 | 7135068.1293 | 0 |  |  | 3713081.6573 | 0 | 111 | 4076295.7585 | 10104927.9731 | 18103.4309 |  |  | 6063779.8265 | 17044.181
2665 | 3334570.035 | 8026951.6455 | 0 |  |  | 4692381.6105 | 0 | 112 | 3640433.4403 | 7652102.0518 | 27261.7461 |  |  | 4346768.1922 | 307837.8346
2666 | 3334592.569 | 8375949.5431 | 0 |  |  | 5041356.9741 | 0 | 112 | 3640433.4403 | 7652102.0518 | 27261.7461 |  |  | 4346768.1922 | 307837.8346
2667 | 3295860.734 | 7561621.1153 | 0 |  |  | 4265760.3813 | 0 | 112 | 3640433.4403 | 7652102.0518 | 27261.7461 |  |  | 4346768.1922 | 307837.8346
2668 | 3328509.086 | 5273746.0086 | 0 |  |  | 1945236.9226 | 0 | 112 | 3640433.4403 | 7652102.0518 | 27261.7461 |  |  | 4346768.1922 | 307837.8346
2669 | 3414275.394 | 3140981.0787 | 556.173 |  |  | 0 | 272738.1423 | 112 | 3640433.4403 | 7652102.0518 | 27261.7461 |  |  | 4346768.1922 | 307837.8346
2670 | 3598860.069 | 1977654.7532 | 8787.5333 |  |  | 0 | 1612417.7825 | 112 | 3640433.4403 | 7652102.0518 | 27261.7461 |  |  | 4346768.1922 | 307837.8346
2671 | 3875250.506 | 1589879.3114 | 24249.1424 |  |  | 0 | 2261122.0522 | 112 | 3640433.4403 | 7652102.0518 | 27261.7461 |  |  | 4346768.1922 | 307837.8346
2672 | 4159134.53 | 1744989.4882 | 42380.3819 |  |  | 0 | 2371764.6599 | 112 | 3640433.4403 | 7652102.0518 | 27261.7461 |  |  | 4346768.1922 | 307837.8346
2673 | 4332776.12 | 4187974.7716 | 56062.2375 |  |  | 0 | 88739.1109 | 112 | 3640433.4403 | 7652102.0518 | 27261.7461 |  |  | 4346768.1922 | 307837.8346
2674 | 4190940.017 | 6281962.1574 | 67296.9319 |  |  | 2158319.0723 | 0 | 112 | 3640433.4403 | 7652102.0518 | 27261.7461 |  |  | 4346768.1922 | 307837.8346
2675 | 4019373.752 | 8026951.6455 | 78197.9226 |  |  | 4085775.8161 | 0 | 112 | 3640433.4403 | 7652102.0518 | 27261.7461 |  |  | 4346768.1922 | 307837.8346
2676 | 3886101.507 | 9849496.222 | 89210.1478 |  |  | 6052604.8628 | 0 | 112 | 3640433.4403 | 7652102.0518 | 27261.7461 |  |  | 4346768.1922 | 307837.8346
2677 | 3821016.056 | 11633263.2544 | 85984.3444 |  |  | 7898231.5428 | 0 | 112 | 3640433.4403 | 7652102.0518 | 27261.7461 |  |  | 4346768.1922 | 307837.8346
2678 | 3752146.689 | 13339475.1983 | 75305.823 |  |  | 9662634.3324 | 0 | 112 | 3640433.4403 | 7652102.0518 | 27261.7461 |  |  | 4346768.1922 | 307837.8346
2679 | 3876501.427 | 13339475.1983 | 59844.2139 |  |  | 9522817.9852 | 0 | 112 | 3640433.4403 | 7652102.0518 | 27261.7461 |  |  | 4346768.1922 | 307837.8346
2680 | 4017886.324 | 13339475.1983 | 40378.1592 |  |  | 9361967.0335 | 0 | 112 | 3640433.4403 | 7652102.0518 | 27261.7461 |  |  | 4346768.1922 | 307837.8346
2681 | 3957224.525 | 13339475.1983 | 20578.4007 |  |  | 9402829.074 | 0 | 112 | 3640433.4403 | 7652102.0518 | 27261.7461 |  |  | 4346768.1922 | 307837.8346
2682 | 3692479.071 | 13339475.1983 | 5450.4953 |  |  | 9652446.6227 | 0 | 112 | 3640433.4403 | 7652102.0518 | 27261.7461 |  |  | 4346768.1922 | 307837.8346
2683 | 3559480.892 | 10857712.3707 | 0 |  |  | 7298231.4787 | 0 | 112 | 3640433.4403 | 7652102.0518 | 27261.7461 |  |  | 4346768.1922 | 307837.8346
2684 | 3551468.424 | 9035167.7942 | 0 |  |  | 5483699.3702 | 0 | 112 | 3640433.4403 | 7652102.0518 | 27261.7461 |  |  | 4346768.1922 | 307837.8346
2685 | 3371497.755 | 7522843.5712 | 0 |  |  | 4151345.8162 | 0 | 112 | 3640433.4403 | 7652102.0518 | 27261.7461 |  |  | 4346768.1922 | 307837.8346
2686 | 3135199.798 | 5855409.1714 | 0 |  |  | 2720209.3734 | 0 | 112 | 3640433.4403 | 7652102.0518 | 27261.7461 |  |  | 4346768.1922 | 307837.8346
2687 | 2989943.619 | 3916531.9623 | 0 |  |  | 926588.3433 | 0 | 112 | 3640433.4403 | 7652102.0518 | 27261.7461 |  |  | 4346768.1922 | 307837.8346
2688 | 2875313.669 | 2093987.3858 | 0 |  |  | 0 | 781326.2832 | 112 | 3640433.4403 | 7652102.0518 | 27261.7461 |  |  | 4346768.1922 | 307837.8346
2689 | 2825925.016 | 969438.6045 | 0 |  |  | 0 | 1856486.4115 | 113 | 3455851.9555 | 3651552.0771 | 9149.0457 |  |  | 1142199.3101 | 937350.1428
2690 | 2817603.92 | 620440.7069 | 0 |  |  | 0 | 2197163.2131 | 113 | 3455851.9555 | 3651552.0771 | 9149.0457 |  |  | 1142199.3101 | 937350.1428
2691 | 2840593.23 | 814328.4278 | 0 |  |  | 0 | 2026264.8022 | 113 | 3455851.9555 | 3651552.0771 | 9149.0457 |  |  | 1142199.3101 | 937350.1428
2692 | 2877292.042 | 853105.972 | 0 |  |  | 0 | 2024186.07 | 113 | 3455851.9555 | 3651552.0771 | 9149.0457 |  |  | 1142199.3101 | 937350.1428
2693 | 2962654.088 | 853105.972 | 444.9384 |  |  | 0 | 2109103.1776 | 113 | 3455851.9555 | 3651552.0771 | 9149.0457 |  |  | 1142199.3101 | 937350.1428
2694 | 3196915.394 | 853105.972 | 4894.3223 |  |  | 0 | 2338915.0997 | 113 | 3455851.9555 | 3651552.0771 | 9149.0457 |  |  | 1142199.3101 | 937350.1428
2695 | 3482562.779 | 814328.4278 | 10122.3484 |  |  | 0 | 2658112.0028 | 113 | 3455851.9555 | 3651552.0771 | 9149.0457 |  |  | 1142199.3101 | 937350.1428
2696 | 3806157.372 | 930661.0603 | 15795.313 |  |  | 0 | 2859700.9987 | 113 | 3455851.9555 | 3651552.0771 | 9149.0457 |  |  | 1142199.3101 | 937350.1428
2697 | 3918959.975 | 2481762.8276 | 21801.9813 |  |  | 0 | 1415395.1661 | 113 | 3455851.9555 | 3651552.0771 | 9149.0457 |  |  | 1142199.3101 | 937350.1428
2698 | 3906529.741 | 4575750.2134 | 26807.5382 |  |  | 696028.0106 | 0 | 113 | 3455851.9555 | 3651552.0771 | 9149.0457 |  |  | 1142199.3101 | 937350.1428
2699 | 3852928.888 | 6359517.2457 | 31145.6875 |  |  | 2537734.0452 | 0 | 113 | 3455851.9555 | 3651552.0771 | 9149.0457 |  |  | 1142199.3101 | 937350.1428
2700 | 3847256.935 | 7406510.9386 | 30367.0453 |  |  | 3589621.0489 | 0 | 113 | 3455851.9555 | 3651552.0771 | 9149.0457 |  |  | 1142199.3101 | 937350.1428
2701 | 3743730.227 | 7677953.7479 | 25917.6614 |  |  | 3960141.1823 | 0 | 113 | 3455851.9555 | 3651552.0771 | 9149.0457 |  |  | 1142199.3101 | 937350.1428
2702 | 3794784.253 | 7600398.6595 | 20467.1661 |  |  | 3826081.5726 | 0 | 113 | 3455851.9555 | 3651552.0771 | 9149.0457 |  |  | 1142199.3101 | 937350.1428
2703 | 3793069.66 | 7251400.7619 | 14794.2016 |  |  | 3473125.3035 | 0 | 113 | 3455851.9555 | 3651552.0771 | 9149.0457 |  |  | 1142199.3101 | 937350.1428
2704 | 4000715.954 | 6630960.055 | 9788.6446 |  |  | 2640032.7456 | 0 | 113 | 3455851.9555 | 3651552.0771 | 9149.0457 |  |  | 1142199.3101 | 937350.1428
2705 | 3993914.325 | 6204407.069 | 5672.9645 |  |  | 2216165.7085 | 0 | 113 | 3455851.9555 | 3651552.0771 | 9149.0457 |  |  | 1142199.3101 | 937350.1428
2706 | 3751012.794 | 5583966.3621 | 1557.2844 |  |  | 1834510.8525 | 0 | 113 | 3455851.9555 | 3651552.0771 | 9149.0457 |  |  | 1142199.3101 | 937350.1428
2707 | 3617086.363 | 4498195.125 | 0 |  |  | 881108.762 | 0 | 113 | 3455851.9555 | 3651552.0771 | 9149.0457 |  |  | 1142199.3101 | 937350.1428
2708 | 3619419.964 | 4459417.5808 | 0 |  |  | 839997.6168 | 0 | 113 | 3455851.9555 | 3651552.0771 | 9149.0457 |  |  | 1142199.3101 | 937350.1428
2709 | 3381660.014 | 4110419.6832 | 0 |  |  | 728759.6692 | 0 | 113 | 3455851.9555 | 3651552.0771 | 9149.0457 |  |  | 1142199.3101 | 937350.1428
2710 | 3106614.331 | 3296091.2554 | 0 |  |  | 189476.9244 | 0 | 113 | 3455851.9555 | 3651552.0771 | 9149.0457 |  |  | 1142199.3101 | 937350.1428
2711 | 2945649.833 | 1977654.7532 | 0 |  |  | 0 | 967995.0798 | 113 | 3455851.9555 | 3651552.0771 | 9149.0457 |  |  | 1142199.3101 | 937350.1428
2712 | 2857409.833 | 814328.4278 | 0 |  |  | 0 | 2043081.4052 | 113 | 3455851.9555 | 3651552.0771 | 9149.0457 |  |  | 1142199.3101 | 937350.1428
2713 | 2837609.128 | 310220.3534 | 0 |  |  | 0 | 2527388.7746 | 114 | 4103004.0353 | 8556961.8673 | 18043.1788 |  |  | 5567070.8529 | 1095069.8421
2714 | 2893086.319 | 77555.0884 | 0 |  |  | 0 | 2815531.2306 | 114 | 4103004.0353 | 8556961.8673 | 18043.1788 |  |  | 5567070.8529 | 1095069.8421
2715 | 2993855.911 | 38777.5442 | 0 |  |  | 0 | 2955078.3668 | 114 | 4103004.0353 | 8556961.8673 | 18043.1788 |  |  | 5567070.8529 | 1095069.8421
2716 | 3242741.147 | 38777.5442 | 0 |  |  | 0 | 3203963.6028 | 114 | 4103004.0353 | 8556961.8673 | 18043.1788 |  |  | 5567070.8529 | 1095069.8421
2717 | 3823723.717 | 0 | 333.7038 |  |  | 0 | 3823390.0132 | 114 | 4103004.0353 | 8556961.8673 | 18043.1788 |  |  | 5567070.8529 | 1095069.8421
2718 | 4636279.217 | 193887.7209 | 4338.1493 |  |  | 0 | 4438053.3468 | 114 | 4103004.0353 | 8556961.8673 | 18043.1788 |  |  | 5567070.8529 | 1095069.8421
2719 | 4853474.553 | 891883.5162 | 12347.0404 |  |  | 0 | 3949243.9964 | 114 | 4103004.0353 | 8556961.8673 | 18043.1788 |  |  | 5567070.8529 | 1095069.8421
2720 | 4840482.595 | 2249097.5625 | 22358.1542 |  |  | 0 | 2569026.8782 | 114 | 4103004.0353 | 8556961.8673 | 18043.1788 |  |  | 5567070.8529 | 1095069.8421
2721 | 5020681.53 | 5506411.2737 | 32369.2681 |  |  | 518099.0118 | 0 | 114 | 4103004.0353 | 8556961.8673 | 18043.1788 |  |  | 5567070.8529 | 1095069.8421
2722 | 5081030.768 | 9345388.1477 | 47163.4697 |  |  | 4311520.8493 | 0 | 114 | 4103004.0353 | 8556961.8673 | 18043.1788 |  |  | 5567070.8529 | 1095069.8421
2723 | 4983696.714 | 13339475.1983 | 52169.0266 |  |  | 8407947.5109 | 0 | 114 | 4103004.0353 | 8556961.8673 | 18043.1788 |  |  | 5567070.8529 | 1095069.8421
2724 | 5007547.29 | 13339475.1983 | 58954.3371 |  |  | 8390882.2454 | 0 | 114 | 4103004.0353 | 8556961.8673 | 18043.1788 |  |  | 5567070.8529 | 1095069.8421
2725 | 4942852.848 | 13339475.1983 | 58954.3371 |  |  | 8455576.6874 | 0 | 114 | 4103004.0353 | 8556961.8673 | 18043.1788 |  |  | 5567070.8529 | 1095069.8421
2726 | 4436808.907 | 13339475.1983 | 52057.792 |  |  | 8954724.0833 | 0 | 114 | 4103004.0353 | 8556961.8673 | 18043.1788 |  |  | 5567070.8529 | 1095069.8421
2727 | 4419115.711 | 13339475.1983 | 40934.3322 |  |  | 8961293.8195 | 0 | 114 | 4103004.0353 | 8556961.8673 | 18043.1788 |  |  | 5567070.8529 | 1095069.8421
2728 | 4539342.012 | 13339475.1983 | 28698.5263 |  |  | 8828831.7127 | 0 | 114 | 4103004.0353 | 8556961.8673 | 18043.1788 |  |  | 5567070.8529 | 1095069.8421
2729 | 4397196.519 | 13339475.1983 | 16907.6589 |  |  | 8959186.3383 | 0 | 114 | 4103004.0353 | 8556961.8673 | 18043.1788 |  |  | 5567070.8529 | 1095069.8421
2730 | 4184459.108 | 13339475.1983 | 5450.4953 |  |  | 9160466.5857 | 0 | 114 | 4103004.0353 | 8556961.8673 | 18043.1788 |  |  | 5567070.8529 | 1095069.8421
2731 | 4041026.342 | 13339475.1983 | 0 |  |  | 9298448.8563 | 0 | 114 | 4103004.0353 | 8556961.8673 | 18043.1788 |  |  | 5567070.8529 | 1095069.8421
2732 | 4006922.027 | 13339475.1983 | 0 |  |  | 9332553.1713 | 0 | 114 | 4103004.0353 | 8556961.8673 | 18043.1788 |  |  | 5567070.8529 | 1095069.8421
2733 | 3709559.276 | 13339475.1983 | 0 |  |  | 9629915.9223 | 0 | 114 | 4103004.0353 | 8556961.8673 | 18043.1788 |  |  | 5567070.8529 | 1095069.8421
2734 | 3367918.785 | 13339475.1983 | 0 |  |  | 9971556.4133 | 0 | 114 | 4103004.0353 | 8556961.8673 | 18043.1788 |  |  | 5567070.8529 | 1095069.8421
2735 | 3158584.211 | 13339475.1983 | 0 |  |  | 10180890.9873 | 0 | 114 | 4103004.0353 | 8556961.8673 | 18043.1788 |  |  | 5567070.8529 | 1095069.8421
2736 | 3054102.213 | 13301908.4863 | 0 |  |  | 10247806.2733 | 0 | 114 | 4103004.0353 | 8556961.8673 | 18043.1788 |  |  | 5567070.8529 | 1095069.8421
2737 | 3029175.793 | 13276982.0663 | 0 |  |  | 10247806.2733 | 0 | 115 | 4022631.7204 | 11164977.5356 | 33574.3096 |  |  | 7175920.1247 | 0
2738 | 3044459.986 | 13292266.2593 | 0 |  |  | 10247806.2733 | 0 | 115 | 4022631.7204 | 11164977.5356 | 33574.3096 |  |  | 7175920.1247 | 0
2739 | 3147121.094 | 13339475.1983 | 0 |  |  | 10192354.1043 | 0 | 115 | 4022631.7204 | 11164977.5356 | 33574.3096 |  |  | 7175920.1247 | 0
2740 | 3373330.035 | 13339475.1983 | 0 |  |  | 9966145.1633 | 0 | 115 | 4022631.7204 | 11164977.5356 | 33574.3096 |  |  | 7175920.1247 | 0
2741 | 3875821.858 | 12137371.3287 | 889.8768 |  |  | 8262439.3475 | 0 | 115 | 4022631.7204 | 11164977.5356 | 33574.3096 |  |  | 7175920.1247 | 0
2742 | 4415566.492 | 9345388.1477 | 12680.7442 |  |  | 4942502.3999 | 0 | 115 | 4022631.7204 | 11164977.5356 | 33574.3096 |  |  | 7175920.1247 | 0
2743 | 4646875.523 | 7251400.7619 | 34482.7255 |  |  | 2639007.9643 | 0 | 115 | 4022631.7204 | 11164977.5356 | 33574.3096 |  |  | 7175920.1247 | 0
2744 | 4654656.776 | 6941180.4084 | 58954.3371 |  |  | 2345477.9695 | 0 | 115 | 4022631.7204 | 11164977.5356 | 33574.3096 |  |  | 7175920.1247 | 0
2745 | 4717680.176 | 7290178.3061 | 78865.3302 |  |  | 2651363.4602 | 0 | 115 | 4022631.7204 | 11164977.5356 | 33574.3096 |  |  | 7175920.1247 | 0
2746 | 4658879.196 | 8724947.4408 | 92880.8895 |  |  | 4158949.1343 | 0 | 115 | 4022631.7204 | 11164977.5356 | 33574.3096 |  |  | 7175920.1247 | 0
2747 | 4542553.017 | 9733163.5895 | 97552.7427 |  |  | 5288163.3152 | 0 | 115 | 4022631.7204 | 11164977.5356 | 33574.3096 |  |  | 7175920.1247 | 0
2748 | 4568996.714 | 10314826.7522 | 97552.7427 |  |  | 5843382.7809 | 0 | 115 | 4022631.7204 | 11164977.5356 | 33574.3096 |  |  | 7175920.1247 | 0
2749 | 4539297.149 | 11284265.3567 | 96551.6313 |  |  | 6841519.839 | 0 | 115 | 4022631.7204 | 11164977.5356 | 33574.3096 |  |  | 7175920.1247 | 0
2750 | 4431863.065 | 13339475.1983 | 86429.2828 |  |  | 8994041.4162 | 0 | 115 | 4022631.7204 | 11164977.5356 | 33574.3096 |  |  | 7175920.1247 | 0
2751 | 4303096.453 | 13339475.1983 | 69855.3277 |  |  | 9106234.073 | 0 | 115 | 4022631.7204 | 11164977.5356 | 33574.3096 |  |  | 7175920.1247 | 0
2752 | 4543284.679 | 13339475.1983 | 47830.8772 |  |  | 8844021.3966 | 0 | 115 | 4022631.7204 | 11164977.5356 | 33574.3096 |  |  | 7175920.1247 | 0
2753 | 4408302.746 | 12757812.0356 | 24805.3154 |  |  | 8374314.605 | 0 | 115 | 4022631.7204 | 11164977.5356 | 33574.3096 |  |  | 7175920.1247 | 0
2754 | 4223514.765 | 11245487.8126 | 6451.6067 |  |  | 7028424.6543 | 0 | 115 | 4022631.7204 | 11164977.5356 | 33574.3096 |  |  | 7175920.1247 | 0
2755 | 4069383.959 | 8996390.25 | 0 |  |  | 4927006.291 | 0 | 115 | 4022631.7204 | 11164977.5356 | 33574.3096 |  |  | 7175920.1247 | 0
2756 | 4019526.186 | 10198494.1197 | 0 |  |  | 6178967.9337 | 0 | 115 | 4022631.7204 | 11164977.5356 | 33574.3096 |  |  | 7175920.1247 | 0
2757 | 3713765.631 | 11051600.0917 | 0 |  |  | 7337834.4607 | 0 | 115 | 4022631.7204 | 11164977.5356 | 33574.3096 |  |  | 7175920.1247 | 0
2758 | 3386382.238 | 12176148.8729 | 0 |  |  | 8789766.6349 | 0 | 115 | 4022631.7204 | 11164977.5356 | 33574.3096 |  |  | 7175920.1247 | 0
2759 | 3163524.826 | 12874144.6682 | 0 |  |  | 9710619.8422 | 0 | 115 | 4022631.7204 | 11164977.5356 | 33574.3096 |  |  | 7175920.1247 | 0
2760 | 3066102.933 | 12370036.5938 | 0 |  |  | 9303933.6608 | 0 | 115 | 4022631.7204 | 11164977.5356 | 33574.3096 |  |  | 7175920.1247 | 0
2761 | 3039263.946 | 11672040.7986 | 0 |  |  | 8632776.8526 | 0 | 116 | 4009811.7185 | 10582817.2093 | 35548.7237 |  |  | 6664319.1173 | 55764.9029
2762 | 3068618.724 | 11012822.5475 | 0 |  |  | 7944203.8235 | 0 | 116 | 4009811.7185 | 10582817.2093 | 35548.7237 |  |  | 6664319.1173 | 55764.9029
2763 | 3162720.345 | 10780157.2824 | 0 |  |  | 7617436.9374 | 0 | 116 | 4009811.7185 | 10582817.2093 | 35548.7237 |  |  | 6664319.1173 | 55764.9029
2764 | 3381897.216 | 8724947.4408 | 0 |  |  | 5343050.2248 | 0 | 116 | 4009811.7185 | 10582817.2093 | 35548.7237 |  |  | 6664319.1173 | 55764.9029
2765 | 3909107.836 | 6902402.8643 | 333.7038 |  |  | 2993628.7321 | 0 | 116 | 4009811.7185 | 10582817.2093 | 35548.7237 |  |  | 6664319.1173 | 55764.9029
2766 | 4432550.719 | 5661521.4505 | 14126.794 |  |  | 1243097.5254 | 0 | 116 | 4009811.7185 | 10582817.2093 | 35548.7237 |  |  | 6664319.1173 | 55764.9029
2767 | 4589735.806 | 3683866.6972 | 40489.3938 |  |  | 0 | 865379.715 | 116 | 4009811.7185 | 10582817.2093 | 35548.7237 |  |  | 6664319.1173 | 55764.9029
2768 | 4572360.838 | 4032864.5948 | 66518.2897 |  |  | 0 | 472977.9534 | 116 | 4009811.7185 | 10582817.2093 | 35548.7237 |  |  | 6664319.1173 | 55764.9029
2769 | 4683812.193 | 4769637.9343 | 87430.3942 |  |  | 173256.1355 | 0 | 116 | 4009811.7185 | 10582817.2093 | 35548.7237 |  |  | 6664319.1173 | 55764.9029
2770 | 4659245.062 | 5390078.6412 | 97552.7427 |  |  | 828386.3219 | 0 | 116 | 4009811.7185 | 10582817.2093 | 35548.7237 |  |  | 6664319.1173 | 55764.9029
2771 | 4572401.457 | 7988174.1013 | 97552.7427 |  |  | 3513325.387 | 0 | 116 | 4009811.7185 | 10582817.2093 | 35548.7237 |  |  | 6664319.1173 | 55764.9029
2772 | 4565597.211 | 13339475.1983 | 97552.7427 |  |  | 8871430.73 | 0 | 116 | 4009811.7185 | 10582817.2093 | 35548.7237 |  |  | 6664319.1173 | 55764.9029
2773 | 4509509.832 | 13339475.1983 | 97552.7427 |  |  | 8927518.109 | 0 | 116 | 4009811.7185 | 10582817.2093 | 35548.7237 |  |  | 6664319.1173 | 55764.9029
2774 | 4370616.442 | 13339475.1983 | 92658.4203 |  |  | 9061517.1767 | 0 | 116 | 4009811.7185 | 10582817.2093 | 35548.7237 |  |  | 6664319.1173 | 55764.9029
2775 | 4317880.999 | 13339475.1983 | 75194.5884 |  |  | 9096788.7878 | 0 | 116 | 4009811.7185 | 10582817.2093 | 35548.7237 |  |  | 6664319.1173 | 55764.9029
2776 | 4545563.511 | 13339475.1983 | 52613.965 |  |  | 8846525.6523 | 0 | 116 | 4009811.7185 | 10582817.2093 | 35548.7237 |  |  | 6664319.1173 | 55764.9029
2777 | 4391209.315 | 13339475.1983 | 27252.4766 |  |  | 8975518.3599 | 0 | 116 | 4009811.7185 | 10582817.2093 | 35548.7237 |  |  | 6664319.1173 | 55764.9029
2778 | 4181037.2 | 13339475.1983 | 6340.3721 |  |  | 9164778.3704 | 0 | 116 | 4009811.7185 | 10582817.2093 | 35548.7237 |  |  | 6664319.1173 | 55764.9029
2779 | 3996995.838 | 13339475.1983 | 0 |  |  | 9342479.3603 | 0 | 116 | 4009811.7185 | 10582817.2093 | 35548.7237 |  |  | 6664319.1173 | 55764.9029
2780 | 3984015.29 | 13339475.1983 | 0 |  |  | 9355459.9083 | 0 | 116 | 4009811.7185 | 10582817.2093 | 35548.7237 |  |  | 6664319.1173 | 55764.9029
2781 | 3716797.656 | 13339475.1983 | 0 |  |  | 9622677.5423 | 0 | 116 | 4009811.7185 | 10582817.2093 | 35548.7237 |  |  | 6664319.1173 | 55764.9029
2782 | 3387411.982 | 13339475.1983 | 0 |  |  | 9952063.2163 | 0 | 116 | 4009811.7185 | 10582817.2093 | 35548.7237 |  |  | 6664319.1173 | 55764.9029
2783 | 3149541.81 | 13339475.1983 | 0 |  |  | 10189933.3883 | 0 | 116 | 4009811.7185 | 10582817.2093 | 35548.7237 |  |  | 6664319.1173 | 55764.9029
2784 | 3047590.016 | 13295396.2893 | 0 |  |  | 10247806.2733 | 0 | 116 | 4009811.7185 | 10582817.2093 | 35548.7237 |  |  | 6664319.1173 | 55764.9029
2785 | 3010761.806 | 13258568.0793 | 0 |  |  | 10247806.2733 | 0 | 117 | 3999207.6026 | 7591108.8868 | 35354.0631 |  |  | 3866615.6707 | 239360.3233
2786 | 3027176.588 | 13274982.8613 | 0 |  |  | 10247806.2733 | 0 | 117 | 3999207.6026 | 7591108.8868 | 35354.0631 |  |  | 3866615.6707 | 239360.3233
2787 | 3130940.072 | 12098593.7845 | 0 |  |  | 8967653.7125 | 0 | 117 | 3999207.6026 | 7591108.8868 | 35354.0631 |  |  | 3866615.6707 | 239360.3233
2788 | 3334737.691 | 10120939.0313 | 0 |  |  | 6786201.3403 | 0 | 117 | 3999207.6026 | 7591108.8868 | 35354.0631 |  |  | 3866615.6707 | 239360.3233
2789 | 3868735.319 | 8724947.4408 | 667.4076 |  |  | 4856879.5294 | 0 | 117 | 3999207.6026 | 7591108.8868 | 35354.0631 |  |  | 3866615.6707 | 239360.3233
2790 | 4389157.776 | 6941180.4084 | 14126.794 |  |  | 2566149.4264 | 0 | 117 | 3999207.6026 | 7591108.8868 | 35354.0631 |  |  | 3866615.6707 | 239360.3233
2791 | 4590663.325 | 4459417.5808 | 38709.6402 |  |  | 0 | 92536.104 | 117 | 3999207.6026 | 7591108.8868 | 35354.0631 |  |  | 3866615.6707 | 239360.3233
2792 | 4621442.093 | 4032864.5948 | 63848.6594 |  |  | 0 | 524728.8388 | 117 | 3999207.6026 | 7591108.8868 | 35354.0631 |  |  | 3866615.6707 | 239360.3233
2793 | 4664769.518 | 4265529.8599 | 84315.8255 |  |  | 0 | 314923.8326 | 117 | 3999207.6026 | 7591108.8868 | 35354.0631 |  |  | 3866615.6707 | 239360.3233
2794 | 4620035.669 | 3296091.2554 | 97552.7427 |  |  | 0 | 1226391.6709 | 117 | 3999207.6026 | 7591108.8868 | 35354.0631 |  |  | 3866615.6707 | 239360.3233
2795 | 4521539.299 | 2908315.8136 | 97552.7427 |  |  | 0 | 1515670.7427 | 117 | 3999207.6026 | 7591108.8868 | 35354.0631 |  |  | 3866615.6707 | 239360.3233
2796 | 4562632.191 | 2869538.2694 | 97552.7427 |  |  | 0 | 1595541.1789 | 117 | 3999207.6026 | 7591108.8868 | 35354.0631 |  |  | 3866615.6707 | 239360.3233
2797 | 4450162.552 | 3877754.4181 | 97552.7427 |  |  | 0 | 474855.3912 | 117 | 3999207.6026 | 7591108.8868 | 35354.0631 |  |  | 3866615.6707 | 239360.3233
2798 | 4331237.636 | 5971741.8039 | 92547.1857 |  |  | 1733051.3536 | 0 | 117 | 3999207.6026 | 7591108.8868 | 35354.0631 |  |  | 3866615.6707 | 239360.3233
2799 | 4451104.16 | 8375949.5431 | 75750.7614 |  |  | 4000596.1446 | 0 | 117 | 3999207.6026 | 7591108.8868 | 35354.0631 |  |  | 3866615.6707 | 239360.3233
2800 | 4550302.638 | 10547492.0173 | 53615.0764 |  |  | 6050804.4557 | 0 | 117 | 3999207.6026 | 7591108.8868 | 35354.0631 |  |  | 3866615.6707 | 239360.3233
2801 | 4410763.826 | 11478153.0776 | 28253.588 |  |  | 7095642.8396 | 0 | 117 | 3999207.6026 | 7591108.8868 | 35354.0631 |  |  | 3866615.6707 | 239360.3233
2802 | 4227465.661 | 10857712.3707 | 6451.6067 |  |  | 6636698.3164 | 0 | 117 | 3999207.6026 | 7591108.8868 | 35354.0631 |  |  | 3866615.6707 | 239360.3233
2803 | 4078530.644 | 7018735.4968 | 0 |  |  | 2940204.8528 | 0 | 117 | 3999207.6026 | 7591108.8868 | 35354.0631 |  |  | 3866615.6707 | 239360.3233
2804 | 3976471.221 | 6708515.1434 | 0 |  |  | 2732043.9224 | 0 | 117 | 3999207.6026 | 7591108.8868 | 35354.0631 |  |  | 3866615.6707 | 239360.3233
2805 | 3659497.996 | 6437072.3341 | 0 |  |  | 2777574.3381 | 0 | 117 | 3999207.6026 | 7591108.8868 | 35354.0631 |  |  | 3866615.6707 | 239360.3233
2806 | 3344670.984 | 7367733.3944 | 0 |  |  | 4023062.4104 | 0 | 117 | 3999207.6026 | 7591108.8868 | 35354.0631 |  |  | 3866615.6707 | 239360.3233
2807 | 3139857.492 | 8531059.7199 | 0 |  |  | 5391202.2279 | 0 | 117 | 3999207.6026 | 7591108.8868 | 35354.0631 |  |  | 3866615.6707 | 239360.3233
2808 | 3018326.306 | 8763724.985 | 0 |  |  | 5745398.679 | 0 | 117 | 3999207.6026 | 7591108.8868 | 35354.0631 |  |  | 3866615.6707 | 239360.3233
2809 | 2967335.904 | 8569837.2641 | 0 |  |  | 5602501.3601 | 0 | 118 | 3897357.0987 | 4701777.232 | 35905.6014 |  |  | 1845626.11 | 1005300.3754
2810 | 2982083.141 | 8182061.8222 | 0 |  |  | 5199978.6812 | 0 | 118 | 3897357.0987 | 4701777.232 | 35905.6014 |  |  | 1845626.11 | 1005300.3754
2811 | 3064583.448 | 7522843.5712 | 0 |  |  | 4458260.1232 | 0 | 118 | 3897357.0987 | 4701777.232 | 35905.6014 |  |  | 1845626.11 | 1005300.3754
2812 | 3267766.8 | 5157413.3761 | 0 |  |  | 1889646.5761 | 0 | 118 | 3897357.0987 | 4701777.232 | 35905.6014 |  |  | 1845626.11 | 1005300.3754
2813 | 3812935.312 | 3024648.4461 | 111.2346 |  |  | 0 | 788175.6313 | 118 | 3897357.0987 | 4701777.232 | 35905.6014 |  |  | 1845626.11 | 1005300.3754
2814 | 4411042.392 | 1900099.6649 | 14794.2016 |  |  | 0 | 2496148.5256 | 118 | 3897357.0987 | 4701777.232 | 35905.6014 |  |  | 1845626.11 | 1005300.3754
2815 | 4631594.123 | 1085771.2371 | 40934.3322 |  |  | 0 | 3504888.5538 | 118 | 3897357.0987 | 4701777.232 | 35905.6014 |  |  | 1845626.11 | 1005300.3754
2816 | 4667511.56 | 465330.5302 | 66295.8206 |  |  | 0 | 4135885.2093 | 118 | 3897357.0987 | 4701777.232 | 35905.6014 |  |  | 1845626.11 | 1005300.3754
2817 | 4697602.479 | 736773.3394 | 86318.0482 |  |  | 0 | 3874511.0913 | 118 | 3897357.0987 | 4701777.232 | 35905.6014 |  |  | 1845626.11 | 1005300.3754
2818 | 4690019.594 | 1008216.1487 | 97552.7427 |  |  | 0 | 3584250.7026 | 118 | 3897357.0987 | 4701777.232 | 35905.6014 |  |  | 1845626.11 | 1005300.3754
2819 | 4512909.072 | 1589879.3114 | 97552.7427 |  |  | 0 | 2825477.0179 | 118 | 3897357.0987 | 4701777.232 | 35905.6014 |  |  | 1845626.11 | 1005300.3754
2820 | 4374649.34 | 2404207.7392 | 97552.7427 |  |  | 0 | 1872888.8581 | 118 | 3897357.0987 | 4701777.232 | 35905.6014 |  |  | 1845626.11 | 1005300.3754
2821 | 4225700.479 | 3218536.167 | 97552.7427 |  |  | 0 | 909611.5693 | 118 | 3897357.0987 | 4701777.232 | 35905.6014 |  |  | 1845626.11 | 1005300.3754
2822 | 4107675.676 | 3877754.4181 | 94549.4085 |  |  | 0 | 135371.8494 | 118 | 3897357.0987 | 4701777.232 | 35905.6014 |  |  | 1845626.11 | 1005300.3754
2823 | 4093411.51 | 4459417.5808 | 77641.7496 |  |  | 443647.8204 | 0 | 118 | 3897357.0987 | 4701777.232 | 35905.6014 |  |  | 1845626.11 | 1005300.3754
2824 | 4304435.225 | 5739076.5388 | 55283.5953 |  |  | 1489924.9092 | 0 | 118 | 3897357.0987 | 4701777.232 | 35905.6014 |  |  | 1845626.11 | 1005300.3754
2825 | 4271743.754 | 6863625.3201 | 29254.6993 |  |  | 2621136.2654 | 0 | 118 | 3897357.0987 | 4701777.232 | 35905.6014 |  |  | 1845626.11 | 1005300.3754
2826 | 4040823.487 | 7251400.7619 | 6340.3721 |  |  | 3216917.647 | 0 | 118 | 3897357.0987 | 4701777.232 | 35905.6014 |  |  | 1845626.11 | 1005300.3754
2827 | 3854589.021 | 6281962.1574 | 0 |  |  | 2427373.1364 | 0 | 118 | 3897357.0987 | 4701777.232 | 35905.6014 |  |  | 1845626.11 | 1005300.3754
2828 | 3784617.164 | 7328955.8503 | 0 |  |  | 3544338.6863 | 0 | 118 | 3897357.0987 | 4701777.232 | 35905.6014 |  |  | 1845626.11 | 1005300.3754
2829 | 3564419.818 | 7445288.4828 | 0 |  |  | 3880868.6648 | 0 | 118 | 3897357.0987 | 4701777.232 | 35905.6014 |  |  | 1845626.11 | 1005300.3754
2830 | 3285544.068 | 6902402.8643 | 0 |  |  | 3616858.7963 | 0 | 118 | 3897357.0987 | 4701777.232 | 35905.6014 |  |  | 1845626.11 | 1005300.3754
2831 | 3043708.444 | 6281962.1574 | 0 |  |  | 3238253.7134 | 0 | 118 | 3897357.0987 | 4701777.232 | 35905.6014 |  |  | 1845626.11 | 1005300.3754
2832 | 2879868.558 | 5545188.8179 | 0 |  |  | 2665320.2599 | 0 | 118 | 3897357.0987 | 4701777.232 | 35905.6014 |  |  | 1845626.11 | 1005300.3754
2833 | 2810104.199 | 4769637.9343 | 0 |  |  | 1959533.7353 | 0 | 119 | 3410490.061 | 4192821.9646 | 33152.5451 |  |  | 1815699.5204 | 1000215.0718
2834 | 2795504.389 | 3838976.8739 | 0 |  |  | 1043472.4849 | 0 | 119 | 3410490.061 | 4192821.9646 | 33152.5451 |  |  | 1815699.5204 | 1000215.0718
2835 | 2833983.854 | 2791983.181 | 0 |  |  | 0 | 42000.673 | 119 | 3410490.061 | 4192821.9646 | 33152.5451 |  |  | 1815699.5204 | 1000215.0718
2836 | 2887950.284 | 1473546.6789 | 0 |  |  | 0 | 1414403.6051 | 119 | 3410490.061 | 4192821.9646 | 33152.5451 |  |  | 1815699.5204 | 1000215.0718
2837 | 3051098.353 | 542885.6185 | 1001.1114 |  |  | 0 | 2507211.6231 | 119 | 3410490.061 | 4192821.9646 | 33152.5451 |  |  | 1815699.5204 | 1000215.0718
2838 | 3351530.9 | 116332.6325 | 14460.4978 |  |  | 0 | 3220737.7697 | 119 | 3410490.061 | 4192821.9646 | 33152.5451 |  |  | 1815699.5204 | 1000215.0718
2839 | 3659637.971 | 0 | 37152.3558 |  |  | 0 | 3622485.6152 | 119 | 3410490.061 | 4192821.9646 | 33152.5451 |  |  | 1815699.5204 | 1000215.0718
2840 | 3812293.043 | 0 | 60956.5598 |  |  | 0 | 3751336.4832 | 119 | 3410490.061 | 4192821.9646 | 33152.5451 |  |  | 1815699.5204 | 1000215.0718
2841 | 3921645.492 | 465330.5302 | 80088.9107 |  |  | 0 | 3376226.0511 | 119 | 3410490.061 | 4192821.9646 | 33152.5451 |  |  | 1815699.5204 | 1000215.0718
2842 | 3896751.706 | 1085771.2371 | 93214.5933 |  |  | 0 | 2717765.8756 | 119 | 3410490.061 | 4192821.9646 | 33152.5451 |  |  | 1815699.5204 | 1000215.0718
2843 | 3817567.271 | 1628656.8556 | 97552.7427 |  |  | 0 | 2091357.6727 | 119 | 3410490.061 | 4192821.9646 | 33152.5451 |  |  | 1815699.5204 | 1000215.0718
2844 | 3680197.859 | 2442985.2834 | 97552.7427 |  |  | 0 | 1139659.8329 | 119 | 3410490.061 | 4192821.9646 | 33152.5451 |  |  | 1815699.5204 | 1000215.0718
2845 | 3588837.458 | 3373646.3438 | 93214.5933 |  |  | 0 | 121976.5209 | 119 | 3410490.061 | 4192821.9646 | 33152.5451 |  |  | 1815699.5204 | 1000215.0718
2846 | 3525585.341 | 4226752.3158 | 80422.6145 |  |  | 781589.5893 | 0 | 119 | 3410490.061 | 4192821.9646 | 33152.5451 |  |  | 1815699.5204 | 1000215.0718
2847 | 3583031.588 | 5118635.8319 | 63403.721 |  |  | 1599007.9649 | 0 | 119 | 3410490.061 | 4192821.9646 | 33152.5451 |  |  | 1815699.5204 | 1000215.0718
2848 | 3810746.142 | 7212623.2177 | 44382.6047 |  |  | 3446259.6804 | 0 | 119 | 3410490.061 | 4192821.9646 | 33152.5451 |  |  | 1815699.5204 | 1000215.0718
2849 | 3847514.358 | 9190277.971 | 24916.55 |  |  | 5367680.163 | 0 | 119 | 3410490.061 | 4192821.9646 | 33152.5451 |  |  | 1815699.5204 | 1000215.0718
2850 | 3677824.508 | 9849496.222 | 7341.4835 |  |  | 6179013.1975 | 0 | 119 | 3410490.061 | 4192821.9646 | 33152.5451 |  |  | 1815699.5204 | 1000215.0718
2851 | 3540635.288 | 8143284.2781 | 0 |  |  | 4602648.9901 | 0 | 119 | 3410490.061 | 4192821.9646 | 33152.5451 |  |  | 1815699.5204 | 1000215.0718
2852 | 3538525.608 | 8957612.7059 | 0 |  |  | 5419087.0979 | 0 | 119 | 3410490.061 | 4192821.9646 | 33152.5451 |  |  | 1815699.5204 | 1000215.0718
2853 | 3355351.012 | 8724947.4408 | 0 |  |  | 5369596.4288 | 0 | 119 | 3410490.061 | 4192821.9646 | 33152.5451 |  |  | 1815699.5204 | 1000215.0718
2854 | 3120681.794 | 7135068.1293 | 0 |  |  | 4014386.3353 | 0 | 119 | 3410490.061 | 4192821.9646 | 33152.5451 |  |  | 1815699.5204 | 1000215.0718
2855 | 2932614.103 | 5506411.2737 | 0 |  |  | 2573797.1707 | 0 | 119 | 3410490.061 | 4192821.9646 | 33152.5451 |  |  | 1815699.5204 | 1000215.0718
2856 | 2812148.943 | 4032864.5948 | 0 |  |  | 1220715.6518 | 0 | 119 | 3410490.061 | 4192821.9646 | 33152.5451 |  |  | 1815699.5204 | 1000215.0718
2857 | 2766444.621 | 2869538.2694 | 0 |  |  | 103093.6484 | 0 | 120 | 3302783.9632 | 2727353.9407 | 31632.3389 |  |  | 695907.4626 | 1239705.1462
2858 | 2762067.414 | 1822544.5765 | 0 |  |  | 0 | 939522.8375 | 120 | 3302783.9632 | 2727353.9407 | 31632.3389 |  |  | 695907.4626 | 1239705.1462
2859 | 2790219.531 | 1008216.1487 | 0 |  |  | 0 | 1782003.3823 | 120 | 3302783.9632 | 2727353.9407 | 31632.3389 |  |  | 695907.4626 | 1239705.1462
2860 | 2807856.724 | 581663.1627 | 0 |  |  | 0 | 2226193.5613 | 120 | 3302783.9632 | 2727353.9407 | 31632.3389 |  |  | 695907.4626 | 1239705.1462
2861 | 2906247.414 | 271442.8093 | 1890.9882 |  |  | 0 | 2632913.6166 | 120 | 3302783.9632 | 2727353.9407 | 31632.3389 |  |  | 695907.4626 | 1239705.1462
2862 | 3134583.545 | 155110.1767 | 13125.6826 |  |  | 0 | 2966347.6857 | 120 | 3302783.9632 | 2727353.9407 | 31632.3389 |  |  | 695907.4626 | 1239705.1462
2863 | 3403802.07 | 38777.5442 | 38042.2326 |  |  | 0 | 3326982.2932 | 120 | 3302783.9632 | 2727353.9407 | 31632.3389 |  |  | 695907.4626 | 1239705.1462
2864 | 3561277.98 | 0 | 64293.5978 |  |  | 0 | 3496984.3822 | 120 | 3302783.9632 | 2727353.9407 | 31632.3389 |  |  | 695907.4626 | 1239705.1462
2865 | 3610370.274 | 0 | 83982.1217 |  |  | 0 | 3526388.1523 | 120 | 3302783.9632 | 2727353.9407 | 31632.3389 |  |  | 695907.4626 | 1239705.1462
2866 | 3586082.001 | 116332.6325 | 97441.5081 |  |  | 0 | 3372307.8604 | 120 | 3302783.9632 | 2727353.9407 | 31632.3389 |  |  | 695907.4626 | 1239705.1462
2867 | 3528781.047 | 659218.2511 | 97552.7427 |  |  | 0 | 2772010.0533 | 120 | 3302783.9632 | 2727353.9407 | 31632.3389 |  |  | 695907.4626 | 1239705.1462
2868 | 3489263.558 | 1783767.0323 | 97552.7427 |  |  | 0 | 1607943.783 | 120 | 3302783.9632 | 2727353.9407 | 31632.3389 |  |  | 695907.4626 | 1239705.1462
2869 | 3449064.875 | 3296091.2554 | 85539.406 |  |  | 0 | 67434.2135 | 120 | 3302783.9632 | 2727353.9407 | 31632.3389 |  |  | 695907.4626 | 1239705.1462
2870 | 3420925.65 | 4769637.9343 | 67741.8703 |  |  | 1416454.1546 | 0 | 120 | 3302783.9632 | 2727353.9407 | 31632.3389 |  |  | 695907.4626 | 1239705.1462
2871 | 3494077.698 | 5894186.7155 | 50166.8038 |  |  | 2450275.8214 | 0 | 120 | 3302783.9632 | 2727353.9407 | 31632.3389 |  |  | 695907.4626 | 1239705.1462
2872 | 3788786.158 | 6708515.1434 | 33259.1449 |  |  | 2952988.1302 | 0 | 120 | 3302783.9632 | 2727353.9407 | 31632.3389 |  |  | 695907.4626 | 1239705.1462
2873 | 3837677.041 | 6979957.9526 | 20800.8699 |  |  | 3163081.7815 | 0 | 120 | 3302783.9632 | 2727353.9407 | 31632.3389 |  |  | 695907.4626 | 1239705.1462
2874 | 3674121.911 | 6708515.1434 | 7675.1873 |  |  | 3042068.4196 | 0 | 120 | 3302783.9632 | 2727353.9407 | 31632.3389 |  |  | 695907.4626 | 1239705.1462
2875 | 3535847.852 | 5157413.3761 | 111.2346 |  |  | 1621676.7587 | 0 | 120 | 3302783.9632 | 2727353.9407 | 31632.3389 |  |  | 695907.4626 | 1239705.1462
2876 | 3525535.884 | 4847193.0227 | 0 |  |  | 1321657.1387 | 0 | 120 | 3302783.9632 | 2727353.9407 | 31632.3389 |  |  | 695907.4626 | 1239705.1462
2877 | 3335820.168 | 3877754.4181 | 0 |  |  | 541934.2501 | 0 | 120 | 3302783.9632 | 2727353.9407 | 31632.3389 |  |  | 695907.4626 | 1239705.1462
2878 | 3091209.623 | 3179758.6229 | 0 |  |  | 88548.9999 | 0 | 120 | 3302783.9632 | 2727353.9407 | 31632.3389 |  |  | 695907.4626 | 1239705.1462
2879 | 2939612.085 | 2559317.916 | 0 |  |  | 0 | 380294.169 | 120 | 3302783.9632 | 2727353.9407 | 31632.3389 |  |  | 695907.4626 | 1239705.1462
2880 | 2827139.993 | 2171542.4741 | 0 |  |  | 0 | 655597.5189 | 120 | 3302783.9632 | 2727353.9407 | 31632.3389 |  |  | 695907.4626 | 1239705.1462
2881 | 2797200.769 | 1861322.1207 | 0 |  |  | 0 | 935878.6483 | 121 | 3737239.6004 | 1890405.2788 | 35219.6547 |  |  | 334602.611 | 2146217.2779
2882 | 2816692.489 | 1628656.8556 | 0 |  |  | 0 | 1188035.6334 | 121 | 3737239.6004 | 1890405.2788 | 35219.6547 |  |  | 334602.611 | 2146217.2779
2883 | 2938495.211 | 1318436.5022 | 0 |  |  | 0 | 1620058.7088 | 121 | 3737239.6004 | 1890405.2788 | 35219.6547 |  |  | 334602.611 | 2146217.2779
2884 | 3091261.139 | 1046993.6929 | 0 |  |  | 0 | 2044267.4461 | 121 | 3737239.6004 | 1890405.2788 | 35219.6547 |  |  | 334602.611 | 2146217.2779
2885 | 3530872.743 | 930661.0603 | 1779.7536 |  |  | 0 | 2598431.9291 | 121 | 3737239.6004 | 1890405.2788 | 35219.6547 |  |  | 334602.611 | 2146217.2779
2886 | 4064312.426 | 1085771.2371 | 13681.8556 |  |  | 0 | 2964859.3333 | 121 | 3737239.6004 | 1890405.2788 | 35219.6547 |  |  | 334602.611 | 2146217.2779
2887 | 4318867.508 | 1163326.3254 | 37486.0596 |  |  | 0 | 3118055.123 | 121 | 3737239.6004 | 1890405.2788 | 35219.6547 |  |  | 334602.611 | 2146217.2779
2888 | 4402024.021 | 465330.5302 | 59621.7447 |  |  | 0 | 3877071.7462 | 121 | 3737239.6004 | 1890405.2788 | 35219.6547 |  |  | 334602.611 | 2146217.2779
2889 | 4500305.834 | 38777.5442 | 78865.3302 |  |  | 0 | 4382662.9597 | 121 | 3737239.6004 | 1890405.2788 | 35219.6547 |  |  | 334602.611 | 2146217.2779
2890 | 4371530.3 | 0 | 93993.2355 |  |  | 0 | 4277537.0645 | 121 | 3737239.6004 | 1890405.2788 | 35219.6547 |  |  | 334602.611 | 2146217.2779
2891 | 4305749.944 | 0 | 97552.7427 |  |  | 0 | 4208197.2013 | 121 | 3737239.6004 | 1890405.2788 | 35219.6547 |  |  | 334602.611 | 2146217.2779
2892 | 4240047.584 | 0 | 97552.7427 |  |  | 0 | 4142494.8413 | 121 | 3737239.6004 | 1890405.2788 | 35219.6547 |  |  | 334602.611 | 2146217.2779
2893 | 4170670.461 | 0 | 97552.7427 |  |  | 0 | 4073117.7183 | 121 | 3737239.6004 | 1890405.2788 | 35219.6547 |  |  | 334602.611 | 2146217.2779
2894 | 4075132.809 | 155110.1767 | 97219.0389 |  |  | 0 | 3822803.5934 | 121 | 3737239.6004 | 1890405.2788 | 35219.6547 |  |  | 334602.611 | 2146217.2779
2895 | 4134443.467 | 659218.2511 | 80422.6145 |  |  | 0 | 3394802.6014 | 121 | 3737239.6004 | 1890405.2788 | 35219.6547 |  |  | 334602.611 | 2146217.2779
2896 | 4191676.206 | 1512324.2231 | 54727.4223 |  |  | 0 | 2624624.5606 | 121 | 3737239.6004 | 1890405.2788 | 35219.6547 |  |  | 334602.611 | 2146217.2779
2897 | 4075329.589 | 2442985.2834 | 26807.5382 |  |  | 0 | 1605536.7674 | 121 | 3737239.6004 | 1890405.2788 | 35219.6547 |  |  | 334602.611 | 2146217.2779
2898 | 3856165.433 | 3334868.7996 | 7897.6565 |  |  | 0 | 513398.9769 | 121 | 3737239.6004 | 1890405.2788 | 35219.6547 |  |  | 334602.611 | 2146217.2779
2899 | 3685025.115 | 3567534.0647 | 111.2346 |  |  | 0 | 117379.8157 | 121 | 3737239.6004 | 1890405.2788 | 35219.6547 |  |  | 334602.611 | 2146217.2779
2900 | 3664711.513 | 4071642.139 | 0 |  |  | 406930.626 | 0 | 121 | 3737239.6004 | 1890405.2788 | 35219.6547 |  |  | 334602.611 | 2146217.2779
2901 | 3436728.552 | 4071642.139 | 0 |  |  | 634913.587 | 0 | 121 | 3737239.6004 | 1890405.2788 | 35219.6547 |  |  | 334602.611 | 2146217.2779
2902 | 3155925.118 | 4420640.0367 | 0 |  |  | 1264714.9187 | 0 | 121 | 3737239.6004 | 1890405.2788 | 35219.6547 |  |  | 334602.611 | 2146217.2779
2903 | 2984373.861 | 5234968.4645 | 0 |  |  | 2250594.6035 | 0 | 121 | 3737239.6004 | 1890405.2788 | 35219.6547 |  |  | 334602.611 | 2146217.2779
2904 | 2886208.317 | 6359517.2457 | 0 |  |  | 3473308.9287 | 0 | 121 | 3737239.6004 | 1890405.2788 | 35219.6547 |  |  | 334602.611 | 2146217.2779
2905 | 2863348.9 | 7173845.6735 | 0 |  |  | 4310496.7735 | 0 | 122 | 3900619.7216 | 11015077.0527 | 19813.6628 |  |  | 7134270.9939 | 0
2906 | 2882019.582 | 8026951.6455 | 0 |  |  | 5144932.0635 | 0 | 122 | 3900619.7216 | 11015077.0527 | 19813.6628 |  |  | 7134270.9939 | 0
2907 | 2987639.905 | 10237271.6638 | 0 |  |  | 7249631.7588 | 0 | 122 | 3900619.7216 | 11015077.0527 | 19813.6628 |  |  | 7134270.9939 | 0
2908 | 3168069.943 | 10431159.3848 | 0 |  |  | 7263089.4418 | 0 | 122 | 3900619.7216 | 11015077.0527 | 19813.6628 |  |  | 7134270.9939 | 0
2909 | 3690146.372 | 8918835.1617 | 889.8768 |  |  | 5229578.6665 | 0 | 122 | 3900619.7216 | 11015077.0527 | 19813.6628 |  |  | 7134270.9939 | 0
2910 | 4269372.611 | 9151500.4268 | 4894.3223 |  |  | 4887022.1381 | 0 | 122 | 3900619.7216 | 11015077.0527 | 19813.6628 |  |  | 7134270.9939 | 0
2911 | 4475694.86 | 8492282.1757 | 11679.6328 |  |  | 4028266.9485 | 0 | 122 | 3900619.7216 | 11015077.0527 | 19813.6628 |  |  | 7134270.9939 | 0
2912 | 4480122.725 | 9539275.8686 | 20467.1661 |  |  | 5079620.3097 | 0 | 122 | 3900619.7216 | 11015077.0527 | 19813.6628 |  |  | 7134270.9939 | 0
2913 | 4537870.008 | 9539275.8686 | 29810.8723 |  |  | 5031216.7329 | 0 | 122 | 3900619.7216 | 11015077.0527 | 19813.6628 |  |  | 7134270.9939 | 0
2914 | 4635994.309 | 7988174.1013 | 41601.7397 |  |  | 3393781.5321 | 0 | 122 | 3900619.7216 | 11015077.0527 | 19813.6628 |  |  | 7134270.9939 | 0
2915 | 4612348.527 | 8375949.5431 | 52169.0266 |  |  | 3815770.0427 | 0 | 122 | 3900619.7216 | 11015077.0527 | 19813.6628 |  |  | 7134270.9939 | 0
2916 | 4538868.357 | 10702602.194 | 59844.2139 |  |  | 6223578.0509 | 0 | 122 | 3900619.7216 | 11015077.0527 | 19813.6628 |  |  | 7134270.9939 | 0
2917 | 4451838.4 | 13339475.1983 | 67964.3395 |  |  | 8955601.1379 | 0 | 122 | 3900619.7216 | 11015077.0527 | 19813.6628 |  |  | 7134270.9939 | 0
2918 | 4298249.715 | 13339475.1983 | 65072.24 |  |  | 9106297.7233 | 0 | 122 | 3900619.7216 | 11015077.0527 | 19813.6628 |  |  | 7134270.9939 | 0
2919 | 4270671.617 | 13339475.1983 | 50722.9768 |  |  | 9119526.5581 | 0 | 122 | 3900619.7216 | 11015077.0527 | 19813.6628 |  |  | 7134270.9939 | 0
2920 | 4505664.012 | 13339475.1983 | 38487.171 |  |  | 8872298.3573 | 0 | 122 | 3900619.7216 | 11015077.0527 | 19813.6628 |  |  | 7134270.9939 | 0
2921 | 4364182.828 | 13339475.1983 | 22580.6234 |  |  | 8997872.9938 | 0 | 122 | 3900619.7216 | 11015077.0527 | 19813.6628 |  |  | 7134270.9939 | 0
2922 | 4081329.926 | 13339475.1983 | 9232.4717 |  |  | 9267377.744 | 0 | 122 | 3900619.7216 | 11015077.0527 | 19813.6628 |  |  | 7134270.9939 | 0
2923 | 3891354.375 | 11129155.18 | 111.2346 |  |  | 7237912.0396 | 0 | 122 | 3900619.7216 | 11015077.0527 | 19813.6628 |  |  | 7134270.9939 | 0
2924 | 3846063.734 | 11710818.3427 | 0 |  |  | 7864754.6087 | 0 | 122 | 3900619.7216 | 11015077.0527 | 19813.6628 |  |  | 7134270.9939 | 0
2925 | 3565784.289 | 13106809.9333 | 0 |  |  | 9541025.6443 | 0 | 122 | 3900619.7216 | 11015077.0527 | 19813.6628 |  |  | 7134270.9939 | 0
2926 | 3232235.158 | 13339475.1983 | 0 |  |  | 10107240.0403 | 0 | 122 | 3900619.7216 | 11015077.0527 | 19813.6628 |  |  | 7134270.9939 | 0
2927 | 3030431.653 | 13278237.9263 | 0 |  |  | 10247806.2733 | 0 | 122 | 3900619.7216 | 11015077.0527 | 19813.6628 |  |  | 7134270.9939 | 0
2928 | 2935571.513 | 13183377.7863 | 0 |  |  | 10247806.2733 | 0 | 122 | 3900619.7216 | 11015077.0527 | 19813.6628 |  |  | 7134270.9939 | 0
2929 | 2886923.217 | 13134729.4903 | 0 |  |  | 10247806.2733 | 0 | 123 | 3868175.5544 | 8658212.8282 | 36355.1745 |  |  | 4830809.6013 | 4417.153
2930 | 2903559.401 | 12021038.6962 | 0 |  |  | 9117479.2952 | 0 | 123 | 3868175.5544 | 8658212.8282 | 36355.1745 |  |  | 4830809.6013 | 4417.153
2931 | 2981706.677 | 10159716.5755 | 0 |  |  | 7178009.8985 | 0 | 123 | 3868175.5544 | 8658212.8282 | 36355.1745 |  |  | 4830809.6013 | 4417.153
2932 | 3141163.767 | 8492282.1757 | 0 |  |  | 5351118.4087 | 0 | 123 | 3868175.5544 | 8658212.8282 | 36355.1745 |  |  | 4830809.6013 | 4417.153
2933 | 3707746.222 | 7988174.1013 | 444.9384 |  |  | 4280872.8177 | 0 | 123 | 3868175.5544 | 8658212.8282 | 36355.1745 |  |  | 4830809.6013 | 4417.153
2934 | 4283132.633 | 8453504.6315 | 16907.6589 |  |  | 4187279.6574 | 0 | 123 | 3868175.5544 | 8658212.8282 | 36355.1745 |  |  | 4830809.6013 | 4417.153
2935 | 4488696.322 | 7949396.5572 | 43492.7279 |  |  | 3504192.9631 | 0 | 123 | 3868175.5544 | 8658212.8282 | 36355.1745 |  |  | 4830809.6013 | 4417.153
2936 | 4519385.43 | 8918835.1617 | 68965.4509 |  |  | 4468415.1826 | 0 | 123 | 3868175.5544 | 8658212.8282 | 36355.1745 |  |  | 4830809.6013 | 4417.153
2937 | 4540752.751 | 8957612.7059 | 89098.9132 |  |  | 4505958.8681 | 0 | 123 | 3868175.5544 | 8658212.8282 | 36355.1745 |  |  | 4830809.6013 | 4417.153
2938 | 4523683.84 | 7833063.9246 | 97552.7427 |  |  | 3406932.8273 | 0 | 123 | 3868175.5544 | 8658212.8282 | 36355.1745 |  |  | 4830809.6013 | 4417.153
2939 | 4499983.711 | 6281962.1574 | 97552.7427 |  |  | 1879531.189 | 0 | 123 | 3868175.5544 | 8658212.8282 | 36355.1745 |  |  | 4830809.6013 | 4417.153
2940 | 4486808.882 | 4808415.4785 | 97552.7427 |  |  | 419159.3391 | 0 | 123 | 3868175.5544 | 8658212.8282 | 36355.1745 |  |  | 4830809.6013 | 4417.153
2941 | 4352761.641 | 4149197.2274 | 97552.7427 |  |  | 0 | 106011.6709 | 123 | 3868175.5544 | 8658212.8282 | 36355.1745 |  |  | 4830809.6013 | 4417.153
2942 | 4208837.235 | 4187974.7716 | 94771.8777 |  |  | 73909.4143 | 0 | 123 | 3868175.5544 | 8658212.8282 | 36355.1745 |  |  | 4830809.6013 | 4417.153
2943 | 4236087.928 | 4653305.3017 | 78086.688 |  |  | 495304.0617 | 0 | 123 | 3868175.5544 | 8658212.8282 | 36355.1745 |  |  | 4830809.6013 | 4417.153
2944 | 4365020.132 | 5273746.0086 | 54060.0147 |  |  | 962785.8914 | 0 | 123 | 3868175.5544 | 8658212.8282 | 36355.1745 |  |  | 4830809.6013 | 4417.153
2945 | 4243574.582 | 6126851.9806 | 27808.6496 |  |  | 1911086.0482 | 0 | 123 | 3868175.5544 | 8658212.8282 | 36355.1745 |  |  | 4830809.6013 | 4417.153
2946 | 4040767.848 | 7251400.7619 | 8342.5949 |  |  | 3218975.5088 | 0 | 123 | 3868175.5544 | 8658212.8282 | 36355.1745 |  |  | 4830809.6013 | 4417.153
2947 | 3855486.303 | 7406510.9386 | 333.7038 |  |  | 3551358.3394 | 0 | 123 | 3868175.5544 | 8658212.8282 | 36355.1745 |  |  | 4830809.6013 | 4417.153
2948 | 3825132.379 | 10625047.1057 | 0 |  |  | 6799914.7267 | 0 | 123 | 3868175.5544 | 8658212.8282 | 36355.1745 |  |  | 4830809.6013 | 4417.153
2949 | 3549526.451 | 13339475.1983 | 0 |  |  | 9789948.7473 | 0 | 123 | 3868175.5544 | 8658212.8282 | 36355.1745 |  |  | 4830809.6013 | 4417.153
2950 | 3245696.771 | 13339475.1983 | 0 |  |  | 10093778.4273 | 0 | 123 | 3868175.5544 | 8658212.8282 | 36355.1745 |  |  | 4830809.6013 | 4417.153
2951 | 3024698.505 | 13272504.7783 | 0 |  |  | 10247806.2733 | 0 | 123 | 3868175.5544 | 8658212.8282 | 36355.1745 |  |  | 4830809.6013 | 4417.153
2952 | 2925080.677 | 13172886.9503 | 0 |  |  | 10247806.2733 | 0 | 123 | 3868175.5544 | 8658212.8282 | 36355.1745 |  |  | 4830809.6013 | 4417.153
2953 | 2893386.253 | 13141192.5263 | 0 |  |  | 10247806.2733 | 0 | 124 | 3909392.7734 | 3486564.3913 | 34144.3869 |  |  | 1649273.3826 | 2037957.3778
2954 | 2905320.792 | 11400597.9893 | 0 |  |  | 8495277.1973 | 0 | 124 | 3909392.7734 | 3486564.3913 | 34144.3869 |  |  | 1649273.3826 | 2037957.3778
2955 | 3026934.322 | 9771941.1337 | 0 |  |  | 6745006.8117 | 0 | 124 | 3909392.7734 | 3486564.3913 | 34144.3869 |  |  | 1649273.3826 | 2037957.3778
2956 | 3198439.451 | 8104506.7339 | 0 |  |  | 4906067.2829 | 0 | 124 | 3909392.7734 | 3486564.3913 | 34144.3869 |  |  | 1649273.3826 | 2037957.3778
2957 | 3716277.491 | 6979957.9526 | 2558.3958 |  |  | 3266238.8574 | 0 | 124 | 3909392.7734 | 3486564.3913 | 34144.3869 |  |  | 1649273.3826 | 2037957.3778
2958 | 4282418.285 | 6281962.1574 | 14682.967 |  |  | 2014226.8393 | 0 | 124 | 3909392.7734 | 3486564.3913 | 34144.3869 |  |  | 1649273.3826 | 2037957.3778
2959 | 4516422.923 | 4071642.139 | 37486.0596 |  |  | 0 | 407294.7244 | 124 | 3909392.7734 | 3486564.3913 | 34144.3869 |  |  | 1649273.3826 | 2037957.3778
2960 | 4596281.087 | 2016432.2974 | 62402.6096 |  |  | 0 | 2517446.18 | 124 | 3909392.7734 | 3486564.3913 | 34144.3869 |  |  | 1649273.3826 | 2037957.3778
2961 | 4666214.856 | 1395991.5905 | 82981.0103 |  |  | 0 | 3187242.2552 | 124 | 3909392.7734 | 3486564.3913 | 34144.3869 |  |  | 1649273.3826 | 2037957.3778
2962 | 4596671.396 | 465330.5302 | 95550.5199 |  |  | 0 | 4035790.3459 | 124 | 3909392.7734 | 3486564.3913 | 34144.3869 |  |  | 1649273.3826 | 2037957.3778
2963 | 4514718.776 | 38777.5442 | 97552.7427 |  |  | 0 | 4378388.4892 | 124 | 3909392.7734 | 3486564.3913 | 34144.3869 |  |  | 1649273.3826 | 2037957.3778
2964 | 4540995.68 | 0 | 97552.7427 |  |  | 0 | 4443442.9373 | 124 | 3909392.7734 | 3486564.3913 | 34144.3869 |  |  | 1649273.3826 | 2037957.3778
2965 | 4431064.151 | 0 | 97552.7427 |  |  | 0 | 4333511.4083 | 124 | 3909392.7734 | 3486564.3913 | 34144.3869 |  |  | 1649273.3826 | 2037957.3778
2966 | 4255413.284 | 0 | 90433.7284 |  |  | 0 | 4164979.5556 | 124 | 3909392.7734 | 3486564.3913 | 34144.3869 |  |  | 1649273.3826 | 2037957.3778
2967 | 4201509.805 | 38777.5442 | 69299.1547 |  |  | 0 | 4093433.1061 | 124 | 3909392.7734 | 3486564.3913 | 34144.3869 |  |  | 1649273.3826 | 2037957.3778
2968 | 4412095.789 | 193887.7209 | 42046.6781 |  |  | 0 | 4176161.39 | 124 | 3909392.7734 | 3486564.3913 | 34144.3869 |  |  | 1649273.3826 | 2037957.3778
2969 | 4305187.157 | 465330.5302 | 21023.3391 |  |  | 0 | 3818833.2878 | 124 | 3909392.7734 | 3486564.3913 | 34144.3869 |  |  | 1649273.3826 | 2037957.3778
2970 | 4099391.719 | 775550.8836 | 7897.6565 |  |  | 0 | 3315943.1789 | 124 | 3909392.7734 | 3486564.3913 | 34144.3869 |  |  | 1649273.3826 | 2037957.3778
2971 | 3909317.687 | 1512324.2231 | 444.9384 |  |  | 0 | 2396548.5255 | 124 | 3909392.7734 | 3486564.3913 | 34144.3869 |  |  | 1649273.3826 | 2037957.3778
2972 | 3811797.469 | 1938877.2091 | 0 |  |  | 0 | 1872920.2599 | 124 | 3909392.7734 | 3486564.3913 | 34144.3869 |  |  | 1649273.3826 | 2037957.3778
2973 | 3587425.602 | 2132764.93 | 0 |  |  | 0 | 1454660.672 | 124 | 3909392.7734 | 3486564.3913 | 34144.3869 |  |  | 1649273.3826 | 2037957.3778
2974 | 3300251.654 | 2985870.902 | 0 |  |  | 0 | 314380.752 | 124 | 3909392.7734 | 3486564.3913 | 34144.3869 |  |  | 1649273.3826 | 2037957.3778
2975 | 3079545.067 | 4381862.4925 | 0 |  |  | 1302317.4255 | 0 | 124 | 3909392.7734 | 3486564.3913 | 34144.3869 |  |  | 1649273.3826 | 2037957.3778
2976 | 2978345.866 | 5583966.3621 | 0 |  |  | 2605620.4961 | 0 | 124 | 3909392.7734 | 3486564.3913 | 34144.3869 |  |  | 1649273.3826 | 2037957.3778
2977 | 2924907.234 | 5739076.5388 | 0 |  |  | 2814169.3048 | 0 | 125 | 3786805.5668 | 2300800.9548 | 8314.7862 |  |  | 344379.6299 | 1822069.4557
2978 | 2931763.859 | 5118635.8319 | 0 |  |  | 2186871.9729 | 0 | 125 | 3786805.5668 | 2300800.9548 | 8314.7862 |  |  | 344379.6299 | 1822069.4557
2979 | 3017616.729 | 4187974.7716 | 0 |  |  | 1170358.0426 | 0 | 125 | 3786805.5668 | 2300800.9548 | 8314.7862 |  |  | 344379.6299 | 1822069.4557
2980 | 3147561.763 | 3567534.0647 | 0 |  |  | 419972.3017 | 0 | 125 | 3786805.5668 | 2300800.9548 | 8314.7862 |  |  | 344379.6299 | 1822069.4557
2981 | 3698780.378 | 3373646.3438 | 2558.3958 |  |  | 0 | 322575.6385 | 125 | 3786805.5668 | 2300800.9548 | 8314.7862 |  |  | 344379.6299 | 1822069.4557
2982 | 4263184.701 | 3334868.7996 | 9343.7063 |  |  | 0 | 918972.1952 | 125 | 3786805.5668 | 2300800.9548 | 8314.7862 |  |  | 344379.6299 | 1822069.4557
2983 | 4480712.965 | 2559317.916 | 16907.6589 |  |  | 0 | 1904487.3901 | 125 | 3786805.5668 | 2300800.9548 | 8314.7862 |  |  | 344379.6299 | 1822069.4557
2984 | 4496744.717 | 1085771.2371 | 18909.8817 |  |  | 0 | 3392063.5982 | 125 | 3786805.5668 | 2300800.9548 | 8314.7862 |  |  | 344379.6299 | 1822069.4557
2985 | 4563026.274 | 465330.5302 | 20467.1661 |  |  | 0 | 4077228.5777 | 125 | 3786805.5668 | 2300800.9548 | 8314.7862 |  |  | 344379.6299 | 1822069.4557
2986 | 4527450.206 | 271442.8093 | 19132.3509 |  |  | 0 | 4236875.0458 | 125 | 3786805.5668 | 2300800.9548 | 8314.7862 |  |  | 344379.6299 | 1822069.4557
2987 | 4384499.962 | 310220.3534 | 16017.7821 |  |  | 0 | 4058261.8264 | 125 | 3786805.5668 | 2300800.9548 | 8314.7862 |  |  | 344379.6299 | 1822069.4557
2988 | 4289600.782 | 348997.8976 | 16017.7821 |  |  | 0 | 3924585.1022 | 125 | 3786805.5668 | 2300800.9548 | 8314.7862 |  |  | 344379.6299 | 1822069.4557
2989 | 4135263.743 | 426552.986 | 18353.7087 |  |  | 0 | 3690357.0483 | 125 | 3786805.5668 | 2300800.9548 | 8314.7862 |  |  | 344379.6299 | 1822069.4557
2990 | 3998295.892 | 659218.2511 | 18464.9433 |  |  | 0 | 3320612.6976 | 125 | 3786805.5668 | 2300800.9548 | 8314.7862 |  |  | 344379.6299 | 1822069.4557
2991 | 4023078.881 | 1124548.7813 | 16907.6589 |  |  | 0 | 2881622.4408 | 125 | 3786805.5668 | 2300800.9548 | 8314.7862 |  |  | 344379.6299 | 1822069.4557
2992 | 4246901.8 | 1512324.2231 | 12791.9788 |  |  | 0 | 2721785.5981 | 125 | 3786805.5668 | 2300800.9548 | 8314.7862 |  |  | 344379.6299 | 1822069.4557
2993 | 4203189.995 | 1744989.4882 | 9343.7063 |  |  | 0 | 2448856.8006 | 125 | 3786805.5668 | 2300800.9548 | 8314.7862 |  |  | 344379.6299 | 1822069.4557
2994 | 3933171.152 | 2055209.8416 | 4004.4455 |  |  | 0 | 1873956.8649 | 125 | 3786805.5668 | 2300800.9548 | 8314.7862 |  |  | 344379.6299 | 1822069.4557
2995 | 3707034.39 | 2249097.5625 | 333.7038 |  |  | 0 | 1457603.1237 | 125 | 3786805.5668 | 2300800.9548 | 8314.7862 |  |  | 344379.6299 | 1822069.4557
2996 | 3624329.247 | 2520540.3718 | 0 |  |  | 0 | 1103788.8752 | 125 | 3786805.5668 | 2300800.9548 | 8314.7862 |  |  | 344379.6299 | 1822069.4557
2997 | 3402911.834 | 2404207.7392 | 0 |  |  | 0 | 998704.0948 | 125 | 3786805.5668 | 2300800.9548 | 8314.7862 |  |  | 344379.6299 | 1822069.4557
2998 | 3150535.656 | 2753205.6369 | 0 |  |  | 0 | 397330.0191 | 125 | 3786805.5668 | 2300800.9548 | 8314.7862 |  |  | 344379.6299 | 1822069.4557
2999 | 2933145.417 | 3334868.7996 | 0 |  |  | 401723.3826 | 0 | 125 | 3786805.5668 | 2300800.9548 | 8314.7862 |  |  | 344379.6299 | 1822069.4557
3000 | 2799626.026 | 4071642.139 | 0 |  |  | 1272016.113 | 0 | 125 | 3786805.5668 | 2300800.9548 | 8314.7862 |  |  | 344379.6299 | 1822069.4557
3001 | 2731583.771 | 5312523.5528 | 0 |  |  | 2580939.7818 | 0 | 126 | 3189219.7997 | 4158891.6134 | 10877.8168 |  |  | 1516440.0392 | 535890.4087
3002 | 2709838.095 | 7135068.1293 | 0 |  |  | 4425230.0343 | 0 | 126 | 3189219.7997 | 4158891.6134 | 10877.8168 |  |  | 1516440.0392 | 535890.4087
3003 | 2727915.769 | 8918835.1617 | 0 |  |  | 6190919.3927 | 0 | 126 | 3189219.7997 | 4158891.6134 | 10877.8168 |  |  | 1516440.0392 | 535890.4087
3004 | 2730264.42 | 7988174.1013 | 0 |  |  | 5257909.6813 | 0 | 126 | 3189219.7997 | 4158891.6134 | 10877.8168 |  |  | 1516440.0392 | 535890.4087
3005 | 2856240.808 | 5351301.097 | 1779.7536 |  |  | 2496840.0426 | 0 | 126 | 3189219.7997 | 4158891.6134 | 10877.8168 |  |  | 1516440.0392 | 535890.4087
3006 | 3161151.014 | 3102203.5345 | 6340.3721 |  |  | 0 | 52607.1074 | 126 | 3189219.7997 | 4158891.6134 | 10877.8168 |  |  | 1516440.0392 | 535890.4087
3007 | 3467832.411 | 1357214.0463 | 11234.6944 |  |  | 0 | 2099383.6702 | 126 | 3189219.7997 | 4158891.6134 | 10877.8168 |  |  | 1516440.0392 | 535890.4087
3008 | 3624586.18 | 387775.4418 | 17463.8319 |  |  | 0 | 3219346.9063 | 126 | 3189219.7997 | 4158891.6134 | 10877.8168 |  |  | 1516440.0392 | 535890.4087
3009 | 3671056.605 | 620440.7069 | 25472.723 |  |  | 0 | 3025143.1751 | 126 | 3189219.7997 | 4158891.6134 | 10877.8168 |  |  | 1516440.0392 | 535890.4087
3010 | 3607980.511 | 1395991.5905 | 27363.7112 |  |  | 0 | 2184625.2093 | 126 | 3189219.7997 | 4158891.6134 | 10877.8168 |  |  | 1516440.0392 | 535890.4087
3011 | 3525442.754 | 2132764.93 | 24026.6732 |  |  | 0 | 1368651.1508 | 126 | 3189219.7997 | 4158891.6134 | 10877.8168 |  |  | 1516440.0392 | 535890.4087
3012 | 3458438.196 | 2675650.5485 | 24471.6116 |  |  | 0 | 758316.0359 | 126 | 3189219.7997 | 4158891.6134 | 10877.8168 |  |  | 1516440.0392 | 535890.4087
3013 | 3358527.9 | 3179758.6229 | 25472.723 |  |  | 0 | 153296.5541 | 126 | 3189219.7997 | 4158891.6134 | 10877.8168 |  |  | 1516440.0392 | 535890.4087
3014 | 3289356.281 | 3800199.3298 | 24694.0808 |  |  | 535537.1296 | 0 | 126 | 3189219.7997 | 4158891.6134 | 10877.8168 |  |  | 1516440.0392 | 535890.4087
3015 | 3302915.827 | 4808415.4785 | 21134.5737 |  |  | 1526634.2251 | 0 | 126 | 3189219.7997 | 4158891.6134 | 10877.8168 |  |  | 1516440.0392 | 535890.4087
3016 | 3463307.933 | 5506411.2737 | 21023.3391 |  |  | 2064126.6798 | 0 | 126 | 3189219.7997 | 4158891.6134 | 10877.8168 |  |  | 1516440.0392 | 535890.4087
3017 | 3519556.059 | 5428856.1854 | 19910.9931 |  |  | 1929211.1195 | 0 | 126 | 3189219.7997 | 4158891.6134 | 10877.8168 |  |  | 1516440.0392 | 535890.4087
3018 | 3391034.169 | 5196190.9203 | 9677.41 |  |  | 1814834.1613 | 0 | 126 | 3189219.7997 | 4158891.6134 | 10877.8168 |  |  | 1516440.0392 | 535890.4087
3019 | 3261880.517 | 4808415.4785 | 1001.1114 |  |  | 1547536.0729 | 0 | 126 | 3189219.7997 | 4158891.6134 | 10877.8168 |  |  | 1516440.0392 | 535890.4087
3020 | 3257856.059 | 4963525.6552 | 0 |  |  | 1705669.5962 | 0 | 126 | 3189219.7997 | 4158891.6134 | 10877.8168 |  |  | 1516440.0392 | 535890.4087
3021 | 3159706.64 | 4381862.4925 | 0 |  |  | 1222155.8525 | 0 | 126 | 3189219.7997 | 4158891.6134 | 10877.8168 |  |  | 1516440.0392 | 535890.4087
3022 | 2920952.359 | 4149197.2274 | 0 |  |  | 1228244.8684 | 0 | 126 | 3189219.7997 | 4158891.6134 | 10877.8168 |  |  | 1516440.0392 | 535890.4087
3023 | 2726914.786 | 3838976.8739 | 0 |  |  | 1112062.0879 | 0 | 126 | 3189219.7997 | 4158891.6134 | 10877.8168 |  |  | 1516440.0392 | 535890.4087
3024 | 2616936.128 | 3373646.3438 | 0 |  |  | 756710.2158 | 0 | 126 | 3189219.7997 | 4158891.6134 | 10877.8168 |  |  | 1516440.0392 | 535890.4087
3025 | 2564349.023 | 3296091.2554 | 0 |  |  | 731742.2324 | 0 | 127 | 3144568.253 | 1173020.7115 | 22566.7191 |  |  | 111561.6998 | 2060542.5222
3026 | 2552351.999 | 3489978.9763 | 0 |  |  | 937626.9773 | 0 | 127 | 3144568.253 | 1173020.7115 | 22566.7191 |  |  | 111561.6998 | 2060542.5222
3027 | 2588212.852 | 3567534.0647 | 0 |  |  | 979321.2127 | 0 | 127 | 3144568.253 | 1173020.7115 | 22566.7191 |  |  | 111561.6998 | 2060542.5222
3028 | 2569305.087 | 2598095.4601 | 0 |  |  | 28790.3731 | 0 | 127 | 3144568.253 | 1173020.7115 | 22566.7191 |  |  | 111561.6998 | 2060542.5222
3029 | 2686504.413 | 1706211.944 | 1112.346 |  |  | 0 | 979180.123 | 127 | 3144568.253 | 1173020.7115 | 22566.7191 |  |  | 111561.6998 | 2060542.5222
3030 | 2931065.472 | 1163326.3254 | 4338.1493 |  |  | 0 | 1763400.9972 | 127 | 3144568.253 | 1173020.7115 | 22566.7191 |  |  | 111561.6998 | 2060542.5222
3031 | 3220443.38 | 736773.3394 | 12791.9788 |  |  | 0 | 2470878.0618 | 127 | 3144568.253 | 1173020.7115 | 22566.7191 |  |  | 111561.6998 | 2060542.5222
3032 | 3393499.541 | 426552.986 | 27697.415 |  |  | 0 | 2939249.14 | 127 | 3144568.253 | 1173020.7115 | 22566.7191 |  |  | 111561.6998 | 2060542.5222
3033 | 3440775.917 | 1318436.5022 | 39043.344 |  |  | 0 | 2083296.0709 | 127 | 3144568.253 | 1173020.7115 | 22566.7191 |  |  | 111561.6998 | 2060542.5222
3034 | 3454833.067 | 1667434.3998 | 57174.5835 |  |  | 0 | 1730224.0837 | 127 | 3144568.253 | 1173020.7115 | 22566.7191 |  |  | 111561.6998 | 2060542.5222
3035 | 3435736.563 | 1279658.958 | 67408.1665 |  |  | 0 | 2088669.4385 | 127 | 3144568.253 | 1173020.7115 | 22566.7191 |  |  | 111561.6998 | 2060542.5222
3036 | 3393703.49 | 891883.5162 | 65739.6476 |  |  | 0 | 2436080.3263 | 127 | 3144568.253 | 1173020.7115 | 22566.7191 |  |  | 111561.6998 | 2060542.5222
3037 | 3324526.836 | 659218.2511 | 61067.7944 |  |  | 0 | 2604240.7905 | 127 | 3144568.253 | 1173020.7115 | 22566.7191 |  |  | 111561.6998 | 2060542.5222
3038 | 3264073.237 | 542885.6185 | 64849.7708 |  |  | 0 | 2656337.8477 | 127 | 3144568.253 | 1173020.7115 | 22566.7191 |  |  | 111561.6998 | 2060542.5222
3039 | 3340309.456 | 426552.986 | 58731.8679 |  |  | 0 | 2855024.6021 | 127 | 3144568.253 | 1173020.7115 | 22566.7191 |  |  | 111561.6998 | 2060542.5222
3040 | 3601941.088 | 387775.4418 | 44048.9009 |  |  | 0 | 3170116.7453 | 127 | 3144568.253 | 1173020.7115 | 22566.7191 |  |  | 111561.6998 | 2060542.5222
3041 | 3643831.27 | 348997.8976 | 26473.8344 |  |  | 0 | 3268359.538 | 127 | 3144568.253 | 1173020.7115 | 22566.7191 |  |  | 111561.6998 | 2060542.5222
3042 | 3550943.89 | 271442.8093 | 10122.3484 |  |  | 0 | 3269378.7323 | 127 | 3144568.253 | 1173020.7115 | 22566.7191 |  |  | 111561.6998 | 2060542.5222
3043 | 3458019.864 | 193887.7209 | 1001.1114 |  |  | 0 | 3263131.0317 | 127 | 3144568.253 | 1173020.7115 | 22566.7191 |  |  | 111561.6998 | 2060542.5222
3044 | 3399962.155 | 116332.6325 | 0 |  |  | 0 | 3283629.5225 | 127 | 3144568.253 | 1173020.7115 | 22566.7191 |  |  | 111561.6998 | 2060542.5222
3045 | 3191257.561 | 116332.6325 | 0 |  |  | 0 | 3074924.9285 | 127 | 3144568.253 | 1173020.7115 | 22566.7191 |  |  | 111561.6998 | 2060542.5222
3046 | 2938418.686 | 465330.5302 | 0 |  |  | 0 | 2473088.1558 | 127 | 3144568.253 | 1173020.7115 | 22566.7191 |  |  | 111561.6998 | 2060542.5222
3047 | 2789035.122 | 1046993.6929 | 0 |  |  | 0 | 1742041.4291 | 127 | 3144568.253 | 1173020.7115 | 22566.7191 |  |  | 111561.6998 | 2060542.5222
3048 | 2736538.102 | 1434769.1347 | 0 |  |  | 0 | 1301768.9673 | 127 | 3144568.253 | 1173020.7115 | 22566.7191 |  |  | 111561.6998 | 2060542.5222
3049 | 2756966.058 | 1822544.5765 | 0 |  |  | 0 | 934421.4815 | 128 | 3835496.845 | 2496304.4067 | 16434.9119 |  |  | 0 | 1322757.5264
3050 | 2801809.785 | 2287875.1067 | 0 |  |  | 0 | 513934.6783 | 128 | 3835496.845 | 2496304.4067 | 16434.9119 |  |  | 0 | 1322757.5264
3051 | 2871267.233 | 2675650.5485 | 0 |  |  | 0 | 195616.6845 | 128 | 3835496.845 | 2496304.4067 | 16434.9119 |  |  | 0 | 1322757.5264
3052 | 3033031.363 | 2830760.7252 | 0 |  |  | 0 | 202270.6378 | 128 | 3835496.845 | 2496304.4067 | 16434.9119 |  |  | 0 | 1322757.5264
3053 | 3598825.401 | 2714428.0927 | 3337.0379 |  |  | 0 | 881060.2704 | 128 | 3835496.845 | 2496304.4067 | 16434.9119 |  |  | 0 | 1322757.5264
3054 | 4201868.917 | 2481762.8276 | 9343.7063 |  |  | 0 | 1710762.3831 | 128 | 3835496.845 | 2496304.4067 | 16434.9119 |  |  | 0 | 1322757.5264
3055 | 4491049.767 | 2093987.3858 | 15127.9054 |  |  | 0 | 2381934.4759 | 128 | 3835496.845 | 2496304.4067 | 16434.9119 |  |  | 0 | 1322757.5264
3056 | 4525427.839 | 2132764.93 | 22914.3272 |  |  | 0 | 2369748.5818 | 128 | 3835496.845 | 2496304.4067 | 16434.9119 |  |  | 0 | 1322757.5264
3057 | 4622810.306 | 3218536.167 | 38375.9364 |  |  | 0 | 1365898.2026 | 128 | 3835496.845 | 2496304.4067 | 16434.9119 |  |  | 0 | 1322757.5264
3058 | 4624921.625 | 4032864.5948 | 34482.7255 |  |  | 0 | 557574.3047 | 128 | 3835496.845 | 2496304.4067 | 16434.9119 |  |  | 0 | 1322757.5264
3059 | 4509185.711 | 4343084.9483 | 50834.2114 |  |  | 0 | 115266.5513 | 128 | 3835496.845 | 2496304.4067 | 16434.9119 |  |  | 0 | 1322757.5264
3060 | 4453085.198 | 4110419.6832 | 49165.6924 |  |  | 0 | 293499.8224 | 128 | 3835496.845 | 2496304.4067 | 16434.9119 |  |  | 0 | 1322757.5264
3061 | 4340263.689 | 3800199.3298 | 44827.5431 |  |  | 0 | 495236.8161 | 128 | 3835496.845 | 2496304.4067 | 16434.9119 |  |  | 0 | 1322757.5264
3062 | 4171571.244 | 3451201.4321 | 33259.1449 |  |  | 0 | 687110.667 | 128 | 3835496.845 | 2496304.4067 | 16434.9119 |  |  | 0 | 1322757.5264
3063 | 4080637.552 | 3179758.6229 | 35483.8368 |  |  | 0 | 865395.0923 | 128 | 3835496.845 | 2496304.4067 | 16434.9119 |  |  | 0 | 1322757.5264
3064 | 4294817.257 | 3024648.4461 | 25695.1922 |  |  | 0 | 1244473.6187 | 128 | 3835496.845 | 2496304.4067 | 16434.9119 |  |  | 0 | 1322757.5264
3065 | 4229075.802 | 2869538.2694 | 21023.3391 |  |  | 0 | 1338514.1935 | 128 | 3835496.845 | 2496304.4067 | 16434.9119 |  |  | 0 | 1322757.5264
3066 | 4034635.724 | 2869538.2694 | 9454.9409 |  |  | 0 | 1155642.5137 | 128 | 3835496.845 | 2496304.4067 | 16434.9119 |  |  | 0 | 1322757.5264
3067 | 3843608.711 | 2714428.0927 | 1112.346 |  |  | 0 | 1128068.2723 | 128 | 3835496.845 | 2496304.4067 | 16434.9119 |  |  | 0 | 1322757.5264
3068 | 3762429.811 | 1861322.1207 | 0 |  |  | 0 | 1901107.6903 | 128 | 3835496.845 | 2496304.4067 | 16434.9119 |  |  | 0 | 1322757.5264
3069 | 3577632.791 | 775550.8836 | 0 |  |  | 0 | 2802081.9074 | 128 | 3835496.845 | 2496304.4067 | 16434.9119 |  |  | 0 | 1322757.5264
3070 | 3251999.417 | 271442.8093 | 0 |  |  | 0 | 2980556.6077 | 128 | 3835496.845 | 2496304.4067 | 16434.9119 |  |  | 0 | 1322757.5264
3071 | 3035117.301 | 193887.7209 | 0 |  |  | 0 | 2841229.5801 | 128 | 3835496.845 | 2496304.4067 | 16434.9119 |  |  | 0 | 1322757.5264
3072 | 2939885.778 | 155110.1767 | 0 |  |  | 0 | 2784775.6013 | 128 | 3835496.845 | 2496304.4067 | 16434.9119 |  |  | 0 | 1322757.5264
3073 | 2915850.113 | 155110.1767 | 0 |  |  | 0 | 2760739.9363 | 129 | 3912286.3576 | 1822544.5765 | 17023.5283 |  |  | 38090.5663 | 2110808.8191
3074 | 2944488.664 | 310220.3534 | 0 |  |  | 0 | 2634268.3106 | 129 | 3912286.3576 | 1822544.5765 | 17023.5283 |  |  | 38090.5663 | 2110808.8191
3075 | 3029136.739 | 969438.6045 | 0 |  |  | 0 | 2059698.1345 | 129 | 3912286.3576 | 1822544.5765 | 17023.5283 |  |  | 38090.5663 | 2110808.8191
3076 | 3184382.839 | 1706211.944 | 0 |  |  | 0 | 1478170.895 | 129 | 3912286.3576 | 1822544.5765 | 17023.5283 |  |  | 38090.5663 | 2110808.8191
3077 | 3703706.374 | 2675650.5485 | 3337.0379 |  |  | 0 | 1024718.7875 | 129 | 3912286.3576 | 1822544.5765 | 17023.5283 |  |  | 38090.5663 | 2110808.8191
3078 | 4205590.916 | 3838976.8739 | 14238.0286 |  |  | 0 | 352376.0135 | 129 | 3912286.3576 | 1822544.5765 | 17023.5283 |  |  | 38090.5663 | 2110808.8191
3079 | 4455966.857 | 3489978.9763 | 30811.9837 |  |  | 0 | 935175.897 | 129 | 3912286.3576 | 1822544.5765 | 17023.5283 |  |  | 38090.5663 | 2110808.8191
3080 | 4523134.291 | 3451201.4321 | 47274.7043 |  |  | 0 | 1024658.1546 | 129 | 3912286.3576 | 1822544.5765 | 17023.5283 |  |  | 38090.5663 | 2110808.8191
3081 | 4605403.484 | 3722644.2414 | 59955.4485 |  |  | 0 | 822803.7941 | 129 | 3912286.3576 | 1822544.5765 | 17023.5283 |  |  | 38090.5663 | 2110808.8191
3082 | 4557523.347 | 3683866.6972 | 59844.2139 |  |  | 0 | 813812.4359 | 129 | 3912286.3576 | 1822544.5765 | 17023.5283 |  |  | 38090.5663 | 2110808.8191
3083 | 4472288.799 | 2791983.181 | 48831.9886 |  |  | 0 | 1631473.6293 | 129 | 3912286.3576 | 1822544.5765 | 17023.5283 |  |  | 38090.5663 | 2110808.8191
3084 | 4469103.582 | 1589879.3114 | 39821.9862 |  |  | 0 | 2839402.2844 | 129 | 3912286.3576 | 1822544.5765 | 17023.5283 |  |  | 38090.5663 | 2110808.8191
3085 | 4395495.045 | 659218.2511 | 23248.031 |  |  | 0 | 3713028.7629 | 129 | 3912286.3576 | 1822544.5765 | 17023.5283 |  |  | 38090.5663 | 2110808.8191
3086 | 4270799.524 | 193887.7209 | 15239.14 |  |  | 0 | 4061672.6631 | 129 | 3912286.3576 | 1822544.5765 | 17023.5283 |  |  | 38090.5663 | 2110808.8191
3087 | 4255975.565 | 38777.5442 | 18353.7087 |  |  | 0 | 4198844.3121 | 129 | 3912286.3576 | 1822544.5765 | 17023.5283 |  |  | 38090.5663 | 2110808.8191
3088 | 4520888.638 | 38777.5442 | 17130.1281 |  |  | 0 | 4464980.9657 | 129 | 3912286.3576 | 1822544.5765 | 17023.5283 |  |  | 38090.5663 | 2110808.8191
3089 | 4386284.745 | 77555.0884 | 19354.8201 |  |  | 0 | 4289374.8365 | 129 | 3912286.3576 | 1822544.5765 | 17023.5283 |  |  | 38090.5663 | 2110808.8191
3090 | 4173186.565 | 271442.8093 | 9788.6446 |  |  | 0 | 3891955.1111 | 129 | 3912286.3576 | 1822544.5765 | 17023.5283 |  |  | 38090.5663 | 2110808.8191
3091 | 3975100.57 | 853105.972 | 1334.8152 |  |  | 0 | 3120659.7828 | 129 | 3912286.3576 | 1822544.5765 | 17023.5283 |  |  | 38090.5663 | 2110808.8191
3092 | 3870644.453 | 1667434.3998 | 0 |  |  | 0 | 2203210.0532 | 129 | 3912286.3576 | 1822544.5765 | 17023.5283 |  |  | 38090.5663 | 2110808.8191
3093 | 3624653.712 | 2055209.8416 | 0 |  |  | 0 | 1569443.8704 | 129 | 3912286.3576 | 1822544.5765 | 17023.5283 |  |  | 38090.5663 | 2110808.8191
3094 | 3289483.399 | 2520540.3718 | 0 |  |  | 0 | 768943.0272 | 129 | 3912286.3576 | 1822544.5765 | 17023.5283 |  |  | 38090.5663 | 2110808.8191
3095 | 3102657.191 | 3140981.0787 | 0 |  |  | 38323.8877 | 0 | 129 | 3912286.3576 | 1822544.5765 | 17023.5283 |  |  | 38090.5663 | 2110808.8191
3096 | 2963127.17 | 3838976.8739 | 0 |  |  | 875849.7039 | 0 | 129 | 3912286.3576 | 1822544.5765 | 17023.5283 |  |  | 38090.5663 | 2110808.8191
3097 | 2923248.044 | 4110419.6832 | 0 |  |  | 1187171.6392 | 0 | 130 | 3992008.2849 | 4687235.6529 | 22140.3198 |  |  | 1981581.1095 | 1264213.4216
3098 | 2949906.252 | 3722644.2414 | 0 |  |  | 772737.9894 | 0 | 130 | 3992008.2849 | 4687235.6529 | 22140.3198 |  |  | 1981581.1095 | 1264213.4216
3099 | 3018059.295 | 2947093.3578 | 0 |  |  | 0 | 70965.9372 | 130 | 3992008.2849 | 4687235.6529 | 22140.3198 |  |  | 1981581.1095 | 1264213.4216
3100 | 3197520.632 | 2520540.3718 | 0 |  |  | 0 | 676980.2602 | 130 | 3992008.2849 | 4687235.6529 | 22140.3198 |  |  | 1981581.1095 | 1264213.4216
3101 | 3773247.581 | 2559317.916 | 3337.0379 |  |  | 0 | 1210592.6271 | 130 | 3992008.2849 | 4687235.6529 | 22140.3198 |  |  | 1981581.1095 | 1264213.4216
3102 | 4340041.352 | 2869538.2694 | 11790.8674 |  |  | 0 | 1458712.2152 | 130 | 3992008.2849 | 4687235.6529 | 22140.3198 |  |  | 1981581.1095 | 1264213.4216
3103 | 4560601.847 | 2404207.7392 | 20912.1045 |  |  | 0 | 2135482.0033 | 130 | 3992008.2849 | 4687235.6529 | 22140.3198 |  |  | 1981581.1095 | 1264213.4216
3104 | 4584526.998 | 1163326.3254 | 32591.7373 |  |  | 0 | 3388608.9353 | 130 | 3992008.2849 | 4687235.6529 | 22140.3198 |  |  | 1981581.1095 | 1264213.4216
3105 | 4661773.037 | 504108.0744 | 54060.0147 |  |  | 0 | 4103604.9479 | 130 | 3992008.2849 | 4687235.6529 | 22140.3198 |  |  | 1981581.1095 | 1264213.4216
3106 | 4655261.219 | 155110.1767 | 67185.6973 |  |  | 0 | 4432965.3449 | 130 | 3992008.2849 | 4687235.6529 | 22140.3198 |  |  | 1981581.1095 | 1264213.4216
3107 | 4549630.718 | 193887.7209 | 79087.7993 |  |  | 0 | 4276655.1977 | 130 | 3992008.2849 | 4687235.6529 | 22140.3198 |  |  | 1981581.1095 | 1264213.4216
3108 | 4600524.959 | 620440.7069 | 79977.6761 |  |  | 0 | 3900106.576 | 130 | 3992008.2849 | 4687235.6529 | 22140.3198 |  |  | 1981581.1095 | 1264213.4216
3109 | 4549257.026 | 1473546.6789 | 64293.5978 |  |  | 0 | 3011416.7493 | 130 | 3992008.2849 | 4687235.6529 | 22140.3198 |  |  | 1981581.1095 | 1264213.4216
3110 | 4415155.948 | 2714428.0927 | 38598.4056 |  |  | 0 | 1662129.4497 | 130 | 3992008.2849 | 4687235.6529 | 22140.3198 |  |  | 1981581.1095 | 1264213.4216
3111 | 4380680.904 | 4343084.9483 | 24694.0808 |  |  | 0 | 12901.8749 | 130 | 3992008.2849 | 4687235.6529 | 22140.3198 |  |  | 1981581.1095 | 1264213.4216
3112 | 4643611.083 | 6553404.9666 | 31813.0951 |  |  | 1941606.9787 | 0 | 130 | 3992008.2849 | 4687235.6529 | 22140.3198 |  |  | 1981581.1095 | 1264213.4216
3113 | 4531628.489 | 9112722.8826 | 20467.1661 |  |  | 4601561.5597 | 0 | 130 | 3992008.2849 | 4687235.6529 | 22140.3198 |  |  | 1981581.1095 | 1264213.4216
3114 | 4309915.555 | 11516930.6218 | 2447.1612 |  |  | 7209462.228 | 0 | 130 | 3992008.2849 | 4687235.6529 | 22140.3198 |  |  | 1981581.1095 | 1264213.4216
3115 | 4081181.759 | 11400597.9893 | 111.2346 |  |  | 7319527.4649 | 0 | 130 | 3992008.2849 | 4687235.6529 | 22140.3198 |  |  | 1981581.1095 | 1264213.4216
3116 | 3965272.515 | 11012822.5475 | 0 |  |  | 7047550.0325 | 0 | 130 | 3992008.2849 | 4687235.6529 | 22140.3198 |  |  | 1981581.1095 | 1264213.4216
3117 | 3716528.1 | 9616830.9569 | 0 |  |  | 5900302.8569 | 0 | 130 | 3992008.2849 | 4687235.6529 | 22140.3198 |  |  | 1981581.1095 | 1264213.4216
3118 | 3350793.569 | 7677953.7479 | 0 |  |  | 4327160.1789 | 0 | 130 | 3992008.2849 | 4687235.6529 | 22140.3198 |  |  | 1981581.1095 | 1264213.4216
3119 | 3090738.74 | 6786070.2317 | 0 |  |  | 3695331.4917 | 0 | 130 | 3992008.2849 | 4687235.6529 | 22140.3198 |  |  | 1981581.1095 | 1264213.4216
3120 | 2959093.215 | 6514627.4224 | 0 |  |  | 3555534.2074 | 0 | 130 | 3992008.2849 | 4687235.6529 | 22140.3198 |  |  | 1981581.1095 | 1264213.4216
3121 | 2900201.673 | 6010519.3481 | 0 |  |  | 3110317.6751 | 0 | 131 | 3896204.0643 | 3565918.3337 | 14659.7931 |  |  | 458326.8396 | 773952.7772
3122 | 2915119.454 | 5428856.1854 | 0 |  |  | 2513736.7314 | 0 | 131 | 3896204.0643 | 3565918.3337 | 14659.7931 |  |  | 458326.8396 | 773952.7772
3123 | 2981469.311 | 5041080.7436 | 0 |  |  | 2059611.4326 | 0 | 131 | 3896204.0643 | 3565918.3337 | 14659.7931 |  |  | 458326.8396 | 773952.7772
3124 | 3203148.051 | 4459417.5808 | 0 |  |  | 1256269.5298 | 0 | 131 | 3896204.0643 | 3565918.3337 | 14659.7931 |  |  | 458326.8396 | 773952.7772
3125 | 3807087.195 | 3489978.9763 | 3003.3342 |  |  | 0 | 314104.8845 | 131 | 3896204.0643 | 3565918.3337 | 14659.7931 |  |  | 458326.8396 | 773952.7772
3126 | 4418472.729 | 2598095.4601 | 7675.1873 |  |  | 0 | 1812702.0816 | 131 | 3896204.0643 | 3565918.3337 | 14659.7931 |  |  | 458326.8396 | 773952.7772
3127 | 4611306.387 | 1357214.0463 | 15127.9054 |  |  | 0 | 3238964.4353 | 131 | 3896204.0643 | 3565918.3337 | 14659.7931 |  |  | 458326.8396 | 773952.7772
3128 | 4650093.335 | 1046993.6929 | 30923.2183 |  |  | 0 | 3572176.4238 | 131 | 3896204.0643 | 3565918.3337 | 14659.7931 |  |  | 458326.8396 | 773952.7772
3129 | 4741630.678 | 2830760.7252 | 37041.1212 |  |  | 0 | 1873828.8316 | 131 | 3896204.0643 | 3565918.3337 | 14659.7931 |  |  | 458326.8396 | 773952.7772
3130 | 4685484.745 | 3606311.6089 | 44827.5431 |  |  | 0 | 1034345.5931 | 131 | 3896204.0643 | 3565918.3337 | 14659.7931 |  |  | 458326.8396 | 773952.7772
3131 | 4584638.219 | 3838976.8739 | 44716.3085 |  |  | 0 | 700945.0366 | 131 | 3896204.0643 | 3565918.3337 | 14659.7931 |  |  | 458326.8396 | 773952.7772
3132 | 4536579.429 | 3955309.5065 | 43047.7895 |  |  | 0 | 538222.133 | 131 | 3896204.0643 | 3565918.3337 | 14659.7931 |  |  | 458326.8396 | 773952.7772
3133 | 4404974.38 | 4071642.139 | 34037.7871 |  |  | 0 | 299294.4539 | 131 | 3896204.0643 | 3565918.3337 | 14659.7931 |  |  | 458326.8396 | 773952.7772
3134 | 4194123.11 | 4226752.3158 | 24471.6116 |  |  | 57100.8174 | 0 | 131 | 3896204.0643 | 3565918.3337 | 14659.7931 |  |  | 458326.8396 | 773952.7772
3135 | 4135757.369 | 4187974.7716 | 26362.5998 |  |  | 78580.0024 | 0 | 131 | 3896204.0643 | 3565918.3337 | 14659.7931 |  |  | 458326.8396 | 773952.7772
3136 | 4229436.908 | 4420640.0367 | 16240.2513 |  |  | 207443.38 | 0 | 131 | 3896204.0643 | 3565918.3337 | 14659.7931 |  |  | 458326.8396 | 773952.7772
3137 | 4185272.76 | 4149197.2274 | 15572.8438 |  |  | 0 | 20502.6889 | 131 | 3896204.0643 | 3565918.3337 | 14659.7931 |  |  | 458326.8396 | 773952.7772
3138 | 4019523.775 | 3838976.8739 | 7452.7181 |  |  | 0 | 173094.183 | 131 | 3896204.0643 | 3565918.3337 | 14659.7931 |  |  | 458326.8396 | 773952.7772
3139 | 3812396.476 | 3955309.5065 | 1334.8152 |  |  | 144247.8457 | 0 | 131 | 3896204.0643 | 3565918.3337 | 14659.7931 |  |  | 458326.8396 | 773952.7772
3140 | 3697186.948 | 4692082.8459 | 0 |  |  | 994895.8979 | 0 | 131 | 3896204.0643 | 3565918.3337 | 14659.7931 |  |  | 458326.8396 | 773952.7772
3141 | 3571556.389 | 4149197.2274 | 0 |  |  | 577640.8384 | 0 | 131 | 3896204.0643 | 3565918.3337 | 14659.7931 |  |  | 458326.8396 | 773952.7772
3142 | 3289235.184 | 2326652.6509 | 0 |  |  | 0 | 962582.5331 | 131 | 3896204.0643 | 3565918.3337 | 14659.7931 |  |  | 458326.8396 | 773952.7772
3143 | 3041421.403 | 1085771.2371 | 0 |  |  | 0 | 1955650.1659 | 131 | 3896204.0643 | 3565918.3337 | 14659.7931 |  |  | 458326.8396 | 773952.7772
3144 | 2892781.636 | 814328.4278 | 0 |  |  | 0 | 2078453.2082 | 131 | 3896204.0643 | 3565918.3337 | 14659.7931 |  |  | 458326.8396 | 773952.7772
3145 | 2817053.605 | 736773.3394 | 0 |  |  | 0 | 2080280.2656 | 132 | 3325727.026 | 8227302.2905 | 23215.5876 |  |  | 5099622.5168 | 174831.6647
3146 | 2798758.939 | 969438.6045 | 0 |  |  | 0 | 1829320.3345 | 132 | 3325727.026 | 8227302.2905 | 23215.5876 |  |  | 5099622.5168 | 174831.6647
3147 | 2806899.725 | 2520540.3718 | 0 |  |  | 0 | 286359.3532 | 132 | 3325727.026 | 8227302.2905 | 23215.5876 |  |  | 5099622.5168 | 174831.6647
3148 | 2789054.193 | 4614527.7576 | 0 |  |  | 1825473.5646 | 0 | 132 | 3325727.026 | 8227302.2905 | 23215.5876 |  |  | 5099622.5168 | 174831.6647
3149 | 3005577.924 | 6320739.7015 | 2447.1612 |  |  | 3317608.9387 | 0 | 132 | 3325727.026 | 8227302.2905 | 23215.5876 |  |  | 5099622.5168 | 174831.6647
3150 | 3294045.075 | 7367733.3944 | 10900.9906 |  |  | 4084589.3101 | 0 | 132 | 3325727.026 | 8227302.2905 | 23215.5876 |  |  | 5099622.5168 | 174831.6647
3151 | 3552261.726 | 6708515.1434 | 27252.4766 |  |  | 3183505.8939 | 0 | 132 | 3325727.026 | 8227302.2905 | 23215.5876 |  |  | 5099622.5168 | 174831.6647
3152 | 3710174.585 | 5234968.4645 | 50834.2114 |  |  | 1575628.0909 | 0 | 132 | 3325727.026 | 8227302.2905 | 23215.5876 |  |  | 5099622.5168 | 174831.6647
3153 | 3770975.545 | 4459417.5808 | 67741.8703 |  |  | 756183.9062 | 0 | 132 | 3325727.026 | 8227302.2905 | 23215.5876 |  |  | 5099622.5168 | 174831.6647
3154 | 3748994.771 | 4381862.4925 | 85873.1098 |  |  | 718740.8313 | 0 | 132 | 3325727.026 | 8227302.2905 | 23215.5876 |  |  | 5099622.5168 | 174831.6647
3155 | 3697104.509 | 4769637.9343 | 85316.9369 |  |  | 1157850.3621 | 0 | 132 | 3325727.026 | 8227302.2905 | 23215.5876 |  |  | 5099622.5168 | 174831.6647
3156 | 3618925.918 | 6204407.069 | 72302.4889 |  |  | 2657783.6399 | 0 | 132 | 3325727.026 | 8227302.2905 | 23215.5876 |  |  | 5099622.5168 | 174831.6647
3157 | 3536145.54 | 8569837.2641 | 46718.5313 |  |  | 5080410.2553 | 0 | 132 | 3325727.026 | 8227302.2905 | 23215.5876 |  |  | 5099622.5168 | 174831.6647
3158 | 3457644.837 | 11323042.9009 | 31813.0951 |  |  | 7897211.159 | 0 | 132 | 3325727.026 | 8227302.2905 | 23215.5876 |  |  | 5099622.5168 | 174831.6647
3159 | 3496738.54 | 13339475.1983 | 24694.0808 |  |  | 9867430.7392 | 0 | 132 | 3325727.026 | 8227302.2905 | 23215.5876 |  |  | 5099622.5168 | 174831.6647
3160 | 3707890.932 | 13339475.1983 | 22358.1542 |  |  | 9653942.4206 | 0 | 132 | 3325727.026 | 8227302.2905 | 23215.5876 |  |  | 5099622.5168 | 174831.6647
3161 | 3723083.441 | 13339475.1983 | 17686.3011 |  |  | 9634078.0585 | 0 | 132 | 3325727.026 | 8227302.2905 | 23215.5876 |  |  | 5099622.5168 | 174831.6647
3162 | 3559784.978 | 13339475.1983 | 9677.41 |  |  | 9789367.6304 | 0 | 132 | 3325727.026 | 8227302.2905 | 23215.5876 |  |  | 5099622.5168 | 174831.6647
3163 | 3420232.872 | 13339475.1983 | 1557.2844 |  |  | 9920799.6107 | 0 | 132 | 3325727.026 | 8227302.2905 | 23215.5876 |  |  | 5099622.5168 | 174831.6647
3164 | 3393440.985 | 13339475.1983 | 0 |  |  | 9946034.2133 | 0 | 132 | 3325727.026 | 8227302.2905 | 23215.5876 |  |  | 5099622.5168 | 174831.6647
3165 | 3269014.672 | 13339475.1983 | 0 |  |  | 10070460.5263 | 0 | 132 | 3325727.026 | 8227302.2905 | 23215.5876 |  |  | 5099622.5168 | 174831.6647
3166 | 3037023.76 | 11827150.9753 | 0 |  |  | 8790127.2153 | 0 | 132 | 3325727.026 | 8227302.2905 | 23215.5876 |  |  | 5099622.5168 | 174831.6647
3167 | 2866567.944 | 9965828.8546 | 0 |  |  | 7099260.9106 | 0 | 132 | 3325727.026 | 8227302.2905 | 23215.5876 |  |  | 5099622.5168 | 174831.6647
3168 | 2740053.607 | 8104506.7339 | 0 |  |  | 5364453.1269 | 0 | 132 | 3325727.026 | 8227302.2905 | 23215.5876 |  |  | 5099622.5168 | 174831.6647
3169 | 2690203.338 | 6708515.1434 | 0 |  |  | 4018311.8054 | 0 | 133 | 3179496.203 | 4992502.7244 | 30723.923 |  |  | 2498088.1259 | 654357.6816
3170 | 2657888.767 | 5273746.0086 | 0 |  |  | 2615857.2416 | 0 | 133 | 3179496.203 | 4992502.7244 | 30723.923 |  |  | 2498088.1259 | 654357.6816
3171 | 2673309.654 | 4265529.8599 | 0 |  |  | 1592220.2059 | 0 | 133 | 3179496.203 | 4992502.7244 | 30723.923 |  |  | 2498088.1259 | 654357.6816
3172 | 2648264.701 | 3645089.153 | 0 |  |  | 996824.452 | 0 | 133 | 3179496.203 | 4992502.7244 | 30723.923 |  |  | 2498088.1259 | 654357.6816
3173 | 2776353.029 | 3296091.2554 | 3893.2109 |  |  | 523631.4373 | 0 | 133 | 3179496.203 | 4992502.7244 | 30723.923 |  |  | 2498088.1259 | 654357.6816
3174 | 3005075.449 | 3218536.167 | 12791.9788 |  |  | 226252.6968 | 0 | 133 | 3179496.203 | 4992502.7244 | 30723.923 |  |  | 2498088.1259 | 654357.6816
3175 | 3331687.938 | 2404207.7392 | 28809.7609 |  |  | 0 | 898670.4378 | 133 | 3179496.203 | 4992502.7244 | 30723.923 |  |  | 2498088.1259 | 654357.6816
3176 | 3526268.837 | 2287875.1067 | 55951.0029 |  |  | 0 | 1182442.7274 | 133 | 3179496.203 | 4992502.7244 | 30723.923 |  |  | 2498088.1259 | 654357.6816
3177 | 3589585.405 | 2055209.8416 | 73526.0694 |  |  | 0 | 1460849.494 | 133 | 3179496.203 | 4992502.7244 | 30723.923 |  |  | 2498088.1259 | 654357.6816
3178 | 3543666.5 | 1744989.4882 | 80533.8491 |  |  | 0 | 1718143.1627 | 133 | 3179496.203 | 4992502.7244 | 30723.923 |  |  | 2498088.1259 | 654357.6816
3179 | 3477159.158 | 1706211.944 | 85539.406 |  |  | 0 | 1685407.808 | 133 | 3179496.203 | 4992502.7244 | 30723.923 |  |  | 2498088.1259 | 654357.6816
3180 | 3436296.92 | 1861322.1207 | 83870.8871 |  |  | 0 | 1491103.9122 | 133 | 3179496.203 | 4992502.7244 | 30723.923 |  |  | 2498088.1259 | 654357.6816
3181 | 3376920.327 | 2016432.2974 | 79087.7993 |  |  | 0 | 1281400.2302 | 133 | 3179496.203 | 4992502.7244 | 30723.923 |  |  | 2498088.1259 | 654357.6816
3182 | 3322150.172 | 2093987.3858 | 80311.3799 |  |  | 0 | 1147851.4063 | 133 | 3179496.203 | 4992502.7244 | 30723.923 |  |  | 2498088.1259 | 654357.6816
3183 | 3410631.9 | 2132764.93 | 65072.24 |  |  | 0 | 1212794.7301 | 133 | 3179496.203 | 4992502.7244 | 30723.923 |  |  | 2498088.1259 | 654357.6816
3184 | 3596389.465 | 2016432.2974 | 47719.6426 |  |  | 0 | 1532237.5249 | 133 | 3179496.203 | 4992502.7244 | 30723.923 |  |  | 2498088.1259 | 654357.6816
3185 | 3646751.839 | 2171542.4741 | 28142.3534 |  |  | 0 | 1447067.0115 | 133 | 3179496.203 | 4992502.7244 | 30723.923 |  |  | 2498088.1259 | 654357.6816
3186 | 3488055.159 | 2830760.7252 | 10678.5214 |  |  | 0 | 646615.9123 | 133 | 3179496.203 | 4992502.7244 | 30723.923 |  |  | 2498088.1259 | 654357.6816
3187 | 3305645.702 | 5002303.1994 | 1446.0498 |  |  | 1698103.5472 | 0 | 133 | 3179496.203 | 4992502.7244 | 30723.923 |  |  | 2498088.1259 | 654357.6816
3188 | 3287493.89 | 10663824.6498 | 0 |  |  | 7376330.7598 | 0 | 133 | 3179496.203 | 4992502.7244 | 30723.923 |  |  | 2498088.1259 | 654357.6816
3189 | 3176311.142 | 13339475.1983 | 0 |  |  | 10163164.0563 | 0 | 133 | 3179496.203 | 4992502.7244 | 30723.923 |  |  | 2498088.1259 | 654357.6816
3190 | 2974208.524 | 13222014.7973 | 0 |  |  | 10247806.2733 | 0 | 133 | 3179496.203 | 4992502.7244 | 30723.923 |  |  | 2498088.1259 | 654357.6816
3191 | 2770948.247 | 13018754.5203 | 0 |  |  | 10247806.2733 | 0 | 133 | 3179496.203 | 4992502.7244 | 30723.923 |  |  | 2498088.1259 | 654357.6816
3192 | 2596642.809 | 12844449.0823 | 0 |  |  | 10247806.2733 | 0 | 133 | 3179496.203 | 4992502.7244 | 30723.923 |  |  | 2498088.1259 | 654357.6816
3193 | 2525521.103 | 12773327.3763 | 0 |  |  | 10247806.2733 | 0 | 134 | 3085010.1218 | 6890577.084 | 15596.0176 |  |  | 4704590.8244 | 883427.8446
3194 | 2525444.417 | 12773250.6903 | 0 |  |  | 10247806.2733 | 0 | 134 | 3085010.1218 | 6890577.084 | 15596.0176 |  |  | 4704590.8244 | 883427.8446
3195 | 2530339.165 | 12778145.4383 | 0 |  |  | 10247806.2733 | 0 | 134 | 3085010.1218 | 6890577.084 | 15596.0176 |  |  | 4704590.8244 | 883427.8446
3196 | 2510199.916 | 12758006.1893 | 0 |  |  | 10247806.2733 | 0 | 134 | 3085010.1218 | 6890577.084 | 15596.0176 |  |  | 4704590.8244 | 883427.8446
3197 | 2602215.785 | 12850022.0583 | 0 |  |  | 10247806.2733 | 0 | 134 | 3085010.1218 | 6890577.084 | 15596.0176 |  |  | 4704590.8244 | 883427.8446
3198 | 2858046.345 | 13105852.6183 | 0 |  |  | 10247806.2733 | 0 | 134 | 3085010.1218 | 6890577.084 | 15596.0176 |  |  | 4704590.8244 | 883427.8446
3199 | 3150827.054 | 12059816.2404 | 22135.685 |  |  | 8931124.8714 | 0 | 134 | 3085010.1218 | 6890577.084 | 15596.0176 |  |  | 4704590.8244 | 883427.8446
3200 | 3338289.238 | 10625047.1057 | 34482.7255 |  |  | 7321240.5931 | 0 | 134 | 3085010.1218 | 6890577.084 | 15596.0176 |  |  | 4704590.8244 | 883427.8446
3201 | 3425719.571 | 7833063.9246 | 39154.5786 |  |  | 4446498.9322 | 0 | 134 | 3085010.1218 | 6890577.084 | 15596.0176 |  |  | 4704590.8244 | 883427.8446
3202 | 3413066.016 | 5700298.9946 | 42380.3819 |  |  | 2329613.3606 | 0 | 134 | 3085010.1218 | 6890577.084 | 15596.0176 |  |  | 4704590.8244 | 883427.8446
3203 | 3341014.597 | 4032864.5948 | 38709.6402 |  |  | 730559.638 | 0 | 134 | 3085010.1218 | 6890577.084 | 15596.0176 |  |  | 4704590.8244 | 883427.8446
3204 | 3290304.084 | 2559317.916 | 47942.1118 |  |  | 0 | 683044.0562 | 134 | 3085010.1218 | 6890577.084 | 15596.0176 |  |  | 4704590.8244 | 883427.8446
3205 | 3240246.634 | 1357214.0463 | 41379.2705 |  |  | 0 | 1841653.3171 | 134 | 3085010.1218 | 6890577.084 | 15596.0176 |  |  | 4704590.8244 | 883427.8446
3206 | 3229770.776 | 581663.1627 | 33259.1449 |  |  | 0 | 2614848.4684 | 134 | 3085010.1218 | 6890577.084 | 15596.0176 |  |  | 4704590.8244 | 883427.8446
3207 | 3283336.87 | 193887.7209 | 26251.3652 |  |  | 0 | 3063197.7839 | 134 | 3085010.1218 | 6890577.084 | 15596.0176 |  |  | 4704590.8244 | 883427.8446
3208 | 3541349.99 | 38777.5442 | 21023.3391 |  |  | 0 | 3481549.1068 | 134 | 3085010.1218 | 6890577.084 | 15596.0176 |  |  | 4704590.8244 | 883427.8446
3209 | 3555478.405 | 0 | 16129.0167 |  |  | 0 | 3539349.3883 | 134 | 3085010.1218 | 6890577.084 | 15596.0176 |  |  | 4704590.8244 | 883427.8446
3210 | 3453998.141 | 38777.5442 | 9454.9409 |  |  | 0 | 3405765.656 | 134 | 3085010.1218 | 6890577.084 | 15596.0176 |  |  | 4704590.8244 | 883427.8446
3211 | 3350413.6 | 775550.8836 | 2002.2228 |  |  | 0 | 2572860.4936 | 134 | 3085010.1218 | 6890577.084 | 15596.0176 |  |  | 4704590.8244 | 883427.8446
3212 | 3285565.308 | 4071642.139 | 0 |  |  | 786076.831 | 0 | 134 | 3085010.1218 | 6890577.084 | 15596.0176 |  |  | 4704590.8244 | 883427.8446
3213 | 3189905.25 | 7755508.8362 | 0 |  |  | 4565603.5862 | 0 | 134 | 3085010.1218 | 6890577.084 | 15596.0176 |  |  | 4704590.8244 | 883427.8446
3214 | 2944401.34 | 9500498.3244 | 0 |  |  | 6556096.9844 | 0 | 134 | 3085010.1218 | 6890577.084 | 15596.0176 |  |  | 4704590.8244 | 883427.8446
3215 | 2794043.467 | 10276049.208 | 0 |  |  | 7482005.741 | 0 | 134 | 3085010.1218 | 6890577.084 | 15596.0176 |  |  | 4704590.8244 | 883427.8446
3216 | 2660745.852 | 10935267.4591 | 0 |  |  | 8274521.6071 | 0 | 134 | 3085010.1218 | 6890577.084 | 15596.0176 |  |  | 4704590.8244 | 883427.8446
3217 | 2613343.754 | 11400597.9893 | 0 |  |  | 8787254.2353 | 0 | 135 | 3717423.2367 | 7452679.9634 | 34343.6822 |  |  | 4583115.5294 | 813515.1206
3218 | 2625731.689 | 11594485.7102 | 0 |  |  | 8968754.0212 | 0 | 135 | 3717423.2367 | 7452679.9634 | 34343.6822 |  |  | 4583115.5294 | 813515.1206
3219 | 2687951.134 | 11710818.3427 | 0 |  |  | 9022867.2087 | 0 | 135 | 3717423.2367 | 7452679.9634 | 34343.6822 |  |  | 4583115.5294 | 813515.1206
3220 | 2879880.876 | 11323042.9009 | 0 |  |  | 8443162.0249 | 0 | 135 | 3717423.2367 | 7452679.9634 | 34343.6822 |  |  | 4583115.5294 | 813515.1206
3221 | 3479575.261 | 10935267.4591 | 4338.1493 |  |  | 7460030.3474 | 0 | 135 | 3717423.2367 | 7452679.9634 | 34343.6822 |  |  | 4583115.5294 | 813515.1206
3222 | 4087265.886 | 10237271.6638 | 15684.0784 |  |  | 6165689.8562 | 0 | 135 | 3717423.2367 | 7452679.9634 | 34343.6822 |  |  | 4583115.5294 | 813515.1206
3223 | 4382814.1 | 9073945.3384 | 33592.8487 |  |  | 4724724.0871 | 0 | 135 | 3717423.2367 | 7452679.9634 | 34343.6822 |  |  | 4583115.5294 | 813515.1206
3224 | 4414333.551 | 9422943.236 | 61846.4366 |  |  | 5070456.1217 | 0 | 135 | 3717423.2367 | 7452679.9634 | 34343.6822 |  |  | 4583115.5294 | 813515.1206
3225 | 4467433.112 | 8647392.3524 | 82313.6027 |  |  | 4262272.8431 | 0 | 135 | 3717423.2367 | 7452679.9634 | 34343.6822 |  |  | 4583115.5294 | 813515.1206
3226 | 4427154.851 | 7212623.2177 | 93770.7663 |  |  | 2879239.133 | 0 | 135 | 3717423.2367 | 7452679.9634 | 34343.6822 |  |  | 4583115.5294 | 813515.1206
3227 | 4371339.763 | 5428856.1854 | 97552.7427 |  |  | 1155069.165 | 0 | 135 | 3717423.2367 | 7452679.9634 | 34343.6822 |  |  | 4583115.5294 | 813515.1206
3228 | 4366802.833 | 3606311.6089 | 97107.8043 |  |  | 0 | 663383.4199 | 135 | 3717423.2367 | 7452679.9634 | 34343.6822 |  |  | 4583115.5294 | 813515.1206
3229 | 4280643.849 | 2287875.1067 | 86206.8136 |  |  | 0 | 1906561.9287 | 135 | 3717423.2367 | 7452679.9634 | 34343.6822 |  |  | 4583115.5294 | 813515.1206
3230 | 4094507.298 | 1357214.0463 | 84760.7639 |  |  | 0 | 2652532.4878 | 135 | 3717423.2367 | 7452679.9634 | 34343.6822 |  |  | 4583115.5294 | 813515.1206
3231 | 4029686.706 | 736773.3394 | 73748.5386 |  |  | 0 | 3219164.8279 | 135 | 3717423.2367 | 7452679.9634 | 34343.6822 |  |  | 4583115.5294 | 813515.1206
3232 | 4215468.708 | 465330.5302 | 54727.4223 |  |  | 0 | 3695410.7555 | 135 | 3717423.2367 | 7452679.9634 | 34343.6822 |  |  | 4583115.5294 | 813515.1206
3233 | 4148058.854 | 504108.0744 | 27808.6496 |  |  | 0 | 3616142.1301 | 135 | 3717423.2367 | 7452679.9634 | 34343.6822 |  |  | 4583115.5294 | 813515.1206
3234 | 3956435.628 | 969438.6045 | 10789.756 |  |  | 0 | 2976207.2674 | 135 | 3717423.2367 | 7452679.9634 | 34343.6822 |  |  | 4583115.5294 | 813515.1206
3235 | 3780830.98 | 2985870.902 | 0 |  |  | 0 | 794960.078 | 135 | 3717423.2367 | 7452679.9634 | 34343.6822 |  |  | 4583115.5294 | 813515.1206
3236 | 3671121.321 | 7600398.6595 | 0 |  |  | 3929277.3385 | 0 | 135 | 3717423.2367 | 7452679.9634 | 34343.6822 |  |  | 4583115.5294 | 813515.1206
3237 | 3466376.065 | 11865928.5195 | 0 |  |  | 8399552.4545 | 0 | 135 | 3717423.2367 | 7452679.9634 | 34343.6822 |  |  | 4583115.5294 | 813515.1206
3238 | 3108663.875 | 13339475.1983 | 0 |  |  | 10230811.3233 | 0 | 135 | 3717423.2367 | 7452679.9634 | 34343.6822 |  |  | 4583115.5294 | 813515.1206
3239 | 2889659.958 | 13137466.2313 | 0 |  |  | 10247806.2733 | 0 | 135 | 3717423.2367 | 7452679.9634 | 34343.6822 |  |  | 4583115.5294 | 813515.1206
3240 | 2773077.63 | 13020883.9033 | 0 |  |  | 10247806.2733 | 0 | 135 | 3717423.2367 | 7452679.9634 | 34343.6822 |  |  | 4583115.5294 | 813515.1206
3241 | 2729382.208 | 12977188.4813 | 0 |  |  | 10247806.2733 | 0 | 136 | 3873407.8595 | 9394329.8291 | 35655.3235 |  |  | 5556577.2932 | 0
3242 | 2736364.95 | 12984171.2233 | 0 |  |  | 10247806.2733 | 0 | 136 | 3873407.8595 | 9394329.8291 | 35655.3235 |  |  | 5556577.2932 | 0
3243 | 2812317.497 | 13060123.7703 | 0 |  |  | 10247806.2733 | 0 | 136 | 3873407.8595 | 9394329.8291 | 35655.3235 |  |  | 5556577.2932 | 0
3244 | 3007596.757 | 12951699.7565 | 0 |  |  | 9944102.9995 | 0 | 136 | 3873407.8595 | 9394329.8291 | 35655.3235 |  |  | 5556577.2932 | 0
3245 | 3599831.694 | 11672040.7986 | 3781.9763 |  |  | 8075991.0809 | 0 | 136 | 3873407.8595 | 9394329.8291 | 35655.3235 |  |  | 5556577.2932 | 0
3246 | 4192838.602 | 10276049.208 | 17575.0665 |  |  | 6100785.6726 | 0 | 136 | 3873407.8595 | 9394329.8291 | 35655.3235 |  |  | 5556577.2932 | 0
3247 | 4462331.901 | 9267833.0593 | 36596.1828 |  |  | 4842097.3411 | 0 | 136 | 3873407.8595 | 9394329.8291 | 35655.3235 |  |  | 5556577.2932 | 0
3248 | 4532348.697 | 9035167.7942 | 60177.9176 |  |  | 4562997.0149 | 0 | 136 | 3873407.8595 | 9394329.8291 | 35655.3235 |  |  | 5556577.2932 | 0
3249 | 4632306.355 | 8026951.6455 | 81312.4913 |  |  | 3475957.7818 | 0 | 136 | 3873407.8595 | 9394329.8291 | 35655.3235 |  |  | 5556577.2932 | 0
3250 | 4656150.608 | 7328955.8503 | 94549.4085 |  |  | 2767354.6508 | 0 | 136 | 3873407.8595 | 9394329.8291 | 35655.3235 |  |  | 5556577.2932 | 0
3251 | 4561179.605 | 6475849.8783 | 97552.7427 |  |  | 2012223.0159 | 0 | 136 | 3873407.8595 | 9394329.8291 | 35655.3235 |  |  | 5556577.2932 | 0
3252 | 4564411.508 | 6049296.8923 | 97552.7427 |  |  | 1582438.1269 | 0 | 136 | 3873407.8595 | 9394329.8291 | 35655.3235 |  |  | 5556577.2932 | 0
3253 | 4483875.212 | 6126851.9806 | 97552.7427 |  |  | 1740529.5113 | 0 | 136 | 3873407.8595 | 9394329.8291 | 35655.3235 |  |  | 5556577.2932 | 0
3254 | 4332299.7 | 6281962.1574 | 92769.6549 |  |  | 2042432.1123 | 0 | 136 | 3873407.8595 | 9394329.8291 | 35655.3235 |  |  | 5556577.2932 | 0
3255 | 4298872.317 | 6359517.2457 | 77085.5766 |  |  | 2137730.5053 | 0 | 136 | 3873407.8595 | 9394329.8291 | 35655.3235 |  |  | 5556577.2932 | 0
3256 | 4541487.859 | 6592182.5108 | 55728.5337 |  |  | 2106423.1855 | 0 | 136 | 3873407.8595 | 9394329.8291 | 35655.3235 |  |  | 5556577.2932 | 0
3257 | 4401810.525 | 7135068.1293 | 31368.1567 |  |  | 2764625.7611 | 0 | 136 | 3873407.8595 | 9394329.8291 | 35655.3235 |  |  | 5556577.2932 | 0
3258 | 4148918.996 | 8182061.8222 | 10789.756 |  |  | 4043932.5823 | 0 | 136 | 3873407.8595 | 9394329.8291 | 35655.3235 |  |  | 5556577.2932 | 0
3259 | 3922312.079 | 9733163.5895 | 1334.8152 |  |  | 5812186.3257 | 0 | 136 | 3873407.8595 | 9394329.8291 | 35655.3235 |  |  | 5556577.2932 | 0
3260 | 3771847.481 | 12176148.8729 | 0 |  |  | 8404301.3919 | 0 | 136 | 3873407.8595 | 9394329.8291 | 35655.3235 |  |  | 5556577.2932 | 0
3261 | 3521526.574 | 13339475.1983 | 0 |  |  | 9817948.6243 | 0 | 136 | 3873407.8595 | 9394329.8291 | 35655.3235 |  |  | 5556577.2932 | 0
3262 | 3190967.038 | 12951699.7565 | 0 |  |  | 9760732.7185 | 0 | 136 | 3873407.8595 | 9394329.8291 | 35655.3235 |  |  | 5556577.2932 | 0
3263 | 2978695.556 | 9810718.6779 | 0 |  |  | 6832023.1219 | 0 | 136 | 3873407.8595 | 9394329.8291 | 35655.3235 |  |  | 5556577.2932 | 0
3264 | 2882114.908 | 6669737.5992 | 0 |  |  | 3787622.6912 | 0 | 136 | 3873407.8595 | 9394329.8291 | 35655.3235 |  |  | 5556577.2932 | 0
3265 | 2836282.385 | 4614527.7576 | 0 |  |  | 1778245.3726 | 0 | 137 | 3856680.4267 | 5480234.0373 | 36545.2003 |  |  | 2615164.3493 | 955065.5384
3266 | 2853671.955 | 3877754.4181 | 0 |  |  | 1024082.4631 | 0 | 137 | 3856680.4267 | 5480234.0373 | 36545.2003 |  |  | 2615164.3493 | 955065.5384
3267 | 2871342.698 | 3994087.0507 | 0 |  |  | 1122744.3527 | 0 | 137 | 3856680.4267 | 5480234.0373 | 36545.2003 |  |  | 2615164.3493 | 955065.5384
3268 | 3036803.904 | 4536972.6692 | 0 |  |  | 1500168.7652 | 0 | 137 | 3856680.4267 | 5480234.0373 | 36545.2003 |  |  | 2615164.3493 | 955065.5384
3269 | 3615912.11 | 5196190.9203 | 3448.2725 |  |  | 1583727.0828 | 0 | 137 | 3856680.4267 | 5480234.0373 | 36545.2003 |  |  | 2615164.3493 | 955065.5384
3270 | 4223631.008 | 5700298.9946 | 18576.1779 |  |  | 1495244.1645 | 0 | 137 | 3856680.4267 | 5480234.0373 | 36545.2003 |  |  | 2615164.3493 | 955065.5384
3271 | 4457644.183 | 4924748.111 | 41824.2089 |  |  | 508928.137 | 0 | 137 | 3856680.4267 | 5480234.0373 | 36545.2003 |  |  | 2615164.3493 | 955065.5384
3272 | 4502576.198 | 6281962.1574 | 65405.9438 |  |  | 1844791.9031 | 0 | 137 | 3856680.4267 | 5480234.0373 | 36545.2003 |  |  | 2615164.3493 | 955065.5384
3273 | 4568465.508 | 6010519.3481 | 84871.9985 |  |  | 1526925.8386 | 0 | 137 | 3856680.4267 | 5480234.0373 | 36545.2003 |  |  | 2615164.3493 | 955065.5384
3274 | 4547412.41 | 4536972.6692 | 97552.7427 |  |  | 87113.0019 | 0 | 137 | 3856680.4267 | 5480234.0373 | 36545.2003 |  |  | 2615164.3493 | 955065.5384
3275 | 4453491.006 | 3063425.9903 | 97552.7427 |  |  | 0 | 1292512.273 | 137 | 3856680.4267 | 5480234.0373 | 36545.2003 |  |  | 2615164.3493 | 955065.5384
3276 | 4493035.797 | 2055209.8416 | 97552.7427 |  |  | 0 | 2340273.2127 | 137 | 3856680.4267 | 5480234.0373 | 36545.2003 |  |  | 2615164.3493 | 955065.5384
3277 | 4394639.061 | 1240881.4138 | 97552.7427 |  |  | 0 | 3056204.9045 | 137 | 3856680.4267 | 5480234.0373 | 36545.2003 |  |  | 2615164.3493 | 955065.5384
3278 | 4237368.197 | 697995.7953 | 94215.7047 |  |  | 0 | 3445156.697 | 137 | 3856680.4267 | 5480234.0373 | 36545.2003 |  |  | 2615164.3493 | 955065.5384
3279 | 4167960.519 | 426552.986 | 78420.3918 |  |  | 0 | 3662987.1412 | 137 | 3856680.4267 | 5480234.0373 | 36545.2003 |  |  | 2615164.3493 | 955065.5384
3280 | 4343789.16 | 426552.986 | 57397.0527 |  |  | 0 | 3859839.1213 | 137 | 3856680.4267 | 5480234.0373 | 36545.2003 |  |  | 2615164.3493 | 955065.5384
3281 | 4229676.743 | 814328.4278 | 32814.2065 |  |  | 0 | 3382534.1087 | 137 | 3856680.4267 | 5480234.0373 | 36545.2003 |  |  | 2615164.3493 | 955065.5384
3282 | 4024730.273 | 2132764.93 | 9899.8792 |  |  | 0 | 1882065.4638 | 137 | 3856680.4267 | 5480234.0373 | 36545.2003 |  |  | 2615164.3493 | 955065.5384
3283 | 3834034.529 | 5661521.4505 | 0 |  |  | 1827486.9215 | 0 | 137 | 3856680.4267 | 5480234.0373 | 36545.2003 |  |  | 2615164.3493 | 955065.5384
3284 | 3867469.822 | 12176148.8729 | 0 |  |  | 8308679.0509 | 0 | 137 | 3856680.4267 | 5480234.0373 | 36545.2003 |  |  | 2615164.3493 | 955065.5384
3285 | 3698383.374 | 13339475.1983 | 0 |  |  | 9641091.8243 | 0 | 137 | 3856680.4267 | 5480234.0373 | 36545.2003 |  |  | 2615164.3493 | 955065.5384
3286 | 3313099.902 | 13339475.1983 | 0 |  |  | 10026375.2963 | 0 | 137 | 3856680.4267 | 5480234.0373 | 36545.2003 |  |  | 2615164.3493 | 955065.5384
3287 | 3098941.262 | 13339475.1983 | 0 |  |  | 10240533.9363 | 0 | 137 | 3856680.4267 | 5480234.0373 | 36545.2003 |  |  | 2615164.3493 | 955065.5384
3288 | 2889968.237 | 13137774.5103 | 0 |  |  | 10247806.2733 | 0 | 137 | 3856680.4267 | 5480234.0373 | 36545.2003 |  |  | 2615164.3493 | 955065.5384
3289 | 2859861.589 | 9422943.236 | 0 |  |  | 6563081.647 | 0 | 138 | 3797297.6003 | 3575612.7197 | 21217.9996 |  |  | 1507586.7197 | 1708053.6007
3290 | 2922958.219 | 6281962.1574 | 0 |  |  | 3359003.9384 | 0 | 138 | 3797297.6003 | 3575612.7197 | 21217.9996 |  |  | 1507586.7197 | 1708053.6007
3291 | 2928044.925 | 4885970.5668 | 0 |  |  | 1957925.6418 | 0 | 138 | 3797297.6003 | 3575612.7197 | 21217.9996 |  |  | 1507586.7197 | 1708053.6007
3292 | 3059429.948 | 5118635.8319 | 0 |  |  | 2059205.8839 | 0 | 138 | 3797297.6003 | 3575612.7197 | 21217.9996 |  |  | 1507586.7197 | 1708053.6007
3293 | 3568744.144 | 5894186.7155 | 3559.5071 |  |  | 2329002.0787 | 0 | 138 | 3797297.6003 | 3575612.7197 | 21217.9996 |  |  | 1507586.7197 | 1708053.6007
3294 | 4168949.981 | 5894186.7155 | 20578.4007 |  |  | 1745815.1352 | 0 | 138 | 3797297.6003 | 3575612.7197 | 21217.9996 |  |  | 1507586.7197 | 1708053.6007
3295 | 4381972.912 | 5428856.1854 | 44271.3701 |  |  | 1091154.6435 | 0 | 138 | 3797297.6003 | 3575612.7197 | 21217.9996 |  |  | 1507586.7197 | 1708053.6007
3296 | 4434146.78 | 4885970.5668 | 66740.7589 |  |  | 518564.5458 | 0 | 138 | 3797297.6003 | 3575612.7197 | 21217.9996 |  |  | 1507586.7197 | 1708053.6007
3297 | 4486806.169 | 3024648.4461 | 83092.2449 |  |  | 0 | 1379065.478 | 138 | 3797297.6003 | 3575612.7197 | 21217.9996 |  |  | 1507586.7197 | 1708053.6007
3298 | 4504529.286 | 1279658.958 | 78086.688 |  |  | 0 | 3146783.6401 | 138 | 3797297.6003 | 3575612.7197 | 21217.9996 |  |  | 1507586.7197 | 1708053.6007
3299 | 4440544.771 | 387775.4418 | 55061.1261 |  |  | 0 | 3997708.2031 | 138 | 3797297.6003 | 3575612.7197 | 21217.9996 |  |  | 1507586.7197 | 1708053.6007
3300 | 4446014.959 | 77555.0884 | 47163.4697 |  |  | 0 | 4321296.401 | 138 | 3797297.6003 | 3575612.7197 | 21217.9996 |  |  | 1507586.7197 | 1708053.6007
3301 | 4344983.819 | 38777.5442 | 38375.9364 |  |  | 0 | 4267830.3384 | 138 | 3797297.6003 | 3575612.7197 | 21217.9996 |  |  | 1507586.7197 | 1708053.6007
3302 | 4161965.523 | 38777.5442 | 26251.3652 |  |  | 0 | 4096936.6136 | 138 | 3797297.6003 | 3575612.7197 | 21217.9996 |  |  | 1507586.7197 | 1708053.6007
3303 | 4142178.508 | 77555.0884 | 19132.3509 |  |  | 0 | 4045491.0687 | 138 | 3797297.6003 | 3575612.7197 | 21217.9996 |  |  | 1507586.7197 | 1708053.6007
3304 | 4282034.747 | 232665.2651 | 14126.794 |  |  | 0 | 4035242.6879 | 138 | 3797297.6003 | 3575612.7197 | 21217.9996 |  |  | 1507586.7197 | 1708053.6007
3305 | 4156196.594 | 581663.1627 | 8676.2987 |  |  | 0 | 3565857.1326 | 138 | 3797297.6003 | 3575612.7197 | 21217.9996 |  |  | 1507586.7197 | 1708053.6007
3306 | 3955671.008 | 1202103.8696 | 3559.5071 |  |  | 0 | 2750007.6312 | 138 | 3797297.6003 | 3575612.7197 | 21217.9996 |  |  | 1507586.7197 | 1708053.6007
3307 | 3771963.745 | 1318436.5022 | 556.173 |  |  | 0 | 2452971.0698 | 138 | 3797297.6003 | 3575612.7197 | 21217.9996 |  |  | 1507586.7197 | 1708053.6007
3308 | 3655907.636 | 1512324.2231 | 0 |  |  | 0 | 2143583.4129 | 138 | 3797297.6003 | 3575612.7197 | 21217.9996 |  |  | 1507586.7197 | 1708053.6007
3309 | 3504940.832 | 2714428.0927 | 0 |  |  | 0 | 790512.7393 | 138 | 3797297.6003 | 3575612.7197 | 21217.9996 |  |  | 1507586.7197 | 1708053.6007
3310 | 3179656.74 | 4575750.2134 | 0 |  |  | 1396093.4734 | 0 | 138 | 3797297.6003 | 3575612.7197 | 21217.9996 |  |  | 1507586.7197 | 1708053.6007
3311 | 2950679.157 | 8026951.6455 | 0 |  |  | 5076272.4885 | 0 | 138 | 3797297.6003 | 3575612.7197 | 21217.9996 |  |  | 1507586.7197 | 1708053.6007
3312 | 2826960.416 | 12912922.2124 | 0 |  |  | 10085961.7964 | 0 | 138 | 3797297.6003 | 3575612.7197 | 21217.9996 |  |  | 1507586.7197 | 1708053.6007
3313 | 2764010.378 | 13011816.6513 | 0 |  |  | 10247806.2733 | 0 | 139 | 3627743.3874 | 12928123.785 | 22928.2316 |  |  | 9323308.6292 | 0
3314 | 2774071.984 | 13021878.2573 | 0 |  |  | 10247806.2733 | 0 | 139 | 3627743.3874 | 12928123.785 | 22928.2316 |  |  | 9323308.6292 | 0
3315 | 2833530.109 | 13081336.3823 | 0 |  |  | 10247806.2733 | 0 | 139 | 3627743.3874 | 12928123.785 | 22928.2316 |  |  | 9323308.6292 | 0
3316 | 2981509.693 | 13229315.9663 | 0 |  |  | 10247806.2733 | 0 | 139 | 3627743.3874 | 12928123.785 | 22928.2316 |  |  | 9323308.6292 | 0
3317 | 3524944.664 | 13339475.1983 | 4783.0877 |  |  | 9819313.6221 | 0 | 139 | 3627743.3874 | 12928123.785 | 22928.2316 |  |  | 9323308.6292 | 0
3318 | 4098253.55 | 10818934.8266 | 19466.0547 |  |  | 6740147.3313 | 0 | 139 | 3627743.3874 | 12928123.785 | 22928.2316 |  |  | 9323308.6292 | 0
3319 | 4343703.813 | 9578053.4128 | 31145.6875 |  |  | 5265495.2873 | 0 | 139 | 3627743.3874 | 12928123.785 | 22928.2316 |  |  | 9323308.6292 | 0
3320 | 4403161.858 | 11555708.166 | 33592.8487 |  |  | 7186139.1567 | 0 | 139 | 3627743.3874 | 12928123.785 | 22928.2316 |  |  | 9323308.6292 | 0
3321 | 4469703.017 | 13339475.1983 | 49165.6924 |  |  | 8918937.8738 | 0 | 139 | 3627743.3874 | 12928123.785 | 22928.2316 |  |  | 9323308.6292 | 0
3322 | 4423453.379 | 13339475.1983 | 67741.8703 |  |  | 8983763.6897 | 0 | 139 | 3627743.3874 | 12928123.785 | 22928.2316 |  |  | 9323308.6292 | 0
3323 | 4265243.512 | 13339475.1983 | 74193.477 |  |  | 9148425.1634 | 0 | 139 | 3627743.3874 | 12928123.785 | 22928.2316 |  |  | 9323308.6292 | 0
3324 | 4199724.409 | 13339475.1983 | 66963.2281 |  |  | 9206714.0175 | 0 | 139 | 3627743.3874 | 12928123.785 | 22928.2316 |  |  | 9323308.6292 | 0
3325 | 4034468.536 | 13339475.1983 | 54171.2493 |  |  | 9359177.9117 | 0 | 139 | 3627743.3874 | 12928123.785 | 22928.2316 |  |  | 9323308.6292 | 0
3326 | 3882577.175 | 13339475.1983 | 49276.927 |  |  | 9506174.9504 | 0 | 139 | 3627743.3874 | 12928123.785 | 22928.2316 |  |  | 9323308.6292 | 0
3327 | 3845689.078 | 13339475.1983 | 39488.2824 |  |  | 9533274.4027 | 0 | 139 | 3627743.3874 | 12928123.785 | 22928.2316 |  |  | 9323308.6292 | 0
3328 | 3989771.779 | 13339475.1983 | 28698.5263 |  |  | 9378401.9457 | 0 | 139 | 3627743.3874 | 12928123.785 | 22928.2316 |  |  | 9323308.6292 | 0
3329 | 3946458.949 | 13339475.1983 | 19021.1163 |  |  | 9412037.3656 | 0 | 139 | 3627743.3874 | 12928123.785 | 22928.2316 |  |  | 9323308.6292 | 0
3330 | 3705660.108 | 13339475.1983 | 10122.3484 |  |  | 9643937.4388 | 0 | 139 | 3627743.3874 | 12928123.785 | 22928.2316 |  |  | 9323308.6292 | 0
3331 | 3480668.453 | 13339475.1983 | 2447.1612 |  |  | 9861253.9065 | 0 | 139 | 3627743.3874 | 12928123.785 | 22928.2316 |  |  | 9323308.6292 | 0
3332 | 3364203.736 | 13339475.1983 | 0 |  |  | 9975271.4623 | 0 | 139 | 3627743.3874 | 12928123.785 | 22928.2316 |  |  | 9323308.6292 | 0
3333 | 3253177.536 | 13339475.1983 | 0 |  |  | 10086297.6623 | 0 | 139 | 3627743.3874 | 12928123.785 | 22928.2316 |  |  | 9323308.6292 | 0
3334 | 3002042.99 | 13249849.2633 | 0 |  |  | 10247806.2733 | 0 | 139 | 3627743.3874 | 12928123.785 | 22928.2316 |  |  | 9323308.6292 | 0
3335 | 2801434.858 | 13049241.1313 | 0 |  |  | 10247806.2733 | 0 | 139 | 3627743.3874 | 12928123.785 | 22928.2316 |  |  | 9323308.6292 | 0
3336 | 2678377.733 | 12926184.0063 | 0 |  |  | 10247806.2733 | 0 | 139 | 3627743.3874 | 12928123.785 | 22928.2316 |  |  | 9323308.6292 | 0
3337 | 2610816.565 | 12858622.8383 | 0 |  |  | 10247806.2733 | 0 | 140 | 3131555.0661 | 9585485.3249 | 36554.4698 |  |  | 6562882.1163 | 72397.3877
3338 | 2570146.06 | 9927051.3104 | 0 |  |  | 7356905.2504 | 0 | 140 | 3131555.0661 | 9585485.3249 | 36554.4698 |  |  | 6562882.1163 | 72397.3877
3339 | 2555070.767 | 7290178.3061 | 0 |  |  | 4735107.5391 | 0 | 140 | 3131555.0661 | 9585485.3249 | 36554.4698 |  |  | 6562882.1163 | 72397.3877
3340 | 2555801.608 | 5002303.1994 | 0 |  |  | 2446501.5914 | 0 | 140 | 3131555.0661 | 9585485.3249 | 36554.4698 |  |  | 6562882.1163 | 72397.3877
3341 | 2711487.786 | 3334868.7996 | 2447.1612 |  |  | 625828.1747 | 0 | 140 | 3131555.0661 | 9585485.3249 | 36554.4698 |  |  | 6562882.1163 | 72397.3877
3342 | 3028488.405 | 2249097.5625 | 19688.5239 |  |  | 0 | 759702.3186 | 140 | 3131555.0661 | 9585485.3249 | 36554.4698 |  |  | 6562882.1163 | 72397.3877
3343 | 3348314.068 | 2326652.6509 | 43826.4317 |  |  | 0 | 977834.9854 | 140 | 3131555.0661 | 9585485.3249 | 36554.4698 |  |  | 6562882.1163 | 72397.3877
3344 | 3536519.583 | 4343084.9483 | 66851.9935 |  |  | 873417.3588 | 0 | 140 | 3131555.0661 | 9585485.3249 | 36554.4698 |  |  | 6562882.1163 | 72397.3877
3345 | 3621456.984 | 7561621.1153 | 85316.9369 |  |  | 4025481.0682 | 0 | 140 | 3131555.0661 | 9585485.3249 | 36554.4698 |  |  | 6562882.1163 | 72397.3877
3346 | 3598698.201 | 9616830.9569 | 97552.7427 |  |  | 6115685.4986 | 0 | 140 | 3131555.0661 | 9585485.3249 | 36554.4698 |  |  | 6562882.1163 | 72397.3877
3347 | 3515882.963 | 11323042.9009 | 97552.7427 |  |  | 7904712.6806 | 0 | 140 | 3131555.0661 | 9585485.3249 | 36554.4698 |  |  | 6562882.1163 | 72397.3877
3348 | 3420489.003 | 12370036.5938 | 97552.7427 |  |  | 9047100.3335 | 0 | 140 | 3131555.0661 | 9585485.3249 | 36554.4698 |  |  | 6562882.1163 | 72397.3877
3349 | 3331130.378 | 12912922.2124 | 97552.7427 |  |  | 9679344.577 | 0 | 140 | 3131555.0661 | 9585485.3249 | 36554.4698 |  |  | 6562882.1163 | 72397.3877
3350 | 3252943.447 | 13145587.4774 | 92658.4203 |  |  | 9985302.4508 | 0 | 140 | 3131555.0661 | 9585485.3249 | 36554.4698 |  |  | 6562882.1163 | 72397.3877
3351 | 3312579.245 | 13339475.1983 | 77085.5766 |  |  | 10103981.5299 | 0 | 140 | 3131555.0661 | 9585485.3249 | 36554.4698 |  |  | 6562882.1163 | 72397.3877
3352 | 3475871.102 | 13339475.1983 | 56284.7067 |  |  | 9919888.8031 | 0 | 140 | 3131555.0661 | 9585485.3249 | 36554.4698 |  |  | 6562882.1163 | 72397.3877
3353 | 3558122.689 | 13339475.1983 | 32258.0335 |  |  | 9813610.5428 | 0 | 140 | 3131555.0661 | 9585485.3249 | 36554.4698 |  |  | 6562882.1163 | 72397.3877
3354 | 3408431.314 | 13339475.1983 | 10678.5214 |  |  | 9941722.4058 | 0 | 140 | 3131555.0661 | 9585485.3249 | 36554.4698 |  |  | 6562882.1163 | 72397.3877
3355 | 3239898.951 | 13339475.1983 | 0 |  |  | 10099576.2473 | 0 | 140 | 3131555.0661 | 9585485.3249 | 36554.4698 |  |  | 6562882.1163 | 72397.3877
3356 | 3145806.282 | 9810718.6779 | 0 |  |  | 6664912.3959 | 0 | 140 | 3131555.0661 | 9585485.3249 | 36554.4698 |  |  | 6562882.1163 | 72397.3877
3357 | 3131065.815 | 8414727.0873 | 0 |  |  | 5283661.2723 | 0 | 140 | 3131555.0661 | 9585485.3249 | 36554.4698 |  |  | 6562882.1163 | 72397.3877
3358 | 2922690.196 | 8453504.6315 | 0 |  |  | 5530814.4355 | 0 | 140 | 3131555.0661 | 9585485.3249 | 36554.4698 |  |  | 6562882.1163 | 72397.3877
3359 | 2720659.112 | 10004606.3988 | 0 |  |  | 7283947.2868 | 0 | 140 | 3131555.0661 | 9585485.3249 | 36554.4698 |  |  | 6562882.1163 | 72397.3877
3360 | 2584951.063 | 12408814.138 | 0 |  |  | 9823863.075 | 0 | 140 | 3131555.0661 | 9585485.3249 | 36554.4698 |  |  | 6562882.1163 | 72397.3877
3361 | 2493374.77 | 12741181.0433 | 0 |  |  | 10247806.2733 | 0 | 141 | 3084948.7682 | 13167141.7606 | 23757.8563 |  |  | 10105950.8487 | 0
3362 | 2466630.743 | 12714437.0163 | 0 |  |  | 10247806.2733 | 0 | 141 | 3084948.7682 | 13167141.7606 | 23757.8563 |  |  | 10105950.8487 | 0
3363 | 2432383.179 | 12680189.4523 | 0 |  |  | 10247806.2733 | 0 | 141 | 3084948.7682 | 13167141.7606 | 23757.8563 |  |  | 10105950.8487 | 0
3364 | 2426092.525 | 12673787.5638 | 111.2346 |  |  | 10247806.2733 | 0 | 141 | 3084948.7682 | 13167141.7606 | 23757.8563 |  |  | 10105950.8487 | 0
3365 | 2557341.358 | 12800364.5436 | 4783.0877 |  |  | 10247806.2733 | 0 | 141 | 3084948.7682 | 13167141.7606 | 23757.8563 |  |  | 10105950.8487 | 0
3366 | 2813836.136 | 13061642.4093 | 0 |  |  | 10247806.2733 | 0 | 141 | 3084948.7682 | 13167141.7606 | 23757.8563 |  |  | 10105950.8487 | 0
3367 | 3138796.156 | 13339475.1983 | 25027.7846 |  |  | 10225706.827 | 0 | 141 | 3084948.7682 | 13167141.7606 | 23757.8563 |  |  | 10105950.8487 | 0
3368 | 3341312.039 | 13339475.1983 | 40934.3322 |  |  | 10039097.4915 | 0 | 141 | 3084948.7682 | 13167141.7606 | 23757.8563 |  |  | 10105950.8487 | 0
3369 | 3420847.487 | 13339475.1983 | 50389.273 |  |  | 9969016.9844 | 0 | 141 | 3084948.7682 | 13167141.7606 | 23757.8563 |  |  | 10105950.8487 | 0
3370 | 3418765.768 | 13339475.1983 | 42825.3203 |  |  | 9963534.7507 | 0 | 141 | 3084948.7682 | 13167141.7606 | 23757.8563 |  |  | 10105950.8487 | 0
3371 | 3356439.835 | 13339475.1983 | 30811.9837 |  |  | 10013847.3471 | 0 | 141 | 3084948.7682 | 13167141.7606 | 23757.8563 |  |  | 10105950.8487 | 0
3372 | 3343707.588 | 13339475.1983 | 40155.69 |  |  | 10035923.3003 | 0 | 141 | 3084948.7682 | 13167141.7606 | 23757.8563 |  |  | 10105950.8487 | 0
3373 | 3305932.661 | 13339475.1983 | 84538.2947 |  |  | 10118080.832 | 0 | 141 | 3084948.7682 | 13167141.7606 | 23757.8563 |  |  | 10105950.8487 | 0
3374 | 3244730.295 | 13339475.1983 | 86762.9866 |  |  | 10181507.89 | 0 | 141 | 3084948.7682 | 13167141.7606 | 23757.8563 |  |  | 10105950.8487 | 0
3375 | 3300737.126 | 13339475.1983 | 70077.7969 |  |  | 10108815.8692 | 0 | 141 | 3084948.7682 | 13167141.7606 | 23757.8563 |  |  | 10105950.8487 | 0
3376 | 3541577.293 | 13339475.1983 | 49610.6308 |  |  | 9847508.5362 | 0 | 141 | 3084948.7682 | 13167141.7606 | 23757.8563 |  |  | 10105950.8487 | 0
3377 | 3583445.962 | 13339475.1983 | 29922.1069 |  |  | 9785951.3433 | 0 | 141 | 3084948.7682 | 13167141.7606 | 23757.8563 |  |  | 10105950.8487 | 0
3378 | 3503551.06 | 13339475.1983 | 12235.8058 |  |  | 9848159.9442 | 0 | 141 | 3084948.7682 | 13167141.7606 | 23757.8563 |  |  | 10105950.8487 | 0
3379 | 3380581.016 | 13339475.1983 | 2002.2228 |  |  | 9960896.4051 | 0 | 141 | 3084948.7682 | 13167141.7606 | 23757.8563 |  |  | 10105950.8487 | 0
3380 | 3267608.411 | 13339475.1983 | 0 |  |  | 10071866.7873 | 0 | 141 | 3084948.7682 | 13167141.7606 | 23757.8563 |  |  | 10105950.8487 | 0
3381 | 3196825.599 | 13339475.1983 | 0 |  |  | 10142649.5993 | 0 | 141 | 3084948.7682 | 13167141.7606 | 23757.8563 |  |  | 10105950.8487 | 0
3382 | 2956881.955 | 13204688.2283 | 0 |  |  | 10247806.2733 | 0 | 141 | 3084948.7682 | 13167141.7606 | 23757.8563 |  |  | 10105950.8487 | 0
3383 | 2817085.091 | 13064891.3643 | 0 |  |  | 10247806.2733 | 0 | 141 | 3084948.7682 | 13167141.7606 | 23757.8563 |  |  | 10105950.8487 | 0
3384 | 2730286.384 | 12978092.6573 | 0 |  |  | 10247806.2733 | 0 | 141 | 3084948.7682 | 13167141.7606 | 23757.8563 |  |  | 10105950.8487 | 0
3385 | 2692446.363 | 11904706.0636 | 0 |  |  | 9212259.7006 | 0 | 142 | 3699870.1063 | 11213173.1924 | 33963.6307 |  |  | 7547266.7168 | 0
3386 | 2700368.787 | 11400597.9893 | 0 |  |  | 8700229.2023 | 0 | 142 | 3699870.1063 | 11213173.1924 | 33963.6307 |  |  | 7547266.7168 | 0
3387 | 2735410.904 | 10741379.7382 | 0 |  |  | 8005968.8342 | 0 | 142 | 3699870.1063 | 11213173.1924 | 33963.6307 |  |  | 7547266.7168 | 0
3388 | 2907404.33 | 9500498.3244 | 0 |  |  | 6593093.9944 | 0 | 142 | 3699870.1063 | 11213173.1924 | 33963.6307 |  |  | 7547266.7168 | 0
3389 | 3423425.957 | 8608614.8082 | 4560.6185 |  |  | 5189749.4698 | 0 | 142 | 3699870.1063 | 11213173.1924 | 33963.6307 |  |  | 7547266.7168 | 0
3390 | 4019535.644 | 8220839.3664 | 17575.0665 |  |  | 4218878.7889 | 0 | 142 | 3699870.1063 | 11213173.1924 | 33963.6307 |  |  | 7547266.7168 | 0
3391 | 4281886.946 | 9965828.8546 | 40378.1592 |  |  | 5724320.0677 | 0 | 142 | 3699870.1063 | 11213173.1924 | 33963.6307 |  |  | 7547266.7168 | 0
3392 | 4334764.59 | 13339475.1983 | 57508.2873 |  |  | 9062218.8956 | 0 | 142 | 3699870.1063 | 11213173.1924 | 33963.6307 |  |  | 7547266.7168 | 0
3393 | 4418171.654 | 13339475.1983 | 73526.0694 |  |  | 8994829.6138 | 0 | 142 | 3699870.1063 | 11213173.1924 | 33963.6307 |  |  | 7547266.7168 | 0
3394 | 4402422.205 | 13339475.1983 | 87652.8634 |  |  | 9024705.8568 | 0 | 142 | 3699870.1063 | 11213173.1924 | 33963.6307 |  |  | 7547266.7168 | 0
3395 | 4357980.049 | 13339475.1983 | 92880.8895 |  |  | 9074376.0389 | 0 | 142 | 3699870.1063 | 11213173.1924 | 33963.6307 |  |  | 7547266.7168 | 0
3396 | 4358095.268 | 13339475.1983 | 96662.8659 |  |  | 9078042.7962 | 0 | 142 | 3699870.1063 | 11213173.1924 | 33963.6307 |  |  | 7547266.7168 | 0
3397 | 4253500.516 | 13339475.1983 | 95550.5199 |  |  | 9181525.2022 | 0 | 142 | 3699870.1063 | 11213173.1924 | 33963.6307 |  |  | 7547266.7168 | 0
3398 | 4085733.001 | 13339475.1983 | 87319.1596 |  |  | 9341061.357 | 0 | 142 | 3699870.1063 | 11213173.1924 | 33963.6307 |  |  | 7547266.7168 | 0
3399 | 4011696.293 | 13339475.1983 | 70411.5007 |  |  | 9398190.406 | 0 | 142 | 3699870.1063 | 11213173.1924 | 33963.6307 |  |  | 7547266.7168 | 0
3400 | 4191092.404 | 13339475.1983 | 49165.6924 |  |  | 9197548.4868 | 0 | 142 | 3699870.1063 | 11213173.1924 | 33963.6307 |  |  | 7547266.7168 | 0
3401 | 4095419.956 | 13339475.1983 | 28253.588 |  |  | 9272308.8303 | 0 | 142 | 3699870.1063 | 11213173.1924 | 33963.6307 |  |  | 7547266.7168 | 0
3402 | 3897238.165 | 13339475.1983 | 11345.929 |  |  | 9453582.9624 | 0 | 142 | 3699870.1063 | 11213173.1924 | 33963.6307 |  |  | 7547266.7168 | 0
3403 | 3717647.567 | 10857712.3707 | 2335.9266 |  |  | 7142400.7303 | 0 | 142 | 3699870.1063 | 11213173.1924 | 33963.6307 |  |  | 7547266.7168 | 0
3404 | 3564114.209 | 7057513.041 | 0 |  |  | 3493398.832 | 0 | 142 | 3699870.1063 | 11213173.1924 | 33963.6307 |  |  | 7547266.7168 | 0
3405 | 3457825.61 | 6863625.3201 | 0 |  |  | 3405799.7101 | 0 | 142 | 3699870.1063 | 11213173.1924 | 33963.6307 |  |  | 7547266.7168 | 0
3406 | 3163595.502 | 7755508.8362 | 0 |  |  | 4591913.3342 | 0 | 142 | 3699870.1063 | 11213173.1924 | 33963.6307 |  |  | 7547266.7168 | 0
3407 | 2926897.51 | 8996390.25 | 0 |  |  | 6069492.74 | 0 | 142 | 3699870.1063 | 11213173.1924 | 33963.6307 |  |  | 7547266.7168 | 0
3408 | 2800209.12 | 10508714.4731 | 0 |  |  | 7708505.3531 | 0 | 142 | 3699870.1063 | 11213173.1924 | 33963.6307 |  |  | 7547266.7168 | 0
3409 | 2755406.982 | 11555708.166 | 0 |  |  | 8800301.184 | 0 | 143 | 3811357.6801 | 7075286.0821 | 27572.276 |  |  | 3810761.1217 | 519260.4437
3410 | 2765646.261 | 12176148.8729 | 0 |  |  | 9410502.6119 | 0 | 143 | 3811357.6801 | 7075286.0821 | 27572.276 |  |  | 3810761.1217 | 519260.4437
3411 | 2783990.995 | 12563924.3147 | 0 |  |  | 9779933.3197 | 0 | 143 | 3811357.6801 | 7075286.0821 | 27572.276 |  |  | 3810761.1217 | 519260.4437
3412 | 2939295.197 | 11827150.9753 | 0 |  |  | 8887855.7783 | 0 | 143 | 3811357.6801 | 7075286.0821 | 27572.276 |  |  | 3810761.1217 | 519260.4437
3413 | 3506914.848 | 9578053.4128 | 5672.9645 |  |  | 6076811.5293 | 0 | 143 | 3811357.6801 | 7075286.0821 | 27572.276 |  |  | 3810761.1217 | 519260.4437
3414 | 4069043.493 | 6941180.4084 | 17463.8319 |  |  | 2889600.7474 | 0 | 143 | 3811357.6801 | 7075286.0821 | 27572.276 |  |  | 3810761.1217 | 519260.4437
3415 | 4319932.826 | 5351301.097 | 37708.5288 |  |  | 1069076.7998 | 0 | 143 | 3811357.6801 | 7075286.0821 | 27572.276 |  |  | 3810761.1217 | 519260.4437
3416 | 4383897.386 | 6514627.4224 | 57730.7565 |  |  | 2188460.7929 | 0 | 143 | 3811357.6801 | 7075286.0821 | 27572.276 |  |  | 3810761.1217 | 519260.4437
3417 | 4426321.038 | 9578053.4128 | 75194.5884 |  |  | 5226926.9632 | 0 | 143 | 3811357.6801 | 7075286.0821 | 27572.276 |  |  | 3810761.1217 | 519260.4437
3418 | 4415007.679 | 11904706.0636 | 84315.8255 |  |  | 7574014.2101 | 0 | 143 | 3811357.6801 | 7075286.0821 | 27572.276 |  |  | 3810761.1217 | 519260.4437
3419 | 4381274.397 | 12835367.124 | 87319.1596 |  |  | 8541411.8866 | 0 | 143 | 3811357.6801 | 7075286.0821 | 27572.276 |  |  | 3810761.1217 | 519260.4437
3420 | 4366840.024 | 12176148.8729 | 77641.7496 |  |  | 7886950.5985 | 0 | 143 | 3811357.6801 | 7075286.0821 | 27572.276 |  |  | 3810761.1217 | 519260.4437
3421 | 4292235.957 | 10586269.5615 | 67408.1665 |  |  | 6361441.771 | 0 | 143 | 3811357.6801 | 7075286.0821 | 27572.276 |  |  | 3810761.1217 | 519260.4437
3422 | 4201784.009 | 8492282.1757 | 59955.4485 |  |  | 4350453.6151 | 0 | 143 | 3811357.6801 | 7075286.0821 | 27572.276 |  |  | 3810761.1217 | 519260.4437
3423 | 4176244.379 | 6243184.6132 | 43826.4317 |  |  | 2110766.6659 | 0 | 143 | 3811357.6801 | 7075286.0821 | 27572.276 |  |  | 3810761.1217 | 519260.4437
3424 | 4413240.949 | 4692082.8459 | 24916.55 |  |  | 303758.4469 | 0 | 143 | 3811357.6801 | 7075286.0821 | 27572.276 |  |  | 3810761.1217 | 519260.4437
3425 | 4332424.553 | 3761421.7856 | 14571.7324 |  |  | 0 | 556431.035 | 143 | 3811357.6801 | 7075286.0821 | 27572.276 |  |  | 3810761.1217 | 519260.4437
3426 | 4126730.618 | 3024648.4461 | 6451.6067 |  |  | 0 | 1095630.5652 | 143 | 3811357.6801 | 7075286.0821 | 27572.276 |  |  | 3810761.1217 | 519260.4437
3427 | 3980990.646 | 2442985.2834 | 1557.2844 |  |  | 0 | 1536448.0782 | 143 | 3811357.6801 | 7075286.0821 | 27572.276 |  |  | 3810761.1217 | 519260.4437
3428 | 3852723.187 | 2210320.0183 | 0 |  |  | 0 | 1642403.1687 | 143 | 3811357.6801 | 7075286.0821 | 27572.276 |  |  | 3810761.1217 | 519260.4437
3429 | 3699091.966 | 2055209.8416 | 0 |  |  | 0 | 1643882.1244 | 143 | 3811357.6801 | 7075286.0821 | 27572.276 |  |  | 3810761.1217 | 519260.4437
3430 | 3386326.023 | 1551101.7672 | 0 |  |  | 0 | 1835224.2558 | 143 | 3811357.6801 | 7075286.0821 | 27572.276 |  |  | 3810761.1217 | 519260.4437
3431 | 3023119.48 | 1085771.2371 | 0 |  |  | 0 | 1937348.2429 | 143 | 3811357.6801 | 7075286.0821 | 27572.276 |  |  | 3810761.1217 | 519260.4437
3432 | 2874101.43 | 659218.2511 | 0 |  |  | 0 | 2214883.1789 | 143 | 3811357.6801 | 7075286.0821 | 27572.276 |  |  | 3810761.1217 | 519260.4437
3433 | 2818438.805 | 387775.4418 | 0 |  |  | 0 | 2430663.3632 | 144 | 3759411.188 | 1391144.3975 | 28693.8916 |  |  | 158017.629 | 2497590.528
3434 | 2815914.549 | 193887.7209 | 0 |  |  | 0 | 2622026.8281 | 144 | 3759411.188 | 1391144.3975 | 28693.8916 |  |  | 158017.629 | 2497590.528
3435 | 2857499.873 | 116332.6325 | 0 |  |  | 0 | 2741167.2405 | 144 | 3759411.188 | 1391144.3975 | 28693.8916 |  |  | 158017.629 | 2497590.528
3436 | 3021194.194 | 116332.6325 | 111.2346 |  |  | 0 | 2904750.3269 | 144 | 3759411.188 | 1391144.3975 | 28693.8916 |  |  | 158017.629 | 2497590.528
3437 | 3586845.848 | 155110.1767 | 4004.4455 |  |  | 0 | 3427731.2257 | 144 | 3759411.188 | 1391144.3975 | 28693.8916 |  |  | 158017.629 | 2497590.528
3438 | 4194132.118 | 348997.8976 | 12569.5096 |  |  | 0 | 3832564.7108 | 144 | 3759411.188 | 1391144.3975 | 28693.8916 |  |  | 158017.629 | 2497590.528
3439 | 4427342.902 | 426552.986 | 28476.0571 |  |  | 0 | 3972313.8589 | 144 | 3759411.188 | 1391144.3975 | 28693.8916 |  |  | 158017.629 | 2497590.528
3440 | 4463513.072 | 310220.3534 | 51279.1498 |  |  | 0 | 4102013.5688 | 144 | 3759411.188 | 1391144.3975 | 28693.8916 |  |  | 158017.629 | 2497590.528
3441 | 4521339.652 | 504108.0744 | 71412.6121 |  |  | 0 | 3945818.9656 | 144 | 3759411.188 | 1391144.3975 | 28693.8916 |  |  | 158017.629 | 2497590.528
3442 | 4504999.276 | 969438.6045 | 79421.5031 |  |  | 0 | 3456139.1683 | 144 | 3759411.188 | 1391144.3975 | 28693.8916 |  |  | 158017.629 | 2497590.528
3443 | 4401457.916 | 1279658.958 | 78976.5648 |  |  | 0 | 3042822.3933 | 144 | 3759411.188 | 1391144.3975 | 28693.8916 |  |  | 158017.629 | 2497590.528
3444 | 4418813.571 | 1202103.8696 | 72524.9581 |  |  | 0 | 3144184.7433 | 144 | 3759411.188 | 1391144.3975 | 28693.8916 |  |  | 158017.629 | 2497590.528
3445 | 4317488.153 | 930661.0603 | 63514.9556 |  |  | 0 | 3323312.1371 | 144 | 3759411.188 | 1391144.3975 | 28693.8916 |  |  | 158017.629 | 2497590.528
3446 | 4104776.912 | 659218.2511 | 62958.7826 |  |  | 0 | 3382599.8783 | 144 | 3759411.188 | 1391144.3975 | 28693.8916 |  |  | 158017.629 | 2497590.528
3447 | 4014637.881 | 465330.5302 | 72636.1927 |  |  | 0 | 3476671.1582 | 144 | 3759411.188 | 1391144.3975 | 28693.8916 |  |  | 158017.629 | 2497590.528
3448 | 4154055.734 | 581663.1627 | 55506.0645 |  |  | 0 | 3516886.5068 | 144 | 3759411.188 | 1391144.3975 | 28693.8916 |  |  | 158017.629 | 2497590.528
3449 | 4115284.137 | 1008216.1487 | 24026.6732 |  |  | 0 | 3083041.3151 | 144 | 3759411.188 | 1391144.3975 | 28693.8916 |  |  | 158017.629 | 2497590.528
3450 | 3914545.092 | 2093987.3858 | 8787.5333 |  |  | 0 | 1811770.173 | 144 | 3759411.188 | 1391144.3975 | 28693.8916 |  |  | 158017.629 | 2497590.528
3451 | 3701078.25 | 3761421.7856 | 2447.1612 |  |  | 62790.6967 | 0 | 144 | 3759411.188 | 1391144.3975 | 28693.8916 |  |  | 158017.629 | 2497590.528
3452 | 3548748.87 | 5002303.1994 | 0 |  |  | 1453554.3294 | 0 | 144 | 3759411.188 | 1391144.3975 | 28693.8916 |  |  | 158017.629 | 2497590.528
3453 | 3467017.64 | 5079858.2877 | 0 |  |  | 1612840.6477 | 0 | 144 | 3759411.188 | 1391144.3975 | 28693.8916 |  |  | 158017.629 | 2497590.528
3454 | 3175739.451 | 3838976.8739 | 0 |  |  | 663237.4229 | 0 | 144 | 3759411.188 | 1391144.3975 | 28693.8916 |  |  | 158017.629 | 2497590.528
3455 | 2920404.684 | 2481762.8276 | 0 |  |  | 0 | 438641.8564 | 144 | 3759411.188 | 1391144.3975 | 28693.8916 |  |  | 158017.629 | 2497590.528
3456 | 2760599.933 | 1473546.6789 | 0 |  |  | 0 | 1287053.2541 | 144 | 3759411.188 | 1391144.3975 | 28693.8916 |  |  | 158017.629 | 2497590.528
3457 | 2683176.312 | 1085771.2371 | 0 |  |  | 0 | 1597405.0749 | 145 | 3183876.0323 | 3328405.8756 | 30714.6534 |  |  | 469194.9384 | 293950.4417
3458 | 2664417.317 | 1357214.0463 | 0 |  |  | 0 | 1307203.2707 | 145 | 3183876.0323 | 3328405.8756 | 30714.6534 |  |  | 469194.9384 | 293950.4417
3459 | 2628695.505 | 2055209.8416 | 0 |  |  | 0 | 573485.6634 | 145 | 3183876.0323 | 3328405.8756 | 30714.6534 |  |  | 469194.9384 | 293950.4417
3460 | 2631888.339 | 2598095.4601 | 0 |  |  | 0 | 33792.8789 | 145 | 3183876.0323 | 3328405.8756 | 30714.6534 |  |  | 469194.9384 | 293950.4417
3461 | 2794966.872 | 3102203.5345 | 5895.4337 |  |  | 313132.0962 | 0 | 145 | 3183876.0323 | 3328405.8756 | 30714.6534 |  |  | 469194.9384 | 293950.4417
3462 | 3085943.328 | 3257313.7112 | 18131.2395 |  |  | 189501.6227 | 0 | 145 | 3183876.0323 | 3328405.8756 | 30714.6534 |  |  | 469194.9384 | 293950.4417
3463 | 3360354.377 | 2326652.6509 | 35483.8368 |  |  | 0 | 998217.8893 | 145 | 3183876.0323 | 3328405.8756 | 30714.6534 |  |  | 469194.9384 | 293950.4417
3464 | 3502804.427 | 2326652.6509 | 54282.4839 |  |  | 0 | 1121869.2922 | 145 | 3183876.0323 | 3328405.8756 | 30714.6534 |  |  | 469194.9384 | 293950.4417
3465 | 3590002.585 | 2559317.916 | 71412.6121 |  |  | 0 | 959272.057 | 145 | 3183876.0323 | 3328405.8756 | 30714.6534 |  |  | 469194.9384 | 293950.4417
3466 | 3574975.907 | 3024648.4461 | 86762.9866 |  |  | 0 | 463564.4742 | 145 | 3183876.0323 | 3328405.8756 | 30714.6534 |  |  | 469194.9384 | 293950.4417
3467 | 3524384.559 | 3489978.9763 | 91323.6052 |  |  | 56918.0225 | 0 | 145 | 3183876.0323 | 3328405.8756 | 30714.6534 |  |  | 469194.9384 | 293950.4417
3468 | 3470083.966 | 3916531.9623 | 90767.4322 |  |  | 537215.4285 | 0 | 145 | 3183876.0323 | 3328405.8756 | 30714.6534 |  |  | 469194.9384 | 293950.4417
3469 | 3394627.068 | 4381862.4925 | 75973.2306 |  |  | 1063208.6551 | 0 | 145 | 3183876.0323 | 3328405.8756 | 30714.6534 |  |  | 469194.9384 | 293950.4417
3470 | 3327816.622 | 4769637.9343 | 62402.6096 |  |  | 1504223.9219 | 0 | 145 | 3183876.0323 | 3328405.8756 | 30714.6534 |  |  | 469194.9384 | 293950.4417
3471 | 3348260.292 | 4885970.5668 | 56952.1143 |  |  | 1594662.3891 | 0 | 145 | 3183876.0323 | 3328405.8756 | 30714.6534 |  |  | 469194.9384 | 293950.4417
3472 | 3524366.765 | 4575750.2134 | 45717.4199 |  |  | 1097100.8683 | 0 | 145 | 3183876.0323 | 3328405.8756 | 30714.6534 |  |  | 469194.9384 | 293950.4417
3473 | 3586035.821 | 4536972.6692 | 26918.7728 |  |  | 977855.621 | 0 | 145 | 3183876.0323 | 3328405.8756 | 30714.6534 |  |  | 469194.9384 | 293950.4417
3474 | 3478205.646 | 4769637.9343 | 12791.9788 |  |  | 1304224.2671 | 0 | 145 | 3183876.0323 | 3328405.8756 | 30714.6534 |  |  | 469194.9384 | 293950.4417
3475 | 3340815.453 | 4187974.7716 | 2335.9266 |  |  | 849495.2451 | 0 | 145 | 3183876.0323 | 3328405.8756 | 30714.6534 |  |  | 469194.9384 | 293950.4417
3476 | 3241505.734 | 3528756.5205 | 0 |  |  | 287250.7865 | 0 | 145 | 3183876.0323 | 3328405.8756 | 30714.6534 |  |  | 469194.9384 | 293950.4417
3477 | 3217882.144 | 3606311.6089 | 0 |  |  | 388429.4649 | 0 | 145 | 3183876.0323 | 3328405.8756 | 30714.6534 |  |  | 469194.9384 | 293950.4417
3478 | 2994524.352 | 3451201.4321 | 0 |  |  | 456677.0801 | 0 | 145 | 3183876.0323 | 3328405.8756 | 30714.6534 |  |  | 469194.9384 | 293950.4417
3479 | 2791538.756 | 3179758.6229 | 0 |  |  | 388219.8669 | 0 | 145 | 3183876.0323 | 3328405.8756 | 30714.6534 |  |  | 469194.9384 | 293950.4417
3480 | 2655752.628 | 2908315.8136 | 0 |  |  | 252563.1856 | 0 | 145 | 3183876.0323 | 3328405.8756 | 30714.6534 |  |  | 469194.9384 | 293950.4417
3481 | 2590052.183 | 2675650.5485 | 0 |  |  | 85598.3655 | 0 | 146 | 3293368.7373 | 2173158.2052 | 36299.5572 |  |  | 397557.5857 | 1481468.5607
3482 | 2567755.297 | 2481762.8276 | 0 |  |  | 0 | 85992.4694 | 146 | 3293368.7373 | 2173158.2052 | 36299.5572 |  |  | 397557.5857 | 1481468.5607
3483 | 2541803.347 | 2326652.6509 | 0 |  |  | 0 | 215150.6961 | 146 | 3293368.7373 | 2173158.2052 | 36299.5572 |  |  | 397557.5857 | 1481468.5607
3484 | 2615298.662 | 1900099.6649 | 0 |  |  | 0 | 715198.9971 | 146 | 3293368.7373 | 2173158.2052 | 36299.5572 |  |  | 397557.5857 | 1481468.5607
3485 | 2923261.396 | 1318436.5022 | 5672.9645 |  |  | 0 | 1599151.9293 | 146 | 3293368.7373 | 2173158.2052 | 36299.5572 |  |  | 397557.5857 | 1481468.5607
3486 | 3320003.164 | 581663.1627 | 17686.3011 |  |  | 0 | 2720653.7002 | 146 | 3293368.7373 | 2173158.2052 | 36299.5572 |  |  | 397557.5857 | 1481468.5607
3487 | 3639175.735 | 155110.1767 | 37708.5288 |  |  | 0 | 3446357.0295 | 146 | 3293368.7373 | 2173158.2052 | 36299.5572 |  |  | 397557.5857 | 1481468.5607
3488 | 3785332.844 | 620440.7069 | 62847.548 |  |  | 0 | 3102044.5891 | 146 | 3293368.7373 | 2173158.2052 | 36299.5572 |  |  | 397557.5857 | 1481468.5607
3489 | 3839617.516 | 1357214.0463 | 82981.0103 |  |  | 0 | 2399422.4594 | 146 | 3293368.7373 | 2173158.2052 | 36299.5572 |  |  | 397557.5857 | 1481468.5607
3490 | 3830998.514 | 1473546.6789 | 96217.9275 |  |  | 0 | 2261233.9076 | 146 | 3293368.7373 | 2173158.2052 | 36299.5572 |  |  | 397557.5857 | 1481468.5607
3491 | 3774802.256 | 1589879.3114 | 97552.7427 |  |  | 0 | 2087370.2019 | 146 | 3293368.7373 | 2173158.2052 | 36299.5572 |  |  | 397557.5857 | 1481468.5607
3492 | 3710669.29 | 1822544.5765 | 97552.7427 |  |  | 0 | 1790571.9708 | 146 | 3293368.7373 | 2173158.2052 | 36299.5572 |  |  | 397557.5857 | 1481468.5607
3493 | 3644950.113 | 2055209.8416 | 97552.7427 |  |  | 0 | 1492187.5287 | 146 | 3293368.7373 | 2173158.2052 | 36299.5572 |  |  | 397557.5857 | 1481468.5607
3494 | 3567323.322 | 2249097.5625 | 92658.4203 |  |  | 0 | 1225567.3392 | 146 | 3293368.7373 | 2173158.2052 | 36299.5572 |  |  | 397557.5857 | 1481468.5607
3495 | 3572306.807 | 2210320.0183 | 77752.9842 |  |  | 0 | 1284233.8045 | 146 | 3293368.7373 | 2173158.2052 | 36299.5572 |  |  | 397557.5857 | 1481468.5607
3496 | 3710406.939 | 2055209.8416 | 57730.7565 |  |  | 0 | 1597466.3409 | 146 | 3293368.7373 | 2173158.2052 | 36299.5572 |  |  | 397557.5857 | 1481468.5607
3497 | 3690572.516 | 1706211.944 | 33815.3179 |  |  | 0 | 1950545.2542 | 146 | 3293368.7373 | 2173158.2052 | 36299.5572 |  |  | 397557.5857 | 1481468.5607
3498 | 3523864.028 | 1279658.958 | 12124.5712 |  |  | 0 | 2232080.4988 | 146 | 3293368.7373 | 2173158.2052 | 36299.5572 |  |  | 397557.5857 | 1481468.5607
3499 | 3364475.673 | 1046993.6929 | 1334.8152 |  |  | 0 | 2316147.1649 | 146 | 3293368.7373 | 2173158.2052 | 36299.5572 |  |  | 397557.5857 | 1481468.5607
3500 | 3243458.571 | 1395991.5905 | 0 |  |  | 0 | 1847466.9805 | 146 | 3293368.7373 | 2173158.2052 | 36299.5572 |  |  | 397557.5857 | 1481468.5607
3501 | 3202834.891 | 2016432.2974 | 0 |  |  | 0 | 1186402.5936 | 146 | 3293368.7373 | 2173158.2052 | 36299.5572 |  |  | 397557.5857 | 1481468.5607
3502 | 2994166.852 | 3606311.6089 | 0 |  |  | 612144.7569 | 0 | 146 | 3293368.7373 | 2173158.2052 | 36299.5572 |  |  | 397557.5857 | 1481468.5607
3503 | 2765116.924 | 5894186.7155 | 0 |  |  | 3129069.7915 | 0 | 146 | 3293368.7373 | 2173158.2052 | 36299.5572 |  |  | 397557.5857 | 1481468.5607
3504 | 2622602.856 | 8337171.999 | 0 |  |  | 5714569.143 | 0 | 146 | 3293368.7373 | 2173158.2052 | 36299.5572 |  |  | 397557.5857 | 1481468.5607
3505 | 2546165.657 | 10314826.7522 | 0 |  |  | 7768661.0952 | 0 | 147 | 3070209.5583 | 9098181.3035 | 35020.3593 |  |  | 6062992.1046 | 0
3506 | 2512339.096 | 10780157.2824 | 0 |  |  | 8267818.1864 | 0 | 147 | 3070209.5583 | 9098181.3035 | 35020.3593 |  |  | 6062992.1046 | 0
3507 | 2463894.271 | 10004606.3988 | 0 |  |  | 7540712.1278 | 0 | 147 | 3070209.5583 | 9098181.3035 | 35020.3593 |  |  | 6062992.1046 | 0
3508 | 2455990.981 | 9267833.0593 | 0 |  |  | 6811842.0783 | 0 | 147 | 3070209.5583 | 9098181.3035 | 35020.3593 |  |  | 6062992.1046 | 0
3509 | 2614957.238 | 8996390.25 | 5672.9645 |  |  | 6387105.9766 | 0 | 147 | 3070209.5583 | 9098181.3035 | 35020.3593 |  |  | 6062992.1046 | 0
3510 | 2904925.234 | 8686169.8966 | 19466.0547 |  |  | 5800710.7173 | 0 | 147 | 3070209.5583 | 9098181.3035 | 35020.3593 |  |  | 6062992.1046 | 0
3511 | 3214027.465 | 7716731.2921 | 39933.2208 |  |  | 4542637.0478 | 0 | 147 | 3070209.5583 | 9098181.3035 | 35020.3593 |  |  | 6062992.1046 | 0
3512 | 3384105.783 | 7173845.6735 | 62625.0788 |  |  | 3852364.9693 | 0 | 147 | 3070209.5583 | 9098181.3035 | 35020.3593 |  |  | 6062992.1046 | 0
3513 | 3464121.488 | 6398294.7899 | 84315.8255 |  |  | 3018489.1274 | 0 | 147 | 3070209.5583 | 9098181.3035 | 35020.3593 |  |  | 6062992.1046 | 0
3514 | 3520538.294 | 6281962.1574 | 97552.7427 |  |  | 2858976.606 | 0 | 147 | 3070209.5583 | 9098181.3035 | 35020.3593 |  |  | 6062992.1046 | 0
3515 | 3466777.58 | 6941180.4084 | 97552.7427 |  |  | 3571955.5711 | 0 | 147 | 3070209.5583 | 9098181.3035 | 35020.3593 |  |  | 6062992.1046 | 0
3516 | 3422933.287 | 8569837.2641 | 97552.7427 |  |  | 5244456.7197 | 0 | 147 | 3070209.5583 | 9098181.3035 | 35020.3593 |  |  | 6062992.1046 | 0
3517 | 3286946.733 | 10741379.7382 | 97552.7427 |  |  | 7551985.7479 | 0 | 147 | 3070209.5583 | 9098181.3035 | 35020.3593 |  |  | 6062992.1046 | 0
3518 | 3237699.182 | 12176148.8729 | 86762.9866 |  |  | 9025212.6775 | 0 | 147 | 3070209.5583 | 9098181.3035 | 35020.3593 |  |  | 6062992.1046 | 0
3519 | 3262131.826 | 11865928.5195 | 67408.1665 |  |  | 8671204.86 | 0 | 147 | 3070209.5583 | 9098181.3035 | 35020.3593 |  |  | 6062992.1046 | 0
3520 | 3408944.957 | 11439375.5335 | 42936.5549 |  |  | 8073367.1314 | 0 | 147 | 3070209.5583 | 9098181.3035 | 35020.3593 |  |  | 6062992.1046 | 0
3521 | 3440095.114 | 10780157.2824 | 25917.6614 |  |  | 7365979.8298 | 0 | 147 | 3070209.5583 | 9098181.3035 | 35020.3593 |  |  | 6062992.1046 | 0
3522 | 3336588.857 | 10508714.4731 | 12680.7442 |  |  | 7184806.3603 | 0 | 147 | 3070209.5583 | 9098181.3035 | 35020.3593 |  |  | 6062992.1046 | 0
3523 | 3232173.558 | 8880057.6175 | 2558.3958 |  |  | 5650442.4553 | 0 | 147 | 3070209.5583 | 9098181.3035 | 35020.3593 |  |  | 6062992.1046 | 0
3524 | 3128006.539 | 7522843.5712 | 0 |  |  | 4394837.0322 | 0 | 147 | 3070209.5583 | 9098181.3035 | 35020.3593 |  |  | 6062992.1046 | 0
3525 | 3101481.659 | 7600398.6595 | 0 |  |  | 4498917.0005 | 0 | 147 | 3070209.5583 | 9098181.3035 | 35020.3593 |  |  | 6062992.1046 | 0
3526 | 2931998.136 | 8065729.1897 | 0 |  |  | 5133731.0537 | 0 | 147 | 3070209.5583 | 9098181.3035 | 35020.3593 |  |  | 6062992.1046 | 0
3527 | 2736900.946 | 8647392.3524 | 0 |  |  | 5910491.4064 | 0 | 147 | 3070209.5583 | 9098181.3035 | 35020.3593 |  |  | 6062992.1046 | 0
3528 | 2611285.517 | 8996390.25 | 0 |  |  | 6385104.733 | 0 | 147 | 3070209.5583 | 9098181.3035 | 35020.3593 |  |  | 6062992.1046 | 0
3529 | 2532399.851 | 9112722.8826 | 0 |  |  | 6580323.0316 | 0 | 148 | 3127174.0715 | 10093471.6042 | 37004.043 |  |  | 7031336.307 | 28034.7314
3530 | 2507254.077 | 9190277.971 | 0 |  |  | 6683023.894 | 0 | 148 | 3127174.0715 | 10093471.6042 | 37004.043 |  |  | 7031336.307 | 28034.7314
3531 | 2452594.547 | 9849496.222 | 0 |  |  | 7396901.675 | 0 | 148 | 3127174.0715 | 10093471.6042 | 37004.043 |  |  | 7031336.307 | 28034.7314
3532 | 2414741.825 | 9849496.222 | 0 |  |  | 7434754.397 | 0 | 148 | 3127174.0715 | 10093471.6042 | 37004.043 |  |  | 7031336.307 | 28034.7314
3533 | 2534527.758 | 9151500.4268 | 5450.4953 |  |  | 6622423.1641 | 0 | 148 | 3127174.0715 | 10093471.6042 | 37004.043 |  |  | 7031336.307 | 28034.7314
3534 | 2786607.783 | 7755508.8362 | 19354.8201 |  |  | 4988255.8733 | 0 | 148 | 3127174.0715 | 10093471.6042 | 37004.043 |  |  | 7031336.307 | 28034.7314
3535 | 3079320.402 | 7755508.8362 | 40489.3938 |  |  | 4716677.828 | 0 | 148 | 3127174.0715 | 10093471.6042 | 37004.043 |  |  | 7031336.307 | 28034.7314
3536 | 3300822.205 | 9694386.0453 | 61846.4366 |  |  | 6455410.2769 | 0 | 148 | 3127174.0715 | 10093471.6042 | 37004.043 |  |  | 7031336.307 | 28034.7314
3537 | 3395169.679 | 10508714.4731 | 84871.9985 |  |  | 7198416.7926 | 0 | 148 | 3127174.0715 | 10093471.6042 | 37004.043 |  |  | 7031336.307 | 28034.7314
3538 | 3444881.4 | 11516930.6218 | 97552.7427 |  |  | 8169601.9645 | 0 | 148 | 3127174.0715 | 10093471.6042 | 37004.043 |  |  | 7031336.307 | 28034.7314
3539 | 3426178.977 | 12796589.5798 | 97552.7427 |  |  | 9467963.3455 | 0 | 148 | 3127174.0715 | 10093471.6042 | 37004.043 |  |  | 7031336.307 | 28034.7314
3540 | 3452145.416 | 13339475.1983 | 97552.7427 |  |  | 9984882.525 | 0 | 148 | 3127174.0715 | 10093471.6042 | 37004.043 |  |  | 7031336.307 | 28034.7314
3541 | 3420973.39 | 13339475.1983 | 97552.7427 |  |  | 10016054.551 | 0 | 148 | 3127174.0715 | 10093471.6042 | 37004.043 |  |  | 7031336.307 | 28034.7314
3542 | 3404786.147 | 13339475.1983 | 97441.5081 |  |  | 10032130.5594 | 0 | 148 | 3127174.0715 | 10093471.6042 | 37004.043 |  |  | 7031336.307 | 28034.7314
3543 | 3451634.125 | 13339475.1983 | 80978.7875 |  |  | 9968819.8609 | 0 | 148 | 3127174.0715 | 10093471.6042 | 37004.043 |  |  | 7031336.307 | 28034.7314
3544 | 3685237.764 | 13339475.1983 | 60066.6831 |  |  | 9714304.1174 | 0 | 148 | 3127174.0715 | 10093471.6042 | 37004.043 |  |  | 7031336.307 | 28034.7314
3545 | 3705558.996 | 13339475.1983 | 35261.3676 |  |  | 9669177.57 | 0 | 148 | 3127174.0715 | 10093471.6042 | 37004.043 |  |  | 7031336.307 | 28034.7314
3546 | 3568364.056 | 13339475.1983 | 12124.5712 |  |  | 9783235.7136 | 0 | 148 | 3127174.0715 | 10093471.6042 | 37004.043 |  |  | 7031336.307 | 28034.7314
3547 | 3448847.977 | 13339475.1983 | 0 |  |  | 9890627.2213 | 0 | 148 | 3127174.0715 | 10093471.6042 | 37004.043 |  |  | 7031336.307 | 28034.7314
3548 | 3347026.99 | 9578053.4128 | 0 |  |  | 6231026.4228 | 0 | 148 | 3127174.0715 | 10093471.6042 | 37004.043 |  |  | 7031336.307 | 28034.7314
3549 | 3217199.473 | 7716731.2921 | 0 |  |  | 4499531.8191 | 0 | 148 | 3127174.0715 | 10093471.6042 | 37004.043 |  |  | 7031336.307 | 28034.7314
3550 | 2982725.557 | 5583966.3621 | 0 |  |  | 2601240.8051 | 0 | 148 | 3127174.0715 | 10093471.6042 | 37004.043 |  |  | 7031336.307 | 28034.7314
3551 | 2803913.471 | 3451201.4321 | 0 |  |  | 647287.9611 | 0 | 148 | 3127174.0715 | 10093471.6042 | 37004.043 |  |  | 7031336.307 | 28034.7314
3552 | 2689265.85 | 2016432.2974 | 0 |  |  | 0 | 672833.5526 | 148 | 3127174.0715 | 10093471.6042 | 37004.043 |  |  | 7031336.307 | 28034.7314
3553 | 2649123.122 | 1046993.6929 | 0 |  |  | 0 | 1602129.4291 | 149 | 3800657.4071 | 4415792.8436 | 36966.9648 |  |  | 2138127.7089 | 1486025.3075
3554 | 2648033.591 | 465330.5302 | 0 |  |  | 0 | 2182703.0608 | 149 | 3800657.4071 | 4415792.8436 | 36966.9648 |  |  | 2138127.7089 | 1486025.3075
3555 | 2679261.356 | 155110.1767 | 0 |  |  | 0 | 2524151.1793 | 149 | 3800657.4071 | 4415792.8436 | 36966.9648 |  |  | 2138127.7089 | 1486025.3075
3556 | 2862109.951 | 38777.5442 | 0 |  |  | 0 | 2823332.4068 | 149 | 3800657.4071 | 4415792.8436 | 36966.9648 |  |  | 2138127.7089 | 1486025.3075
3557 | 3428631.966 | 0 | 5228.0261 |  |  | 0 | 3423403.9399 | 149 | 3800657.4071 | 4415792.8436 | 36966.9648 |  |  | 2138127.7089 | 1486025.3075
3558 | 4054698.265 | 0 | 19354.8201 |  |  | 0 | 4035343.4449 | 149 | 3800657.4071 | 4415792.8436 | 36966.9648 |  |  | 2138127.7089 | 1486025.3075
3559 | 4371986.875 | 0 | 38487.171 |  |  | 0 | 4333499.704 | 149 | 3800657.4071 | 4415792.8436 | 36966.9648 |  |  | 2138127.7089 | 1486025.3075
3560 | 4446338.907 | 38777.5442 | 67408.1665 |  |  | 0 | 4340153.1963 | 149 | 3800657.4071 | 4415792.8436 | 36966.9648 |  |  | 2138127.7089 | 1486025.3075
3561 | 4526926.516 | 504108.0744 | 89321.3824 |  |  | 0 | 3933497.0593 | 149 | 3800657.4071 | 4415792.8436 | 36966.9648 |  |  | 2138127.7089 | 1486025.3075
3562 | 4534246.594 | 1163326.3254 | 97552.7427 |  |  | 0 | 3273367.5259 | 149 | 3800657.4071 | 4415792.8436 | 36966.9648 |  |  | 2138127.7089 | 1486025.3075
3563 | 4463171.609 | 2093987.3858 | 97552.7427 |  |  | 0 | 2271631.4806 | 149 | 3800657.4071 | 4415792.8436 | 36966.9648 |  |  | 2138127.7089 | 1486025.3075
3564 | 4470149.128 | 3451201.4321 | 97552.7427 |  |  | 0 | 921394.9532 | 149 | 3800657.4071 | 4415792.8436 | 36966.9648 |  |  | 2138127.7089 | 1486025.3075
3565 | 4389553.769 | 4963525.6552 | 97552.7427 |  |  | 671524.6289 | 0 | 149 | 3800657.4071 | 4415792.8436 | 36966.9648 |  |  | 2138127.7089 | 1486025.3075
3566 | 4218414.488 | 6359517.2457 | 97552.7427 |  |  | 2238655.5004 | 0 | 149 | 3800657.4071 | 4415792.8436 | 36966.9648 |  |  | 2138127.7089 | 1486025.3075
3567 | 4192112.187 | 7716731.2921 | 80867.5529 |  |  | 3605486.658 | 0 | 149 | 3800657.4071 | 4415792.8436 | 36966.9648 |  |  | 2138127.7089 | 1486025.3075
3568 | 4434489.649 | 9035167.7942 | 54616.1877 |  |  | 4655294.333 | 0 | 149 | 3800657.4071 | 4415792.8436 | 36966.9648 |  |  | 2138127.7089 | 1486025.3075
3569 | 4351865.508 | 10314826.7522 | 31813.0951 |  |  | 5994774.3393 | 0 | 149 | 3800657.4071 | 4415792.8436 | 36966.9648 |  |  | 2138127.7089 | 1486025.3075
3570 | 4102232.749 | 11051600.0917 | 12347.0404 |  |  | 6961714.3831 | 0 | 149 | 3800657.4071 | 4415792.8436 | 36966.9648 |  |  | 2138127.7089 | 1486025.3075
3571 | 3889192.9 | 9965828.8546 | 0 |  |  | 6076635.9546 | 0 | 149 | 3800657.4071 | 4415792.8436 | 36966.9648 |  |  | 2138127.7089 | 1486025.3075
3572 | 3734307.86 | 8182061.8222 | 0 |  |  | 4447753.9622 | 0 | 149 | 3800657.4071 | 4415792.8436 | 36966.9648 |  |  | 2138127.7089 | 1486025.3075
3573 | 3559467.06 | 8259616.9106 | 0 |  |  | 4700149.8506 | 0 | 149 | 3800657.4071 | 4415792.8436 | 36966.9648 |  |  | 2138127.7089 | 1486025.3075
3574 | 3248394.422 | 8026951.6455 | 0 |  |  | 4778557.2235 | 0 | 149 | 3800657.4071 | 4415792.8436 | 36966.9648 |  |  | 2138127.7089 | 1486025.3075
3575 | 3042893.234 | 7173845.6735 | 0 |  |  | 4130952.4395 | 0 | 149 | 3800657.4071 | 4415792.8436 | 36966.9648 |  |  | 2138127.7089 | 1486025.3075
3576 | 2918176.064 | 5971741.8039 | 0 |  |  | 3053565.7399 | 0 | 149 | 3800657.4071 | 4415792.8436 | 36966.9648 |  |  | 2138127.7089 | 1486025.3075
3577 | 2862804.254 | 4769637.9343 | 0 |  |  | 1906833.6803 | 0 | 150 | 3869264.9574 | 4925664.0899 | 37370.1902 |  |  | 2524231.4173 | 1430462.0945
3578 | 2814157.483 | 3567534.0647 | 0 |  |  | 753376.5817 | 0 | 150 | 3869264.9574 | 4925664.0899 | 37370.1902 |  |  | 2524231.4173 | 1430462.0945
3579 | 2842791.91 | 2442985.2834 | 0 |  |  | 0 | 399806.6266 | 150 | 3869264.9574 | 4925664.0899 | 37370.1902 |  |  | 2524231.4173 | 1430462.0945
3580 | 2994008.642 | 1473546.6789 | 0 |  |  | 0 | 1520461.9631 | 150 | 3869264.9574 | 4925664.0899 | 37370.1902 |  |  | 2524231.4173 | 1430462.0945
3581 | 3563548.252 | 853105.972 | 3114.5688 |  |  | 0 | 2707327.7113 | 150 | 3869264.9574 | 4925664.0899 | 37370.1902 |  |  | 2524231.4173 | 1430462.0945
3582 | 4142455.529 | 542885.6185 | 21801.9813 |  |  | 0 | 3577767.9292 | 150 | 3869264.9574 | 4925664.0899 | 37370.1902 |  |  | 2524231.4173 | 1430462.0945
3583 | 4407713.947 | 310220.3534 | 47274.7043 |  |  | 0 | 4050218.8893 | 150 | 3869264.9574 | 4925664.0899 | 37370.1902 |  |  | 2524231.4173 | 1430462.0945
3584 | 4502011.73 | 310220.3534 | 70633.9699 |  |  | 0 | 4121157.4067 | 150 | 3869264.9574 | 4925664.0899 | 37370.1902 |  |  | 2524231.4173 | 1430462.0945
3585 | 4622107.652 | 581663.1627 | 88876.444 |  |  | 0 | 3951568.0453 | 150 | 3869264.9574 | 4925664.0899 | 37370.1902 |  |  | 2524231.4173 | 1430462.0945
3586 | 4597558.151 | 969438.6045 | 97552.7427 |  |  | 0 | 3530566.8038 | 150 | 3869264.9574 | 4925664.0899 | 37370.1902 |  |  | 2524231.4173 | 1430462.0945
3587 | 4513014.873 | 1473546.6789 | 97552.7427 |  |  | 0 | 2941915.4515 | 150 | 3869264.9574 | 4925664.0899 | 37370.1902 |  |  | 2524231.4173 | 1430462.0945
3588 | 4515813.627 | 1744989.4882 | 97552.7427 |  |  | 0 | 2673271.3962 | 150 | 3869264.9574 | 4925664.0899 | 37370.1902 |  |  | 2524231.4173 | 1430462.0945
3589 | 4443451.134 | 2016432.2974 | 97552.7427 |  |  | 0 | 2329466.0939 | 150 | 3869264.9574 | 4925664.0899 | 37370.1902 |  |  | 2524231.4173 | 1430462.0945
3590 | 4294332.715 | 2520540.3718 | 92102.2473 |  |  | 0 | 1681690.0959 | 150 | 3869264.9574 | 4925664.0899 | 37370.1902 |  |  | 2524231.4173 | 1430462.0945
3591 | 4258159.936 | 3334868.7996 | 77419.2804 |  |  | 0 | 845871.856 | 150 | 3869264.9574 | 4925664.0899 | 37370.1902 |  |  | 2524231.4173 | 1430462.0945
3592 | 4472001.088 | 4692082.8459 | 56618.4105 |  |  | 276700.1684 | 0 | 150 | 3869264.9574 | 4925664.0899 | 37370.1902 |  |  | 2524231.4173 | 1430462.0945
3593 | 4378151.214 | 6669737.5992 | 34149.0217 |  |  | 2325735.4068 | 0 | 150 | 3869264.9574 | 4925664.0899 | 37370.1902 |  |  | 2524231.4173 | 1430462.0945
3594 | 4155268.088 | 8724947.4408 | 12680.7442 |  |  | 4582360.097 | 0 | 150 | 3869264.9574 | 4925664.0899 | 37370.1902 |  |  | 2524231.4173 | 1430462.0945
3595 | 3947177.803 | 9733163.5895 | 2002.2228 |  |  | 5787988.0093 | 0 | 150 | 3869264.9574 | 4925664.0899 | 37370.1902 |  |  | 2524231.4173 | 1430462.0945
3596 | 3757855.474 | 9849496.222 | 0 |  |  | 6091640.748 | 0 | 150 | 3869264.9574 | 4925664.0899 | 37370.1902 |  |  | 2524231.4173 | 1430462.0945
3597 | 3557265.521 | 11827150.9753 | 0 |  |  | 8269885.4543 | 0 | 150 | 3869264.9574 | 4925664.0899 | 37370.1902 |  |  | 2524231.4173 | 1430462.0945
3598 | 3248053.875 | 13339475.1983 | 0 |  |  | 10091421.3233 | 0 | 150 | 3869264.9574 | 4925664.0899 | 37370.1902 |  |  | 2524231.4173 | 1430462.0945
3599 | 3039322.677 | 13287128.9503 | 0 |  |  | 10247806.2733 | 0 | 150 | 3869264.9574 | 4925664.0899 | 37370.1902 |  |  | 2524231.4173 | 1430462.0945
3600 | 2933333.402 | 13181139.6753 | 0 |  |  | 10247806.2733 | 0 | 150 | 3869264.9574 | 4925664.0899 | 37370.1902 |  |  | 2524231.4173 | 1430462.0945
3601 | 2904237.298 | 12719034.4914 | 0 |  |  | 9814797.1934 | 0 | 151 | 3900002.1036 | 5104094.2529 | 31178.1309 |  |  | 2305546.3834 | 1070276.1032
3602 | 2920709.867 | 11516930.6218 | 0 |  |  | 8596220.7548 | 0 | 151 | 3900002.1036 | 5104094.2529 | 31178.1309 |  |  | 2305546.3834 | 1070276.1032
3603 | 2930953.996 | 10702602.194 | 0 |  |  | 7771648.198 | 0 | 151 | 3900002.1036 | 5104094.2529 | 31178.1309 |  |  | 2305546.3834 | 1070276.1032
3604 | 3109605.297 | 9694386.0453 | 556.173 |  |  | 6585336.9213 | 0 | 151 | 3900002.1036 | 5104094.2529 | 31178.1309 |  |  | 2305546.3834 | 1070276.1032
3605 | 3639742.953 | 8724947.4408 | 4783.0877 |  |  | 5089987.5755 | 0 | 151 | 3900002.1036 | 5104094.2529 | 31178.1309 |  |  | 2305546.3834 | 1070276.1032
3606 | 4205883.221 | 7406510.9386 | 13014.448 |  |  | 3213642.1656 | 0 | 151 | 3900002.1036 | 5104094.2529 | 31178.1309 |  |  | 2305546.3834 | 1070276.1032
3607 | 4458266.811 | 6708515.1434 | 28476.0571 |  |  | 2278724.3895 | 0 | 151 | 3900002.1036 | 5104094.2529 | 31178.1309 |  |  | 2305546.3834 | 1070276.1032
3608 | 4553606.752 | 5622743.9063 | 57063.3489 |  |  | 1126200.5032 | 0 | 151 | 3900002.1036 | 5104094.2529 | 31178.1309 |  |  | 2305546.3834 | 1070276.1032
3609 | 4650044.815 | 3877754.4181 | 74972.1192 |  |  | 0 | 697318.2777 | 151 | 3900002.1036 | 5104094.2529 | 31178.1309 |  |  | 2305546.3834 | 1070276.1032
3610 | 4635800.336 | 2675650.5485 | 86874.2212 |  |  | 0 | 1873275.5663 | 151 | 3900002.1036 | 5104094.2529 | 31178.1309 |  |  | 2305546.3834 | 1070276.1032
3611 | 4545308.689 | 2016432.2974 | 97552.7427 |  |  | 0 | 2431323.6489 | 151 | 3900002.1036 | 5104094.2529 | 31178.1309 |  |  | 2305546.3834 | 1070276.1032
3612 | 4538308.636 | 1551101.7672 | 97552.7427 |  |  | 0 | 2889654.1261 | 151 | 3900002.1036 | 5104094.2529 | 31178.1309 |  |  | 2305546.3834 | 1070276.1032
3613 | 4440111.368 | 1202103.8696 | 94549.4085 |  |  | 0 | 3143458.0899 | 151 | 3900002.1036 | 5104094.2529 | 31178.1309 |  |  | 2305546.3834 | 1070276.1032
3614 | 4294053.777 | 1008216.1487 | 79087.7993 |  |  | 0 | 3206749.8289 | 151 | 3900002.1036 | 5104094.2529 | 31178.1309 |  |  | 2305546.3834 | 1070276.1032
3615 | 4239911.393 | 969438.6045 | 54060.0147 |  |  | 0 | 3216412.7737 | 151 | 3900002.1036 | 5104094.2529 | 31178.1309 |  |  | 2305546.3834 | 1070276.1032
3616 | 4432645.509 | 969438.6045 | 27697.415 |  |  | 0 | 3435509.4895 | 151 | 3900002.1036 | 5104094.2529 | 31178.1309 |  |  | 2305546.3834 | 1070276.1032
3617 | 4323428.244 | 1357214.0463 | 18909.8817 |  |  | 0 | 2947304.316 | 151 | 3900002.1036 | 5104094.2529 | 31178.1309 |  |  | 2305546.3834 | 1070276.1032
3618 | 4110269.577 | 2326652.6509 | 10122.3484 |  |  | 0 | 1773494.5777 | 151 | 3900002.1036 | 5104094.2529 | 31178.1309 |  |  | 2305546.3834 | 1070276.1032
3619 | 3914105.99 | 3838976.8739 | 3003.3342 |  |  | 0 | 72125.7819 | 151 | 3900002.1036 | 5104094.2529 | 31178.1309 |  |  | 2305546.3834 | 1070276.1032
3620 | 3750415.98 | 4769637.9343 | 0 |  |  | 1019221.9543 | 0 | 151 | 3900002.1036 | 5104094.2529 | 31178.1309 |  |  | 2305546.3834 | 1070276.1032
3621 | 3602958.527 | 5816631.6272 | 0 |  |  | 2213673.1002 | 0 | 151 | 3900002.1036 | 5104094.2529 | 31178.1309 |  |  | 2305546.3834 | 1070276.1032
3622 | 3320996.557 | 5894186.7155 | 0 |  |  | 2573190.1585 | 0 | 151 | 3900002.1036 | 5104094.2529 | 31178.1309 |  |  | 2305546.3834 | 1070276.1032
3623 | 3108839.866 | 5661521.4505 | 0 |  |  | 2552681.5845 | 0 | 151 | 3900002.1036 | 5104094.2529 | 31178.1309 |  |  | 2305546.3834 | 1070276.1032
3624 | 2969845.027 | 5467633.7296 | 0 |  |  | 2497788.7026 | 0 | 151 | 3900002.1036 | 5104094.2529 | 31178.1309 |  |  | 2305546.3834 | 1070276.1032
3625 | 2915419.775 | 5583966.3621 | 0 |  |  | 2668546.5871 | 0 | 152 | 3832458.6698 | 5011997.5854 | 28281.3966 |  |  | 1930130.3032 | 722309.991
3626 | 2895050.699 | 6088074.4365 | 0 |  |  | 3193023.7375 | 0 | 152 | 3832458.6698 | 5011997.5854 | 28281.3966 |  |  | 1930130.3032 | 722309.991
3627 | 2882062.59 | 6979957.9526 | 0 |  |  | 4097895.3626 | 0 | 152 | 3832458.6698 | 5011997.5854 | 28281.3966 |  |  | 1930130.3032 | 722309.991
3628 | 3057888.362 | 7716731.2921 | 111.2346 |  |  | 4658954.1647 | 0 | 152 | 3832458.6698 | 5011997.5854 | 28281.3966 |  |  | 1930130.3032 | 722309.991
3629 | 3620684.233 | 7988174.1013 | 2447.1612 |  |  | 4369937.0295 | 0 | 152 | 3832458.6698 | 5011997.5854 | 28281.3966 |  |  | 1930130.3032 | 722309.991
3630 | 4195488.712 | 8026951.6455 | 8453.8295 |  |  | 3839916.763 | 0 | 152 | 3832458.6698 | 5011997.5854 | 28281.3966 |  |  | 1930130.3032 | 722309.991
3631 | 4411702.56 | 6514627.4224 | 16685.1897 |  |  | 2119610.0522 | 0 | 152 | 3832458.6698 | 5011997.5854 | 28281.3966 |  |  | 1930130.3032 | 722309.991
3632 | 4431212.351 | 8337171.999 | 29143.4647 |  |  | 3935103.1127 | 0 | 152 | 3832458.6698 | 5011997.5854 | 28281.3966 |  |  | 1930130.3032 | 722309.991
3633 | 4519786.241 | 8996390.25 | 47942.1118 |  |  | 4524546.1209 | 0 | 152 | 3832458.6698 | 5011997.5854 | 28281.3966 |  |  | 1930130.3032 | 722309.991
3634 | 4531203.633 | 7949396.5572 | 61846.4366 |  |  | 3480039.3608 | 0 | 152 | 3832458.6698 | 5011997.5854 | 28281.3966 |  |  | 1930130.3032 | 722309.991
3635 | 4440823.829 | 7522843.5712 | 75305.823 |  |  | 3157325.5652 | 0 | 152 | 3832458.6698 | 5011997.5854 | 28281.3966 |  |  | 1930130.3032 | 722309.991
3636 | 4443302.563 | 7173845.6735 | 84538.2947 |  |  | 2815081.4052 | 0 | 152 | 3832458.6698 | 5011997.5854 | 28281.3966 |  |  | 1930130.3032 | 722309.991
3637 | 4344497.542 | 6437072.3341 | 88431.5056 |  |  | 2181006.2977 | 0 | 152 | 3832458.6698 | 5011997.5854 | 28281.3966 |  |  | 1930130.3032 | 722309.991
3638 | 4177814.939 | 5351301.097 | 84871.9985 |  |  | 1258358.1565 | 0 | 152 | 3832458.6698 | 5011997.5854 | 28281.3966 |  |  | 1930130.3032 | 722309.991
3639 | 4121162.177 | 4071642.139 | 73303.6002 |  |  | 23783.5623 | 0 | 152 | 3832458.6698 | 5011997.5854 | 28281.3966 |  |  | 1930130.3032 | 722309.991
3640 | 4285233.012 | 2947093.3578 | 56729.6451 |  |  | 0 | 1281410.0091 | 152 | 3832458.6698 | 5011997.5854 | 28281.3966 |  |  | 1930130.3032 | 722309.991
3641 | 4195090.305 | 1977654.7532 | 33259.1449 |  |  | 0 | 2184176.4069 | 152 | 3832458.6698 | 5011997.5854 | 28281.3966 |  |  | 1930130.3032 | 722309.991
3642 | 4028365.252 | 1395991.5905 | 14126.794 |  |  | 0 | 2618246.8675 | 152 | 3832458.6698 | 5011997.5854 | 28281.3966 |  |  | 1930130.3032 | 722309.991
3643 | 3856753.613 | 1163326.3254 | 1557.2844 |  |  | 0 | 2691870.0032 | 152 | 3832458.6698 | 5011997.5854 | 28281.3966 |  |  | 1930130.3032 | 722309.991
3644 | 3707058.471 | 1783767.0323 | 0 |  |  | 0 | 1923291.4387 | 152 | 3832458.6698 | 5011997.5854 | 28281.3966 |  |  | 1930130.3032 | 722309.991
3645 | 3590333.828 | 2442985.2834 | 0 |  |  | 0 | 1147348.5446 | 152 | 3832458.6698 | 5011997.5854 | 28281.3966 |  |  | 1930130.3032 | 722309.991
3646 | 3315414.44 | 2171542.4741 | 0 |  |  | 0 | 1143871.9659 | 152 | 3832458.6698 | 5011997.5854 | 28281.3966 |  |  | 1930130.3032 | 722309.991
3647 | 3076879.821 | 1279658.958 | 0 |  |  | 0 | 1797220.863 | 152 | 3832458.6698 | 5011997.5854 | 28281.3966 |  |  | 1930130.3032 | 722309.991
3648 | 2935779.127 | 387775.4418 | 0 |  |  | 0 | 2548003.6852 | 152 | 3832458.6698 | 5011997.5854 | 28281.3966 |  |  | 1930130.3032 | 722309.991
3649 | 2873929.62 | 116332.6325 | 0 |  |  | 0 | 2757596.9875 | 153 | 3675839.8087 | 1394375.8595 | 36925.2518 |  |  | 0 | 2244538.6973
3650 | 2873184.534 | 77555.0884 | 0 |  |  | 0 | 2795629.4456 | 153 | 3675839.8087 | 1394375.8595 | 36925.2518 |  |  | 0 | 2244538.6973
3651 | 2853487.154 | 271442.8093 | 0 |  |  | 0 | 2582044.3447 | 153 | 3675839.8087 | 1394375.8595 | 36925.2518 |  |  | 0 | 2244538.6973
3652 | 3013633.607 | 504108.0744 | 0 |  |  | 0 | 2509525.5326 | 153 | 3675839.8087 | 1394375.8595 | 36925.2518 |  |  | 0 | 2244538.6973
3653 | 3551937.305 | 581663.1627 | 2892.0996 |  |  | 0 | 2967382.0427 | 153 | 3675839.8087 | 1394375.8595 | 36925.2518 |  |  | 0 | 2244538.6973
3654 | 4134798.926 | 542885.6185 | 21579.5121 |  |  | 0 | 3570333.7954 | 153 | 3675839.8087 | 1394375.8595 | 36925.2518 |  |  | 0 | 2244538.6973
3655 | 4367512.015 | 310220.3534 | 45828.6545 |  |  | 0 | 4011463.0071 | 153 | 3675839.8087 | 1394375.8595 | 36925.2518 |  |  | 0 | 2244538.6973
3656 | 4394891.753 | 310220.3534 | 68409.2779 |  |  | 0 | 4016262.1216 | 153 | 3675839.8087 | 1394375.8595 | 36925.2518 |  |  | 0 | 2244538.6973
3657 | 4480269.366 | 387775.4418 | 86540.5174 |  |  | 0 | 4005953.4068 | 153 | 3675839.8087 | 1394375.8595 | 36925.2518 |  |  | 0 | 2244538.6973
3658 | 4426238.409 | 426552.986 | 97552.7427 |  |  | 0 | 3902132.6803 | 153 | 3675839.8087 | 1394375.8595 | 36925.2518 |  |  | 0 | 2244538.6973
3659 | 4317644.027 | 542885.6185 | 97552.7427 |  |  | 0 | 3677205.6658 | 153 | 3675839.8087 | 1394375.8595 | 36925.2518 |  |  | 0 | 2244538.6973
3660 | 4221489.703 | 853105.972 | 97552.7427 |  |  | 0 | 3270830.9884 | 153 | 3675839.8087 | 1394375.8595 | 36925.2518 |  |  | 0 | 2244538.6973
3661 | 4013027.813 | 1473546.6789 | 97552.7427 |  |  | 0 | 2441928.3915 | 153 | 3675839.8087 | 1394375.8595 | 36925.2518 |  |  | 0 | 2244538.6973
3662 | 3861469.253 | 2132764.93 | 91657.309 |  |  | 0 | 1637047.0141 | 153 | 3675839.8087 | 1394375.8595 | 36925.2518 |  |  | 0 | 2244538.6973
3663 | 3835024.706 | 2598095.4601 | 76084.4652 |  |  | 0 | 1160844.7807 | 153 | 3675839.8087 | 1394375.8595 | 36925.2518 |  |  | 0 | 2244538.6973
3664 | 3975097.127 | 2791983.181 | 55617.2991 |  |  | 0 | 1127496.6468 | 153 | 3675839.8087 | 1394375.8595 | 36925.2518 |  |  | 0 | 2244538.6973
3665 | 3973456.262 | 3063425.9903 | 33147.9103 |  |  | 0 | 876882.3614 | 153 | 3675839.8087 | 1394375.8595 | 36925.2518 |  |  | 0 | 2244538.6973
3666 | 3777911.587 | 3451201.4321 | 12791.9788 |  |  | 0 | 313918.1761 | 153 | 3675839.8087 | 1394375.8595 | 36925.2518 |  |  | 0 | 2244538.6973
3667 | 3589983.835 | 3257313.7112 | 1446.0498 |  |  | 0 | 331224.074 | 153 | 3675839.8087 | 1394375.8595 | 36925.2518 |  |  | 0 | 2244538.6973
3668 | 3449045.589 | 2753205.6369 | 0 |  |  | 0 | 695839.9521 | 153 | 3675839.8087 | 1394375.8595 | 36925.2518 |  |  | 0 | 2244538.6973
3669 | 3360937.446 | 2210320.0183 | 0 |  |  | 0 | 1150617.4277 | 153 | 3675839.8087 | 1394375.8595 | 36925.2518 |  |  | 0 | 2244538.6973
3670 | 3157649.898 | 1900099.6649 | 0 |  |  | 0 | 1257550.2331 | 153 | 3675839.8087 | 1394375.8595 | 36925.2518 |  |  | 0 | 2244538.6973
3671 | 2937361.481 | 1628656.8556 | 0 |  |  | 0 | 1308704.6254 | 153 | 3675839.8087 | 1394375.8595 | 36925.2518 |  |  | 0 | 2244538.6973
3672 | 2780173.993 | 1279658.958 | 0 |  |  | 0 | 1500515.035 | 153 | 3675839.8087 | 1394375.8595 | 36925.2518 |  |  | 0 | 2244538.6973
3673 | 2696266.493 | 891883.5162 | 0 |  |  | 0 | 1804382.9768 | 154 | 3207622.3405 | 5265918.3286 | 24022.0384 |  |  | 3294532.7872 | 1212214.7606
3674 | 2654038.922 | 581663.1627 | 0 |  |  | 0 | 2072375.7593 | 154 | 3207622.3405 | 5265918.3286 | 24022.0384 |  |  | 3294532.7872 | 1212214.7606
3675 | 2606186.579 | 348997.8976 | 0 |  |  | 0 | 2257188.6814 | 154 | 3207622.3405 | 5265918.3286 | 24022.0384 |  |  | 3294532.7872 | 1212214.7606
3676 | 2590453.137 | 116332.6325 | 556.173 |  |  | 0 | 2473564.3315 | 154 | 3207622.3405 | 5265918.3286 | 24022.0384 |  |  | 3294532.7872 | 1212214.7606
3677 | 2743943.195 | 116332.6325 | 7341.4835 |  |  | 0 | 2620269.079 | 154 | 3207622.3405 | 5265918.3286 | 24022.0384 |  |  | 3294532.7872 | 1212214.7606
3678 | 3021895.273 | 232665.2651 | 18687.4125 |  |  | 0 | 2770542.5954 | 154 | 3207622.3405 | 5265918.3286 | 24022.0384 |  |  | 3294532.7872 | 1212214.7606
3679 | 3328352.178 | 271442.8093 | 31256.9221 |  |  | 0 | 3025652.4466 | 154 | 3207622.3405 | 5265918.3286 | 24022.0384 |  |  | 3294532.7872 | 1212214.7606
3680 | 3504000.947 | 232665.2651 | 43047.7895 |  |  | 0 | 3228287.8924 | 154 | 3207622.3405 | 5265918.3286 | 24022.0384 |  |  | 3294532.7872 | 1212214.7606
3681 | 3630412.969 | 271442.8093 | 55728.5337 |  |  | 0 | 3303241.626 | 154 | 3207622.3405 | 5265918.3286 | 24022.0384 |  |  | 3294532.7872 | 1212214.7606
3682 | 3596123.328 | 775550.8836 | 69744.0931 |  |  | 0 | 2750828.3513 | 154 | 3207622.3405 | 5265918.3286 | 24022.0384 |  |  | 3294532.7872 | 1212214.7606
3683 | 3572571.75 | 1551101.7672 | 75528.2922 |  |  | 0 | 1945941.6905 | 154 | 3207622.3405 | 5265918.3286 | 24022.0384 |  |  | 3294532.7872 | 1212214.7606
3684 | 3515169.984 | 2598095.4601 | 76195.6998 |  |  | 0 | 840878.8241 | 154 | 3207622.3405 | 5265918.3286 | 24022.0384 |  |  | 3294532.7872 | 1212214.7606
3685 | 3459989.631 | 3955309.5065 | 63070.0172 |  |  | 558389.8927 | 0 | 154 | 3207622.3405 | 5265918.3286 | 24022.0384 |  |  | 3294532.7872 | 1212214.7606
3686 | 3436997.237 | 5622743.9063 | 49276.927 |  |  | 2235023.5963 | 0 | 154 | 3207622.3405 | 5265918.3286 | 24022.0384 |  |  | 3294532.7872 | 1212214.7606
3687 | 3461432.467 | 7057513.041 | 32035.5643 |  |  | 3628116.1383 | 0 | 154 | 3207622.3405 | 5265918.3286 | 24022.0384 |  |  | 3294532.7872 | 1212214.7606
3688 | 3660146.058 | 8414727.0873 | 24360.377 |  |  | 4778941.4063 | 0 | 154 | 3207622.3405 | 5265918.3286 | 24022.0384 |  |  | 3294532.7872 | 1212214.7606
3689 | 3685045.789 | 9849496.222 | 17241.3627 |  |  | 6181691.7958 | 0 | 154 | 3207622.3405 | 5265918.3286 | 24022.0384 |  |  | 3294532.7872 | 1212214.7606
3690 | 3523920.51 | 11323042.9009 | 9343.7063 |  |  | 7808466.0972 | 0 | 154 | 3207622.3405 | 5265918.3286 | 24022.0384 |  |  | 3294532.7872 | 1212214.7606
3691 | 3358305.461 | 10702602.194 | 3114.5688 |  |  | 7347411.3018 | 0 | 154 | 3207622.3405 | 5265918.3286 | 24022.0384 |  |  | 3294532.7872 | 1212214.7606
3692 | 3263262.032 | 10586269.5615 | 0 |  |  | 7323007.5295 | 0 | 154 | 3207622.3405 | 5265918.3286 | 24022.0384 |  |  | 3294532.7872 | 1212214.7606
3693 | 3195494.052 | 12563924.3147 | 0 |  |  | 9368430.2627 | 0 | 154 | 3207622.3405 | 5265918.3286 | 24022.0384 |  |  | 3294532.7872 | 1212214.7606
3694 | 3020137.237 | 13267943.5103 | 0 |  |  | 10247806.2733 | 0 | 154 | 3207622.3405 | 5265918.3286 | 24022.0384 |  |  | 3294532.7872 | 1212214.7606
3695 | 2809412.552 | 12990477.3007 | 0 |  |  | 10181064.7487 | 0 | 154 | 3207622.3405 | 5265918.3286 | 24022.0384 |  |  | 3294532.7872 | 1212214.7606
3696 | 2649378.391 | 12059816.2404 | 0 |  |  | 9410437.8494 | 0 | 154 | 3207622.3405 | 5265918.3286 | 24022.0384 |  |  | 3294532.7872 | 1212214.7606
3697 | 2564536.52 | 11167932.7242 | 0 |  |  | 8603396.2042 | 0 | 155 | 3092958.6176 | 9384165.6919 | 36336.6354 |  |  | 6327543.7097 | 0
3698 | 2500805.084 | 10431159.3848 | 0 |  |  | 7930354.3008 | 0 | 155 | 3092958.6176 | 9384165.6919 | 36336.6354 |  |  | 6327543.7097 | 0
3699 | 2436223.181 | 9384165.6919 | 0 |  |  | 6947942.5109 | 0 | 155 | 3092958.6176 | 9384165.6919 | 36336.6354 |  |  | 6327543.7097 | 0
3700 | 2426364.241 | 7833063.9246 | 444.9384 |  |  | 5407144.622 | 0 | 155 | 3092958.6176 | 9384165.6919 | 36336.6354 |  |  | 6327543.7097 | 0
3701 | 2536684.297 | 6630960.055 | 6006.6683 |  |  | 4100282.4263 | 0 | 155 | 3092958.6176 | 9384165.6919 | 36336.6354 |  |  | 6327543.7097 | 0
3702 | 2765791.854 | 5816631.6272 | 20912.1045 |  |  | 3071751.8777 | 0 | 155 | 3092958.6176 | 9384165.6919 | 36336.6354 |  |  | 6327543.7097 | 0
3703 | 3072427.249 | 3838976.8739 | 42936.5549 |  |  | 809486.1799 | 0 | 155 | 3092958.6176 | 9384165.6919 | 36336.6354 |  |  | 6327543.7097 | 0
3704 | 3301111.433 | 5622743.9063 | 63403.721 |  |  | 2385036.1943 | 0 | 155 | 3092958.6176 | 9384165.6919 | 36336.6354 |  |  | 6327543.7097 | 0
3705 | 3407362.705 | 7096290.5852 | 80978.7875 |  |  | 3769906.6677 | 0 | 155 | 3092958.6176 | 9384165.6919 | 36336.6354 |  |  | 6327543.7097 | 0
3706 | 3469581.779 | 7445288.4828 | 94104.4701 |  |  | 4069811.1739 | 0 | 155 | 3092958.6176 | 9384165.6919 | 36336.6354 |  |  | 6327543.7097 | 0
3707 | 3437031.227 | 7988174.1013 | 97552.7427 |  |  | 4648695.617 | 0 | 155 | 3092958.6176 | 9384165.6919 | 36336.6354 |  |  | 6327543.7097 | 0
3708 | 3408615.6 | 9345388.1477 | 97552.7427 |  |  | 6034325.2903 | 0 | 155 | 3092958.6176 | 9384165.6919 | 36336.6354 |  |  | 6327543.7097 | 0
3709 | 3379211.772 | 11129155.18 | 97552.7427 |  |  | 7847496.1507 | 0 | 155 | 3092958.6176 | 9384165.6919 | 36336.6354 |  |  | 6327543.7097 | 0
3710 | 3329739.76 | 12757812.0356 | 89877.5554 |  |  | 9517949.831 | 0 | 155 | 3092958.6176 | 9384165.6919 | 36336.6354 |  |  | 6327543.7097 | 0
3711 | 3383413.707 | 13339475.1983 | 75750.7614 |  |  | 10031812.2528 | 0 | 155 | 3092958.6176 | 9384165.6919 | 36336.6354 |  |  | 6327543.7097 | 0
3712 | 3608053.485 | 13339475.1983 | 56729.6451 |  |  | 9788151.3585 | 0 | 155 | 3092958.6176 | 9384165.6919 | 36336.6354 |  |  | 6327543.7097 | 0
3713 | 3589997.977 | 13339475.1983 | 34593.9601 |  |  | 9784071.1814 | 0 | 155 | 3092958.6176 | 9384165.6919 | 36336.6354 |  |  | 6327543.7097 | 0
3714 | 3429890.488 | 13339475.1983 | 13125.6826 |  |  | 9922710.3929 | 0 | 155 | 3092958.6176 | 9384165.6919 | 36336.6354 |  |  | 6327543.7097 | 0
3715 | 3321131.7 | 13339475.1983 | 556.173 |  |  | 10018899.6713 | 0 | 155 | 3092958.6176 | 9384165.6919 | 36336.6354 |  |  | 6327543.7097 | 0
3716 | 3235558.442 | 11439375.5335 | 0 |  |  | 8203817.0915 | 0 | 155 | 3092958.6176 | 9384165.6919 | 36336.6354 |  |  | 6327543.7097 | 0
3717 | 3183594.708 | 10276049.208 | 0 |  |  | 7092454.5 | 0 | 155 | 3092958.6176 | 9384165.6919 | 36336.6354 |  |  | 6327543.7097 | 0
3718 | 3004670.2 | 8647392.3524 | 0 |  |  | 5642722.1524 | 0 | 155 | 3092958.6176 | 9384165.6919 | 36336.6354 |  |  | 6327543.7097 | 0
3719 | 2789127.418 | 6786070.2317 | 0 |  |  | 3996942.8137 | 0 | 155 | 3092958.6176 | 9384165.6919 | 36336.6354 |  |  | 6327543.7097 | 0
3720 | 2650081.996 | 4885970.5668 | 0 |  |  | 2235888.5708 | 0 | 155 | 3092958.6176 | 9384165.6919 | 36336.6354 |  |  | 6327543.7097 | 0
3721 | 2562491.425 | 3063425.9903 | 0 |  |  | 500934.5653 | 0 | 156 | 3186501.225 | 6068685.6644 | 22914.3272 |  |  | 3538855.0396 | 633756.273
3722 | 2532477.273 | 1628656.8556 | 0 |  |  | 0 | 903820.4174 | 156 | 3186501.225 | 6068685.6644 | 22914.3272 |  |  | 3538855.0396 | 633756.273
3723 | 2479563.881 | 736773.3394 | 0 |  |  | 0 | 1742790.5416 | 156 | 3186501.225 | 6068685.6644 | 22914.3272 |  |  | 3538855.0396 | 633756.273
3724 | 2496293.998 | 232665.2651 | 111.2346 |  |  | 0 | 2263517.4983 | 156 | 3186501.225 | 6068685.6644 | 22914.3272 |  |  | 3538855.0396 | 633756.273
3725 | 2657451.982 | 77555.0884 | 6229.1375 |  |  | 0 | 2573667.7561 | 156 | 3186501.225 | 6068685.6644 | 22914.3272 |  |  | 3538855.0396 | 633756.273
3726 | 2935767.941 | 116332.6325 | 21579.5121 |  |  | 0 | 2797855.7964 | 156 | 3186501.225 | 6068685.6644 | 22914.3272 |  |  | 3538855.0396 | 633756.273
3727 | 3245086.104 | 232665.2651 | 41490.5051 |  |  | 0 | 2970930.3338 | 156 | 3186501.225 | 6068685.6644 | 22914.3272 |  |  | 3538855.0396 | 633756.273
3728 | 3412514.135 | 1395991.5905 | 58954.3371 |  |  | 0 | 1957568.2074 | 156 | 3186501.225 | 6068685.6644 | 22914.3272 |  |  | 3538855.0396 | 633756.273
3729 | 3514501.303 | 3877754.4181 | 65517.1784 |  |  | 428770.2935 | 0 | 156 | 3186501.225 | 6068685.6644 | 22914.3272 |  |  | 3538855.0396 | 633756.273
3730 | 3539552.623 | 6708515.1434 | 55061.1261 |  |  | 3224023.6465 | 0 | 156 | 3186501.225 | 6068685.6644 | 22914.3272 |  |  | 3538855.0396 | 633756.273
3731 | 3495382.507 | 8724947.4408 | 41601.7397 |  |  | 5271166.6735 | 0 | 156 | 3186501.225 | 6068685.6644 | 22914.3272 |  |  | 3538855.0396 | 633756.273
3732 | 3495082.682 | 10314826.7522 | 23915.4386 |  |  | 6843659.5088 | 0 | 156 | 3186501.225 | 6068685.6644 | 22914.3272 |  |  | 3538855.0396 | 633756.273
3733 | 3452298.461 | 11710818.3427 | 27808.6496 |  |  | 8286328.5313 | 0 | 156 | 3186501.225 | 6068685.6644 | 22914.3272 |  |  | 3538855.0396 | 633756.273
3734 | 3400894.63 | 12563924.3147 | 43603.9625 |  |  | 9206633.6472 | 0 | 156 | 3186501.225 | 6068685.6644 | 22914.3272 |  |  | 3538855.0396 | 633756.273
3735 | 3456500.231 | 12563924.3147 | 55061.1261 |  |  | 9162485.2099 | 0 | 156 | 3186501.225 | 6068685.6644 | 22914.3272 |  |  | 3538855.0396 | 633756.273
3736 | 3737721.718 | 12059816.2404 | 55172.3607 |  |  | 8377266.8831 | 0 | 156 | 3186501.225 | 6068685.6644 | 22914.3272 |  |  | 3538855.0396 | 633756.273
3737 | 3758021.188 | 11633263.2544 | 35038.8984 |  |  | 7910280.9648 | 0 | 156 | 3186501.225 | 6068685.6644 | 22914.3272 |  |  | 3538855.0396 | 633756.273
3738 | 3586000.628 | 11167932.7242 | 14794.2016 |  |  | 7596726.2978 | 0 | 156 | 3186501.225 | 6068685.6644 | 22914.3272 |  |  | 3538855.0396 | 633756.273
3739 | 3428307.528 | 8298394.4548 | 4004.4455 |  |  | 4874091.3723 | 0 | 156 | 3186501.225 | 6068685.6644 | 22914.3272 |  |  | 3538855.0396 | 633756.273
3740 | 3303943.646 | 5002303.1994 | 0 |  |  | 1698359.5534 | 0 | 156 | 3186501.225 | 6068685.6644 | 22914.3272 |  |  | 3538855.0396 | 633756.273
3741 | 3282699.102 | 3877754.4181 | 0 |  |  | 595055.3161 | 0 | 156 | 3186501.225 | 6068685.6644 | 22914.3272 |  |  | 3538855.0396 | 633756.273
3742 | 3057813.748 | 4343084.9483 | 0 |  |  | 1285271.2003 | 0 | 156 | 3186501.225 | 6068685.6644 | 22914.3272 |  |  | 3538855.0396 | 633756.273
3743 | 2863132.317 | 6281962.1574 | 0 |  |  | 3418829.8404 | 0 | 156 | 3186501.225 | 6068685.6644 | 22914.3272 |  |  | 3538855.0396 | 633756.273
3744 | 2782530.349 | 9035167.7942 | 0 |  |  | 6252637.4452 | 0 | 156 | 3186501.225 | 6068685.6644 | 22914.3272 |  |  | 3538855.0396 | 633756.273
3745 | 2711892.918 | 11827150.9753 | 0 |  |  | 9115258.0573 | 0 | 157 | 3780711.5952 | 12471185.516 | 22474.0236 |  |  | 8712947.9444 | 0
3746 | 2709336.879 | 12957143.1523 | 0 |  |  | 10247806.2733 | 0 | 157 | 3780711.5952 | 12471185.516 | 22474.0236 |  |  | 8712947.9444 | 0
3747 | 2713343.243 | 12961149.5163 | 0 |  |  | 10247806.2733 | 0 | 157 | 3780711.5952 | 12471185.516 | 22474.0236 |  |  | 8712947.9444 | 0
3748 | 2855258.961 | 11749595.8869 | 667.4076 |  |  | 8895004.3335 | 0 | 157 | 3780711.5952 | 12471185.516 | 22474.0236 |  |  | 8712947.9444 | 0
3749 | 3400688.534 | 10314826.7522 | 5672.9645 |  |  | 6919811.1827 | 0 | 157 | 3780711.5952 | 12471185.516 | 22474.0236 |  |  | 8712947.9444 | 0
3750 | 4035459.396 | 9733163.5895 | 14682.967 |  |  | 5712387.1605 | 0 | 157 | 3780711.5952 | 12471185.516 | 22474.0236 |  |  | 8712947.9444 | 0
3751 | 4311281.626 | 7677953.7479 | 28253.588 |  |  | 3394925.7098 | 0 | 157 | 3780711.5952 | 12471185.516 | 22474.0236 |  |  | 8712947.9444 | 0
3752 | 4382190.094 | 8957612.7059 | 39488.2824 |  |  | 4614910.8942 | 0 | 157 | 3780711.5952 | 12471185.516 | 22474.0236 |  |  | 8712947.9444 | 0
3753 | 4487978.658 | 13339475.1983 | 49833.1 |  |  | 8901329.6404 | 0 | 157 | 3780711.5952 | 12471185.516 | 22474.0236 |  |  | 8712947.9444 | 0
3754 | 4459954.302 | 13339475.1983 | 47497.1734 |  |  | 8927018.0698 | 0 | 157 | 3780711.5952 | 12471185.516 | 22474.0236 |  |  | 8712947.9444 | 0
3755 | 4420285.725 | 13339475.1983 | 53615.0764 |  |  | 8972804.5497 | 0 | 157 | 3780711.5952 | 12471185.516 | 22474.0236 |  |  | 8712947.9444 | 0
3756 | 4456127.855 | 13339475.1983 | 48943.2232 |  |  | 8932290.5666 | 0 | 157 | 3780711.5952 | 12471185.516 | 22474.0236 |  |  | 8712947.9444 | 0
3757 | 4363394.959 | 13339475.1983 | 52725.1996 |  |  | 9028805.4389 | 0 | 157 | 3780711.5952 | 12471185.516 | 22474.0236 |  |  | 8712947.9444 | 0
3758 | 4236902.013 | 13339475.1983 | 55172.3607 |  |  | 9157745.5461 | 0 | 157 | 3780711.5952 | 12471185.516 | 22474.0236 |  |  | 8712947.9444 | 0
3759 | 4201929.206 | 13339475.1983 | 49721.8654 |  |  | 9187267.8578 | 0 | 157 | 3780711.5952 | 12471185.516 | 22474.0236 |  |  | 8712947.9444 | 0
3760 | 4418724.788 | 13339475.1983 | 43937.6663 |  |  | 8964688.0767 | 0 | 157 | 3780711.5952 | 12471185.516 | 22474.0236 |  |  | 8712947.9444 | 0
3761 | 4316177.684 | 13339475.1983 | 29810.8723 |  |  | 9053108.3867 | 0 | 157 | 3780711.5952 | 12471185.516 | 22474.0236 |  |  | 8712947.9444 | 0
3762 | 4063323.888 | 13339475.1983 | 15127.9054 |  |  | 9291279.2157 | 0 | 157 | 3780711.5952 | 12471185.516 | 22474.0236 |  |  | 8712947.9444 | 0
3763 | 3898514.2 | 13339475.1983 | 4226.9147 |  |  | 9445187.9131 | 0 | 157 | 3780711.5952 | 12471185.516 | 22474.0236 |  |  | 8712947.9444 | 0
3764 | 3717579.659 | 13339475.1983 | 0 |  |  | 9621895.5393 | 0 | 157 | 3780711.5952 | 12471185.516 | 22474.0236 |  |  | 8712947.9444 | 0
3765 | 3489444.501 | 13339475.1983 | 0 |  |  | 9850030.6973 | 0 | 157 | 3780711.5952 | 12471185.516 | 22474.0236 |  |  | 8712947.9444 | 0
3766 | 3205698.463 | 13339475.1983 | 0 |  |  | 10133776.7353 | 0 | 157 | 3780711.5952 | 12471185.516 | 22474.0236 |  |  | 8712947.9444 | 0
3767 | 3009823.907 | 13257630.1803 | 0 |  |  | 10247806.2733 | 0 | 157 | 3780711.5952 | 12471185.516 | 22474.0236 |  |  | 8712947.9444 | 0
3768 | 2871766.826 | 13119573.0993 | 0 |  |  | 10247806.2733 | 0 | 157 | 3780711.5952 | 12471185.516 | 22474.0236 |  |  | 8712947.9444 | 0
3769 | 2853870.183 | 13101676.4563 | 0 |  |  | 10247806.2733 | 0 | 158 | 3903537.6024 | 5755019.954 | 34315.8736 |  |  | 2543561.646 | 657763.4208
3770 | 2865825.177 | 11827150.9753 | 0 |  |  | 8961325.7983 | 0 | 158 | 3903537.6024 | 5755019.954 | 34315.8736 |  |  | 2543561.646 | 657763.4208
3771 | 2877933.155 | 9771941.1337 | 0 |  |  | 6894007.9787 | 0 | 158 | 3903537.6024 | 5755019.954 | 34315.8736 |  |  | 2543561.646 | 657763.4208
3772 | 3039590.725 | 7057513.041 | 0 |  |  | 4017922.316 | 0 | 158 | 3903537.6024 | 5755019.954 | 34315.8736 |  |  | 2543561.646 | 657763.4208
3773 | 3554806.179 | 4924748.111 | 3781.9763 |  |  | 1373723.9084 | 0 | 158 | 3903537.6024 | 5755019.954 | 34315.8736 |  |  | 2543561.646 | 657763.4208
3774 | 4129214.317 | 3257313.7112 | 22024.4505 |  |  | 0 | 849876.1553 | 158 | 3903537.6024 | 5755019.954 | 34315.8736 |  |  | 2543561.646 | 657763.4208
3775 | 4382014.209 | 1900099.6649 | 45828.6545 |  |  | 0 | 2436085.8896 | 158 | 3903537.6024 | 5755019.954 | 34315.8736 |  |  | 2543561.646 | 657763.4208
3776 | 4454991.953 | 1395991.5905 | 66184.586 |  |  | 0 | 2992815.7765 | 158 | 3903537.6024 | 5755019.954 | 34315.8736 |  |  | 2543561.646 | 657763.4208
3777 | 4585413.212 | 1163326.3254 | 78976.5648 |  |  | 0 | 3343110.3218 | 158 | 3903537.6024 | 5755019.954 | 34315.8736 |  |  | 2543561.646 | 657763.4208
3778 | 4556726.209 | 1551101.7672 | 85539.406 |  |  | 0 | 2920085.0357 | 158 | 3903537.6024 | 5755019.954 | 34315.8736 |  |  | 2543561.646 | 657763.4208
3779 | 4522634.407 | 2326652.6509 | 79977.6761 |  |  | 0 | 2116004.08 | 158 | 3903537.6024 | 5755019.954 | 34315.8736 |  |  | 2543561.646 | 657763.4208
3780 | 4575962.191 | 3373646.3438 | 73971.0078 |  |  | 0 | 1128344.8394 | 158 | 3903537.6024 | 5755019.954 | 34315.8736 |  |  | 2543561.646 | 657763.4208
3781 | 4514936.507 | 4575750.2134 | 87986.5672 |  |  | 148800.2736 | 0 | 158 | 3903537.6024 | 5755019.954 | 34315.8736 |  |  | 2543561.646 | 657763.4208
3782 | 4370625.074 | 5739076.5388 | 91101.136 |  |  | 1459552.6008 | 0 | 158 | 3903537.6024 | 5755019.954 | 34315.8736 |  |  | 2543561.646 | 657763.4208
3783 | 4356432.222 | 6553404.9666 | 78976.5648 |  |  | 2275949.3094 | 0 | 158 | 3903537.6024 | 5755019.954 | 34315.8736 |  |  | 2543561.646 | 657763.4208
3784 | 4562101.719 | 7096290.5852 | 57397.0527 |  |  | 2591585.9189 | 0 | 158 | 3903537.6024 | 5755019.954 | 34315.8736 |  |  | 2543561.646 | 657763.4208
3785 | 4455145.613 | 7484066.027 | 33815.3179 |  |  | 3062735.7318 | 0 | 158 | 3903537.6024 | 5755019.954 | 34315.8736 |  |  | 2543561.646 | 657763.4208
3786 | 4169292.518 | 7561621.1153 | 14126.794 |  |  | 3406455.3913 | 0 | 158 | 3903537.6024 | 5755019.954 | 34315.8736 |  |  | 2543561.646 | 657763.4208
3787 | 3981317.676 | 6941180.4084 | 3893.2109 |  |  | 2963755.9434 | 0 | 158 | 3903537.6024 | 5755019.954 | 34315.8736 |  |  | 2543561.646 | 657763.4208
3788 | 3813779.897 | 6630960.055 | 0 |  |  | 2817180.158 | 0 | 158 | 3903537.6024 | 5755019.954 | 34315.8736 |  |  | 2543561.646 | 657763.4208
3789 | 3629152.76 | 7057513.041 | 0 |  |  | 3428360.281 | 0 | 158 | 3903537.6024 | 5755019.954 | 34315.8736 |  |  | 2543561.646 | 657763.4208
3790 | 3340772.062 | 6475849.8783 | 0 |  |  | 3135077.8163 | 0 | 158 | 3903537.6024 | 5755019.954 | 34315.8736 |  |  | 2543561.646 | 657763.4208
3791 | 3104057.229 | 5661521.4505 | 0 |  |  | 2557464.2215 | 0 | 158 | 3903537.6024 | 5755019.954 | 34315.8736 |  |  | 2543561.646 | 657763.4208
3792 | 2988307.263 | 4692082.8459 | 0 |  |  | 1703775.5829 | 0 | 158 | 3903537.6024 | 5755019.954 | 34315.8736 |  |  | 2543561.646 | 657763.4208
3793 | 2911540.87 | 3800199.3298 | 0 |  |  | 888658.4598 | 0 | 159 | 3816056.3485 | 2890542.7725 | 31766.7473 |  |  | 639497.8186 | 1533244.6472
3794 | 2903226.009 | 2947093.3578 | 0 |  |  | 43867.3488 | 0 | 159 | 3816056.3485 | 2890542.7725 | 31766.7473 |  |  | 639497.8186 | 1533244.6472
3795 | 2945830.075 | 2171542.4741 | 0 |  |  | 0 | 774287.6009 | 159 | 3816056.3485 | 2890542.7725 | 31766.7473 |  |  | 639497.8186 | 1533244.6472
3796 | 3069103.278 | 1512324.2231 | 889.8768 |  |  | 0 | 1555889.1781 | 159 | 3816056.3485 | 2890542.7725 | 31766.7473 |  |  | 639497.8186 | 1533244.6472
3797 | 3615174.186 | 853105.972 | 5784.1991 |  |  | 0 | 2756284.0149 | 159 | 3816056.3485 | 2890542.7725 | 31766.7473 |  |  | 639497.8186 | 1533244.6472
3798 | 4208796.613 | 271442.8093 | 11568.3982 |  |  | 0 | 3925785.4055 | 159 | 3816056.3485 | 2890542.7725 | 31766.7473 |  |  | 639497.8186 | 1533244.6472
3799 | 4404976.603 | 38777.5442 | 25695.1922 |  |  | 0 | 4340503.8666 | 159 | 3816056.3485 | 2890542.7725 | 31766.7473 |  |  | 639497.8186 | 1533244.6472
3800 | 4450835.738 | 38777.5442 | 46941.0005 |  |  | 0 | 4365117.1934 | 159 | 3816056.3485 | 2890542.7725 | 31766.7473 |  |  | 639497.8186 | 1533244.6472
3801 | 4492634.755 | 426552.986 | 67408.1665 |  |  | 0 | 3998673.6025 | 159 | 3816056.3485 | 2890542.7725 | 31766.7473 |  |  | 639497.8186 | 1533244.6472
3802 | 4465827.512 | 1163326.3254 | 89766.3208 |  |  | 0 | 3212734.8658 | 159 | 3816056.3485 | 2890542.7725 | 31766.7473 |  |  | 639497.8186 | 1533244.6472
3803 | 4380848.965 | 1861322.1207 | 97552.7427 |  |  | 0 | 2421974.1016 | 159 | 3816056.3485 | 2890542.7725 | 31766.7473 |  |  | 639497.8186 | 1533244.6472
3804 | 4411889.586 | 2249097.5625 | 97552.7427 |  |  | 0 | 2065239.2808 | 159 | 3816056.3485 | 2890542.7725 | 31766.7473 |  |  | 639497.8186 | 1533244.6472
3805 | 4306644.123 | 2481762.8276 | 94549.4085 |  |  | 0 | 1730331.8869 | 159 | 3816056.3485 | 2890542.7725 | 31766.7473 |  |  | 639497.8186 | 1533244.6472
3806 | 4161511.003 | 2714428.0927 | 81534.9605 |  |  | 0 | 1365547.9498 | 159 | 3816056.3485 | 2890542.7725 | 31766.7473 |  |  | 639497.8186 | 1533244.6472
3807 | 4141175.707 | 2830760.7252 | 64849.7708 |  |  | 0 | 1245565.211 | 159 | 3816056.3485 | 2890542.7725 | 31766.7473 |  |  | 639497.8186 | 1533244.6472
3808 | 4349824.529 | 2947093.3578 | 41824.2089 |  |  | 0 | 1360906.9623 | 159 | 3816056.3485 | 2890542.7725 | 31766.7473 |  |  | 639497.8186 | 1533244.6472
3809 | 4252897.392 | 3063425.9903 | 22914.3272 |  |  | 0 | 1166557.0744 | 159 | 3816056.3485 | 2890542.7725 | 31766.7473 |  |  | 639497.8186 | 1533244.6472
3810 | 4051352.207 | 3528756.5205 | 10122.3484 |  |  | 0 | 512473.3381 | 159 | 3816056.3485 | 2890542.7725 | 31766.7473 |  |  | 639497.8186 | 1533244.6472
3811 | 3855819.341 | 4769637.9343 | 3448.2725 |  |  | 917266.8658 | 0 | 159 | 3816056.3485 | 2890542.7725 | 31766.7473 |  |  | 639497.8186 | 1533244.6472
3812 | 3671463.292 | 6824847.7759 | 0 |  |  | 3153384.4839 | 0 | 159 | 3816056.3485 | 2890542.7725 | 31766.7473 |  |  | 639497.8186 | 1533244.6472
3813 | 3488092.699 | 8026951.6455 | 0 |  |  | 4538858.9465 | 0 | 159 | 3816056.3485 | 2890542.7725 | 31766.7473 |  |  | 639497.8186 | 1533244.6472
3814 | 3214507.846 | 6514627.4224 | 0 |  |  | 3300119.5764 | 0 | 159 | 3816056.3485 | 2890542.7725 | 31766.7473 |  |  | 639497.8186 | 1533244.6472
3815 | 2970189.779 | 4808415.4785 | 0 |  |  | 1838225.6995 | 0 | 159 | 3816056.3485 | 2890542.7725 | 31766.7473 |  |  | 639497.8186 | 1533244.6472
3816 | 2861190.256 | 3528756.5205 | 0 |  |  | 667566.2645 | 0 | 159 | 3816056.3485 | 2890542.7725 | 31766.7473 |  |  | 639497.8186 | 1533244.6472
3817 | 2801636.55 | 2598095.4601 | 0 |  |  | 0 | 203541.0899 | 160 | 3659308.6989 | 3296091.2554 | 36776.939 |  |  | 1061518.2729 | 1387958.7774
3818 | 2770952.096 | 2016432.2974 | 0 |  |  | 0 | 754519.7986 | 160 | 3659308.6989 | 3296091.2554 | 36776.939 |  |  | 1061518.2729 | 1387958.7774
3819 | 2771178.802 | 1551101.7672 | 0 |  |  | 0 | 1220077.0348 | 160 | 3659308.6989 | 3296091.2554 | 36776.939 |  |  | 1061518.2729 | 1387958.7774
3820 | 2933053.911 | 1318436.5022 | 0 |  |  | 0 | 1614617.4088 | 160 | 3659308.6989 | 3296091.2554 | 36776.939 |  |  | 1061518.2729 | 1387958.7774
3821 | 3463460.1 | 969438.6045 | 4338.1493 |  |  | 0 | 2489683.3461 | 160 | 3659308.6989 | 3296091.2554 | 36776.939 |  |  | 1061518.2729 | 1387958.7774
3822 | 4030684.873 | 504108.0744 | 21134.5737 |  |  | 0 | 3505442.225 | 160 | 3659308.6989 | 3296091.2554 | 36776.939 |  |  | 1061518.2729 | 1387958.7774
3823 | 4310560.623 | 77555.0884 | 44382.6047 |  |  | 0 | 4188622.9299 | 160 | 3659308.6989 | 3296091.2554 | 36776.939 |  |  | 1061518.2729 | 1387958.7774
3824 | 4367704.192 | 0 | 67964.3395 |  |  | 0 | 4299739.8525 | 160 | 3659308.6989 | 3296091.2554 | 36776.939 |  |  | 1061518.2729 | 1387958.7774
3825 | 4453973.022 | 116332.6325 | 85761.8752 |  |  | 0 | 4251878.5142 | 160 | 3659308.6989 | 3296091.2554 | 36776.939 |  |  | 1061518.2729 | 1387958.7774
3826 | 4422570.76 | 697995.7953 | 97552.7427 |  |  | 0 | 3627022.2221 | 160 | 3659308.6989 | 3296091.2554 | 36776.939 |  |  | 1061518.2729 | 1387958.7774
3827 | 4295281.519 | 1434769.1347 | 97552.7427 |  |  | 0 | 2762959.6416 | 160 | 3659308.6989 | 3296091.2554 | 36776.939 |  |  | 1061518.2729 | 1387958.7774
3828 | 4213013.644 | 2093987.3858 | 97552.7427 |  |  | 0 | 2021473.5156 | 160 | 3659308.6989 | 3296091.2554 | 36776.939 |  |  | 1061518.2729 | 1387958.7774
3829 | 4063310.578 | 2598095.4601 | 97552.7427 |  |  | 0 | 1367662.3752 | 160 | 3659308.6989 | 3296091.2554 | 36776.939 |  |  | 1061518.2729 | 1387958.7774
3830 | 3971084.547 | 3140981.0787 | 92324.7165 |  |  | 0 | 737778.7518 | 160 | 3659308.6989 | 3296091.2554 | 36776.939 |  |  | 1061518.2729 | 1387958.7774
3831 | 3986275.692 | 3645089.153 | 75194.5884 |  |  | 0 | 265991.9506 | 160 | 3659308.6989 | 3296091.2554 | 36776.939 |  |  | 1061518.2729 | 1387958.7774
3832 | 4150616.307 | 4381862.4925 | 51724.0882 |  |  | 282970.2737 | 0 | 160 | 3659308.6989 | 3296091.2554 | 36776.939 |  |  | 1061518.2729 | 1387958.7774
3833 | 4106157.498 | 5196190.9203 | 31701.8605 |  |  | 1121735.2828 | 0 | 160 | 3659308.6989 | 3296091.2554 | 36776.939 |  |  | 1061518.2729 | 1387958.7774
3834 | 3844717.995 | 6320739.7015 | 14015.5594 |  |  | 2490037.2659 | 0 | 160 | 3659308.6989 | 3296091.2554 | 36776.939 |  |  | 1061518.2729 | 1387958.7774
3835 | 3596347.961 | 7988174.1013 | 3893.2109 |  |  | 4395719.3513 | 0 | 160 | 3659308.6989 | 3296091.2554 | 36776.939 |  |  | 1061518.2729 | 1387958.7774
3836 | 3444409.123 | 8918835.1617 | 0 |  |  | 5474426.0387 | 0 | 160 | 3659308.6989 | 3296091.2554 | 36776.939 |  |  | 1061518.2729 | 1387958.7774
3837 | 3274136.768 | 9345388.1477 | 0 |  |  | 6071251.3797 | 0 | 160 | 3659308.6989 | 3296091.2554 | 36776.939 |  |  | 1061518.2729 | 1387958.7774
3838 | 3038456.405 | 7018735.4968 | 0 |  |  | 3980279.0918 | 0 | 160 | 3659308.6989 | 3296091.2554 | 36776.939 |  |  | 1061518.2729 | 1387958.7774
3839 | 2828456.465 | 4459417.5808 | 0 |  |  | 1630961.1158 | 0 | 160 | 3659308.6989 | 3296091.2554 | 36776.939 |  |  | 1061518.2729 | 1387958.7774
3840 | 2685369.342 | 2714428.0927 | 0 |  |  | 29058.7507 | 0 | 160 | 3659308.6989 | 3296091.2554 | 36776.939 |  |  | 1061518.2729 | 1387958.7774
3841 | 2597639.75 | 1628656.8556 | 0 |  |  | 0 | 968982.8944 | 161 | 3067687.8645 | 334456.3186 | 32188.5119 |  |  | 0 | 2701043.0341
3842 | 2561906.604 | 969438.6045 | 0 |  |  | 0 | 1592467.9995 | 161 | 3067687.8645 | 334456.3186 | 32188.5119 |  |  | 0 | 2701043.0341
3843 | 2531704.655 | 542885.6185 | 0 |  |  | 0 | 1988819.0365 | 161 | 3067687.8645 | 334456.3186 | 32188.5119 |  |  | 0 | 2701043.0341
3844 | 2535548.002 | 426552.986 | 889.8768 |  |  | 0 | 2108105.1392 | 161 | 3067687.8645 | 334456.3186 | 32188.5119 |  |  | 0 | 2701043.0341
3845 | 2675236.445 | 348997.8976 | 7007.7797 |  |  | 0 | 2319230.7677 | 161 | 3067687.8645 | 334456.3186 | 32188.5119 |  |  | 0 | 2701043.0341
3846 | 2962097.797 | 232665.2651 | 20022.2277 |  |  | 0 | 2709410.3042 | 161 | 3067687.8645 | 334456.3186 | 32188.5119 |  |  | 0 | 2701043.0341
3847 | 3252996.255 | 77555.0884 | 38487.171 |  |  | 0 | 3136953.9956 | 161 | 3067687.8645 | 334456.3186 | 32188.5119 |  |  | 0 | 2701043.0341
3848 | 3403795.449 | 0 | 56729.6451 |  |  | 0 | 3347065.8039 | 161 | 3067687.8645 | 334456.3186 | 32188.5119 |  |  | 0 | 2701043.0341
3849 | 3489046.099 | 0 | 69187.9201 |  |  | 0 | 3419858.1789 | 161 | 3067687.8645 | 334456.3186 | 32188.5119 |  |  | 0 | 2701043.0341
3850 | 3465286.711 | 0 | 89210.1478 |  |  | 0 | 3376076.5632 | 161 | 3067687.8645 | 334456.3186 | 32188.5119 |  |  | 0 | 2701043.0341
3851 | 3407065.641 | 0 | 97552.7427 |  |  | 0 | 3309512.8983 | 161 | 3067687.8645 | 334456.3186 | 32188.5119 |  |  | 0 | 2701043.0341
3852 | 3356057.957 | 0 | 95661.7545 |  |  | 0 | 3260396.2025 | 161 | 3067687.8645 | 334456.3186 | 32188.5119 |  |  | 0 | 2701043.0341
3853 | 3299401.381 | 0 | 87207.925 |  |  | 0 | 3212193.456 | 161 | 3067687.8645 | 334456.3186 | 32188.5119 |  |  | 0 | 2701043.0341
3854 | 3263305.277 | 0 | 75305.823 |  |  | 0 | 3187999.454 | 161 | 3067687.8645 | 334456.3186 | 32188.5119 |  |  | 0 | 2701043.0341
3855 | 3285148.918 | 38777.5442 | 56173.4721 |  |  | 0 | 3190197.9017 | 161 | 3067687.8645 | 334456.3186 | 32188.5119 |  |  | 0 | 2701043.0341
3856 | 3478551.387 | 77555.0884 | 36151.2444 |  |  | 0 | 3364845.0542 | 161 | 3067687.8645 | 334456.3186 | 32188.5119 |  |  | 0 | 2701043.0341
3857 | 3473205.09 | 116332.6325 | 24694.0808 |  |  | 0 | 3332178.3766 | 161 | 3067687.8645 | 334456.3186 | 32188.5119 |  |  | 0 | 2701043.0341
3858 | 3334032.764 | 155110.1767 | 14015.5594 |  |  | 0 | 3164907.0279 | 161 | 3067687.8645 | 334456.3186 | 32188.5119 |  |  | 0 | 2701043.0341
3859 | 3155642.616 | 193887.7209 | 4226.9147 |  |  | 0 | 2957527.9804 | 161 | 3067687.8645 | 334456.3186 | 32188.5119 |  |  | 0 | 2701043.0341
3860 | 3041869.591 | 271442.8093 | 0 |  |  | 0 | 2770426.7817 | 161 | 3067687.8645 | 334456.3186 | 32188.5119 |  |  | 0 | 2701043.0341
3861 | 2990754.152 | 387775.4418 | 0 |  |  | 0 | 2602978.7102 | 161 | 3067687.8645 | 334456.3186 | 32188.5119 |  |  | 0 | 2701043.0341
3862 | 2850432.142 | 542885.6185 | 0 |  |  | 0 | 2307546.5235 | 161 | 3067687.8645 | 334456.3186 | 32188.5119 |  |  | 0 | 2701043.0341
3863 | 2669888.851 | 814328.4278 | 0 |  |  | 0 | 1855560.4232 | 161 | 3067687.8645 | 334456.3186 | 32188.5119 |  |  | 0 | 2701043.0341
3864 | 2543895.215 | 1202103.8696 | 0 |  |  | 0 | 1341791.3454 | 161 | 3067687.8645 | 334456.3186 | 32188.5119 |  |  | 0 | 2701043.0341
3865 | 2457944.922 | 1628656.8556 | 0 |  |  | 0 | 829288.0664 | 162 | 3086417.453 | 4587060.3304 | 20856.4872 |  |  | 1897817.7078 | 376318.3433
3866 | 2411747.199 | 2404207.7392 | 0 |  |  | 0 | 7539.4598 | 162 | 3086417.453 | 4587060.3304 | 20856.4872 |  |  | 1897817.7078 | 376318.3433
3867 | 2360516.545 | 3645089.153 | 0 |  |  | 1284572.608 | 0 | 162 | 3086417.453 | 4587060.3304 | 20856.4872 |  |  | 1897817.7078 | 376318.3433
3868 | 2359423.199 | 4653305.3017 | 889.8768 |  |  | 2294771.9795 | 0 | 162 | 3086417.453 | 4587060.3304 | 20856.4872 |  |  | 1897817.7078 | 376318.3433
3869 | 2496211.128 | 5545188.8179 | 6785.3105 |  |  | 3055763.0004 | 0 | 162 | 3086417.453 | 4587060.3304 | 20856.4872 |  |  | 1897817.7078 | 376318.3433
3870 | 2755434.933 | 5816631.6272 | 14571.7324 |  |  | 3075768.4266 | 0 | 162 | 3086417.453 | 4587060.3304 | 20856.4872 |  |  | 1897817.7078 | 376318.3433
3871 | 3057110.956 | 5312523.5528 | 22803.0926 |  |  | 2278215.6895 | 0 | 162 | 3086417.453 | 4587060.3304 | 20856.4872 |  |  | 1897817.7078 | 376318.3433
3872 | 3261122.273 | 6204407.069 | 34705.1947 |  |  | 2977989.9907 | 0 | 162 | 3086417.453 | 4587060.3304 | 20856.4872 |  |  | 1897817.7078 | 376318.3433
3873 | 3403698.172 | 5467633.7296 | 46273.5929 |  |  | 2110209.1504 | 0 | 162 | 3086417.453 | 4587060.3304 | 20856.4872 |  |  | 1897817.7078 | 376318.3433
3874 | 3436831.125 | 4730860.3901 | 49721.8654 |  |  | 1343751.1305 | 0 | 162 | 3086417.453 | 4587060.3304 | 20856.4872 |  |  | 1897817.7078 | 376318.3433
3875 | 3432488.231 | 4420640.0367 | 47385.9389 |  |  | 1035537.7445 | 0 | 162 | 3086417.453 | 4587060.3304 | 20856.4872 |  |  | 1897817.7078 | 376318.3433
3876 | 3410098.954 | 3838976.8739 | 43492.7279 |  |  | 472370.6479 | 0 | 162 | 3086417.453 | 4587060.3304 | 20856.4872 |  |  | 1897817.7078 | 376318.3433
3877 | 3357295.815 | 2869538.2694 | 40823.0976 |  |  | 0 | 446934.448 | 162 | 3086417.453 | 4587060.3304 | 20856.4872 |  |  | 1897817.7078 | 376318.3433
3878 | 3329001.321 | 2055209.8416 | 47830.8772 |  |  | 0 | 1225960.6022 | 162 | 3086417.453 | 4587060.3304 | 20856.4872 |  |  | 1897817.7078 | 376318.3433
3879 | 3384138.944 | 1706211.944 | 54727.4223 |  |  | 0 | 1623199.5777 | 162 | 3086417.453 | 4587060.3304 | 20856.4872 |  |  | 1897817.7078 | 376318.3433
3880 | 3645259.268 | 1357214.0463 | 43492.7279 |  |  | 0 | 2244552.4937 | 162 | 3086417.453 | 4587060.3304 | 20856.4872 |  |  | 1897817.7078 | 376318.3433
3881 | 3684177.149 | 1628656.8556 | 30144.5761 |  |  | 0 | 2025375.7173 | 162 | 3086417.453 | 4587060.3304 | 20856.4872 |  |  | 1897817.7078 | 376318.3433
3882 | 3552567.296 | 2908315.8136 | 15461.6092 |  |  | 0 | 628789.8733 | 162 | 3086417.453 | 4587060.3304 | 20856.4872 |  |  | 1897817.7078 | 376318.3433
3883 | 3400031.728 | 4575750.2134 | 1446.0498 |  |  | 1177164.5352 | 0 | 162 | 3086417.453 | 4587060.3304 | 20856.4872 |  |  | 1897817.7078 | 376318.3433
3884 | 3287723.119 | 6437072.3341 | 0 |  |  | 3149349.2151 | 0 | 162 | 3086417.453 | 4587060.3304 | 20856.4872 |  |  | 1897817.7078 | 376318.3433
3885 | 3170403.565 | 8337171.999 | 0 |  |  | 5166768.434 | 0 | 162 | 3086417.453 | 4587060.3304 | 20856.4872 |  |  | 1897817.7078 | 376318.3433
3886 | 2967703.418 | 9190277.971 | 0 |  |  | 6222574.553 | 0 | 162 | 3086417.453 | 4587060.3304 | 20856.4872 |  |  | 1897817.7078 | 376318.3433
3887 | 2799428.556 | 8414727.0873 | 0 |  |  | 5615298.5313 | 0 | 162 | 3086417.453 | 4587060.3304 | 20856.4872 |  |  | 1897817.7078 | 376318.3433
3888 | 2653661.057 | 6941180.4084 | 0 |  |  | 4287519.3514 | 0 | 162 | 3086417.453 | 4587060.3304 | 20856.4872 |  |  | 1897817.7078 | 376318.3433
3889 | 2594933.641 | 5506411.2737 | 0 |  |  | 2911477.6327 | 0 | 163 | 3778800.2632 | 3795352.1367 | 33662.3703 |  |  | 1287319.4781 | 1237105.2343
3890 | 2580864.699 | 4226752.3158 | 0 |  |  | 1645887.6168 | 0 | 163 | 3778800.2632 | 3795352.1367 | 33662.3703 |  |  | 1287319.4781 | 1237105.2343
3891 | 2580681.404 | 3218536.167 | 0 |  |  | 637854.763 | 0 | 163 | 3778800.2632 | 3795352.1367 | 33662.3703 |  |  | 1287319.4781 | 1237105.2343
3892 | 2804991.912 | 2947093.3578 | 667.4076 |  |  | 142768.8534 | 0 | 163 | 3778800.2632 | 3795352.1367 | 33662.3703 |  |  | 1287319.4781 | 1237105.2343
3893 | 3389688.683 | 3528756.5205 | 5228.0261 |  |  | 144295.8636 | 0 | 163 | 3778800.2632 | 3795352.1367 | 33662.3703 |  |  | 1287319.4781 | 1237105.2343
3894 | 3996372.895 | 4265529.8599 | 13014.448 |  |  | 282171.4129 | 0 | 163 | 3778800.2632 | 3795352.1367 | 33662.3703 |  |  | 1287319.4781 | 1237105.2343
3895 | 4294349.204 | 3606311.6089 | 22358.1542 |  |  | 0 | 665679.4409 | 163 | 3778800.2632 | 3795352.1367 | 33662.3703 |  |  | 1287319.4781 | 1237105.2343
3896 | 4432763.841 | 4885970.5668 | 40934.3322 |  |  | 494141.058 | 0 | 163 | 3778800.2632 | 3795352.1367 | 33662.3703 |  |  | 1287319.4781 | 1237105.2343
3897 | 4466630.652 | 6902402.8643 | 76751.8728 |  |  | 2512524.085 | 0 | 163 | 3778800.2632 | 3795352.1367 | 33662.3703 |  |  | 1287319.4781 | 1237105.2343
3898 | 4603740.327 | 6553404.9666 | 97552.7427 |  |  | 2047217.3823 | 0 | 163 | 3778800.2632 | 3795352.1367 | 33662.3703 |  |  | 1287319.4781 | 1237105.2343
3899 | 4496199.472 | 4769637.9343 | 97552.7427 |  |  | 370991.205 | 0 | 163 | 3778800.2632 | 3795352.1367 | 33662.3703 |  |  | 1287319.4781 | 1237105.2343
3900 | 4530734.443 | 3024648.4461 | 97552.7427 |  |  | 0 | 1408533.2542 | 163 | 3778800.2632 | 3795352.1367 | 33662.3703 |  |  | 1287319.4781 | 1237105.2343
3901 | 4497719.175 | 1744989.4882 | 94994.3469 |  |  | 0 | 2657735.3399 | 163 | 3778800.2632 | 3795352.1367 | 33662.3703 |  |  | 1287319.4781 | 1237105.2343
3902 | 4338776.837 | 814328.4278 | 80645.0837 |  |  | 0 | 3443803.3255 | 163 | 3778800.2632 | 3795352.1367 | 33662.3703 |  |  | 1287319.4781 | 1237105.2343
3903 | 4250605.477 | 271442.8093 | 73748.5386 |  |  | 0 | 3905414.1291 | 163 | 3778800.2632 | 3795352.1367 | 33662.3703 |  |  | 1287319.4781 | 1237105.2343
3904 | 4441101.173 | 77555.0884 | 56952.1143 |  |  | 0 | 4306593.9703 | 163 | 3778800.2632 | 3795352.1367 | 33662.3703 |  |  | 1287319.4781 | 1237105.2343
3905 | 4294876.631 | 38777.5442 | 35038.8984 |  |  | 0 | 4221060.1884 | 163 | 3778800.2632 | 3795352.1367 | 33662.3703 |  |  | 1287319.4781 | 1237105.2343
3906 | 4058497.993 | 77555.0884 | 14238.0286 |  |  | 0 | 3966704.8761 | 163 | 3778800.2632 | 3795352.1367 | 33662.3703 |  |  | 1287319.4781 | 1237105.2343
3907 | 3841733.988 | 387775.4418 | 667.4076 |  |  | 0 | 3453291.1386 | 163 | 3778800.2632 | 3795352.1367 | 33662.3703 |  |  | 1287319.4781 | 1237105.2343
3908 | 3639364.714 | 1977654.7532 | 0 |  |  | 0 | 1661709.9608 | 163 | 3778800.2632 | 3795352.1367 | 33662.3703 |  |  | 1287319.4781 | 1237105.2343
3909 | 3457299.42 | 4730860.3901 | 0 |  |  | 1273560.9701 | 0 | 163 | 3778800.2632 | 3795352.1367 | 33662.3703 |  |  | 1287319.4781 | 1237105.2343
3910 | 3202929.204 | 7135068.1293 | 0 |  |  | 3932138.9253 | 0 | 163 | 3778800.2632 | 3795352.1367 | 33662.3703 |  |  | 1287319.4781 | 1237105.2343
3911 | 3010057.246 | 9539275.8686 | 0 |  |  | 6529218.6226 | 0 | 163 | 3778800.2632 | 3795352.1367 | 33662.3703 |  |  | 1287319.4781 | 1237105.2343
3912 | 2886293.286 | 10857712.3707 | 0 |  |  | 7971419.0847 | 0 | 163 | 3778800.2632 | 3795352.1367 | 33662.3703 |  |  | 1287319.4781 | 1237105.2343
3913 | 2832376.43 | 10586269.5615 | 0 |  |  | 7753893.1315 | 0 | 164 | 3791117.0819 | 3887448.8042 | 34746.9076 |  |  | 1863698.8036 | 1732620.1737
3914 | 2837670.57 | 9849496.222 | 0 |  |  | 7011825.652 | 0 | 164 | 3791117.0819 | 3887448.8042 | 34746.9076 |  |  | 1863698.8036 | 1732620.1737
3915 | 2869189.508 | 8918835.1617 | 0 |  |  | 6049645.6537 | 0 | 164 | 3791117.0819 | 3887448.8042 | 34746.9076 |  |  | 1863698.8036 | 1732620.1737
3916 | 3007364.321 | 7135068.1293 | 0 |  |  | 4127703.8083 | 0 | 164 | 3791117.0819 | 3887448.8042 | 34746.9076 |  |  | 1863698.8036 | 1732620.1737
3917 | 3528223.012 | 5273746.0086 | 4226.9147 |  |  | 1749749.9114 | 0 | 164 | 3791117.0819 | 3887448.8042 | 34746.9076 |  |  | 1863698.8036 | 1732620.1737
3918 | 4142674.536 | 3722644.2414 | 21134.5737 |  |  | 0 | 398895.7209 | 164 | 3791117.0819 | 3887448.8042 | 34746.9076 |  |  | 1863698.8036 | 1732620.1737
3919 | 4400846.658 | 1783767.0323 | 43381.4933 |  |  | 0 | 2573698.1323 | 164 | 3791117.0819 | 3887448.8042 | 34746.9076 |  |  | 1863698.8036 | 1732620.1737
3920 | 4451451.513 | 1085771.2371 | 66184.586 |  |  | 0 | 3299495.69 | 164 | 3791117.0819 | 3887448.8042 | 34746.9076 |  |  | 1863698.8036 | 1732620.1737
3921 | 4536139.422 | 387775.4418 | 82536.0719 |  |  | 0 | 4065827.9083 | 164 | 3791117.0819 | 3887448.8042 | 34746.9076 |  |  | 1863698.8036 | 1732620.1737
3922 | 4508859.584 | 77555.0884 | 93548.2971 |  |  | 0 | 4337756.1985 | 164 | 3791117.0819 | 3887448.8042 | 34746.9076 |  |  | 1863698.8036 | 1732620.1737
3923 | 4406076.485 | 38777.5442 | 97552.7427 |  |  | 0 | 4269746.1982 | 164 | 3791117.0819 | 3887448.8042 | 34746.9076 |  |  | 1863698.8036 | 1732620.1737
3924 | 4448914.319 | 38777.5442 | 97552.7427 |  |  | 0 | 4312584.0322 | 164 | 3791117.0819 | 3887448.8042 | 34746.9076 |  |  | 1863698.8036 | 1732620.1737
3925 | 4337770.529 | 38777.5442 | 97552.7427 |  |  | 0 | 4201440.2422 | 164 | 3791117.0819 | 3887448.8042 | 34746.9076 |  |  | 1863698.8036 | 1732620.1737
3926 | 4187159.843 | 232665.2651 | 84871.9985 |  |  | 0 | 3869622.5795 | 164 | 3791117.0819 | 3887448.8042 | 34746.9076 |  |  | 1863698.8036 | 1732620.1737
3927 | 4123964.189 | 736773.3394 | 64404.8324 |  |  | 0 | 3322786.0172 | 164 | 3791117.0819 | 3887448.8042 | 34746.9076 |  |  | 1863698.8036 | 1732620.1737
3928 | 4354916.282 | 1512324.2231 | 42491.6165 |  |  | 0 | 2800100.4424 | 164 | 3791117.0819 | 3887448.8042 | 34746.9076 |  |  | 1863698.8036 | 1732620.1737
3929 | 4234069.296 | 2249097.5625 | 22469.3888 |  |  | 0 | 1962502.3446 | 164 | 3791117.0819 | 3887448.8042 | 34746.9076 |  |  | 1863698.8036 | 1732620.1737
3930 | 4023576.889 | 2791983.181 | 12013.3366 |  |  | 0 | 1219580.3713 | 164 | 3791117.0819 | 3887448.8042 | 34746.9076 |  |  | 1863698.8036 | 1732620.1737
3931 | 3780862.164 | 2985870.902 | 4004.4455 |  |  | 0 | 790986.8165 | 164 | 3791117.0819 | 3887448.8042 | 34746.9076 |  |  | 1863698.8036 | 1732620.1737
3932 | 3609062.907 | 3451201.4321 | 0 |  |  | 0 | 157861.4749 | 164 | 3791117.0819 | 3887448.8042 | 34746.9076 |  |  | 1863698.8036 | 1732620.1737
3933 | 3424076.706 | 5118635.8319 | 0 |  |  | 1694559.1259 | 0 | 164 | 3791117.0819 | 3887448.8042 | 34746.9076 |  |  | 1863698.8036 | 1732620.1737
3934 | 3179186.563 | 7406510.9386 | 0 |  |  | 4227324.3756 | 0 | 164 | 3791117.0819 | 3887448.8042 | 34746.9076 |  |  | 1863698.8036 | 1732620.1737
3935 | 2942354.524 | 8918835.1617 | 0 |  |  | 5976480.6377 | 0 | 164 | 3791117.0819 | 3887448.8042 | 34746.9076 |  |  | 1863698.8036 | 1732620.1737
3936 | 2820023.716 | 8957612.7059 | 0 |  |  | 6137588.9899 | 0 | 164 | 3791117.0819 | 3887448.8042 | 34746.9076 |  |  | 1863698.8036 | 1732620.1737
3937 | 2748493.009 | 8182061.8222 | 0 |  |  | 5433568.8132 | 0 | 165 | 3705988.5877 | 6659853.6157 | 36846.4607 |  |  | 3868060.6243 | 877349.1358
3938 | 2753848.477 | 7328955.8503 | 0 |  |  | 4575107.3733 | 0 | 165 | 3705988.5877 | 6659853.6157 | 36846.4607 |  |  | 3868060.6243 | 877349.1358
3939 | 2738927.99 | 6592182.5108 | 0 |  |  | 3853254.5208 | 0 | 165 | 3705988.5877 | 6659853.6157 | 36846.4607 |  |  | 3868060.6243 | 877349.1358
3940 | 2920550.317 | 5506411.2737 | 0 |  |  | 2585860.9567 | 0 | 165 | 3705988.5877 | 6659853.6157 | 36846.4607 |  |  | 3868060.6243 | 877349.1358
3941 | 3481142.444 | 4653305.3017 | 3337.0379 |  |  | 1175499.8957 | 0 | 165 | 3705988.5877 | 6659853.6157 | 36846.4607 |  |  | 3868060.6243 | 877349.1358
3942 | 4058021.681 | 3761421.7856 | 21134.5737 |  |  | 0 | 275465.3218 | 165 | 3705988.5877 | 6659853.6157 | 36846.4607 |  |  | 3868060.6243 | 877349.1358
3943 | 4272737.702 | 2481762.8276 | 43826.4317 |  |  | 0 | 1747148.4427 | 165 | 3705988.5877 | 6659853.6157 | 36846.4607 |  |  | 3868060.6243 | 877349.1358
3944 | 4318088.335 | 1434769.1347 | 65072.24 |  |  | 0 | 2818246.9603 | 165 | 3705988.5877 | 6659853.6157 | 36846.4607 |  |  | 3868060.6243 | 877349.1358
3945 | 4402902.646 | 155110.1767 | 82536.0719 |  |  | 0 | 4165256.3974 | 165 | 3705988.5877 | 6659853.6157 | 36846.4607 |  |  | 3868060.6243 | 877349.1358
3946 | 4388004.767 | 38777.5442 | 95439.2853 |  |  | 0 | 4253787.9375 | 165 | 3705988.5877 | 6659853.6157 | 36846.4607 |  |  | 3868060.6243 | 877349.1358
3947 | 4324905.202 | 310220.3534 | 97552.7427 |  |  | 0 | 3917132.1059 | 165 | 3705988.5877 | 6659853.6157 | 36846.4607 |  |  | 3868060.6243 | 877349.1358
3948 | 4331588.204 | 1357214.0463 | 97552.7427 |  |  | 0 | 2876821.415 | 165 | 3705988.5877 | 6659853.6157 | 36846.4607 |  |  | 3868060.6243 | 877349.1358
3949 | 4241054.499 | 3140981.0787 | 97552.7427 |  |  | 0 | 1002520.6777 | 165 | 3705988.5877 | 6659853.6157 | 36846.4607 |  |  | 3868060.6243 | 877349.1358
3950 | 4098150.6 | 5351301.097 | 92658.4203 |  |  | 1345808.9173 | 0 | 165 | 3705988.5877 | 6659853.6157 | 36846.4607 |  |  | 3868060.6243 | 877349.1358
3951 | 4071436.311 | 7445288.4828 | 78865.3302 |  |  | 3452717.502 | 0 | 165 | 3705988.5877 | 6659853.6157 | 36846.4607 |  |  | 3868060.6243 | 877349.1358
3952 | 4205849.936 | 8802502.5291 | 58954.3371 |  |  | 4655606.9302 | 0 | 165 | 3705988.5877 | 6659853.6157 | 36846.4607 |  |  | 3868060.6243 | 877349.1358
3953 | 4117687.162 | 9267833.0593 | 36040.0098 |  |  | 5186185.9071 | 0 | 165 | 3705988.5877 | 6659853.6157 | 36846.4607 |  |  | 3868060.6243 | 877349.1358
3954 | 3909832.336 | 9422943.236 | 13793.0902 |  |  | 5526903.9902 | 0 | 165 | 3705988.5877 | 6659853.6157 | 36846.4607 |  |  | 3868060.6243 | 877349.1358
3955 | 3701879.574 | 9694386.0453 | 0 |  |  | 5992506.4713 | 0 | 165 | 3705988.5877 | 6659853.6157 | 36846.4607 |  |  | 3868060.6243 | 877349.1358
3956 | 3552935.496 | 11982261.152 | 0 |  |  | 8429325.656 | 0 | 165 | 3705988.5877 | 6659853.6157 | 36846.4607 |  |  | 3868060.6243 | 877349.1358
3957 | 3394208.261 | 13339475.1983 | 0 |  |  | 9945266.9373 | 0 | 165 | 3705988.5877 | 6659853.6157 | 36846.4607 |  |  | 3868060.6243 | 877349.1358
3958 | 3159246.632 | 13339475.1983 | 0 |  |  | 10180228.5663 | 0 | 165 | 3705988.5877 | 6659853.6157 | 36846.4607 |  |  | 3868060.6243 | 877349.1358
3959 | 2943192.601 | 13190998.8743 | 0 |  |  | 10247806.2733 | 0 | 165 | 3705988.5877 | 6659853.6157 | 36846.4607 |  |  | 3868060.6243 | 877349.1358
3960 | 2809041.924 | 13056848.1973 | 0 |  |  | 10247806.2733 | 0 | 165 | 3705988.5877 | 6659853.6157 | 36846.4607 |  |  | 3868060.6243 | 877349.1358
3961 | 2747257.401 | 12995063.6743 | 0 |  |  | 10247806.2733 | 0 | 166 | 3728855.7604 | 12308889.7909 | 37750.2418 |  |  | 8617784.2723 | 0
3962 | 2734110.534 | 12981916.8073 | 0 |  |  | 10247806.2733 | 0 | 166 | 3728855.7604 | 12308889.7909 | 37750.2418 |  |  | 8617784.2723 | 0
3963 | 2717380.474 | 12965186.7473 | 0 |  |  | 10247806.2733 | 0 | 166 | 3728855.7604 | 12308889.7909 | 37750.2418 |  |  | 8617784.2723 | 0
3964 | 2909119.889 | 13156926.1623 | 0 |  |  | 10247806.2733 | 0 | 166 | 3728855.7604 | 12308889.7909 | 37750.2418 |  |  | 8617784.2723 | 0
3965 | 3462160.105 | 13339475.1983 | 3893.2109 |  |  | 9881208.3043 | 0 | 166 | 3728855.7604 | 12308889.7909 | 37750.2418 |  |  | 8617784.2723 | 0
3966 | 4035149.002 | 13339475.1983 | 22024.4505 |  |  | 9326350.6468 | 0 | 166 | 3728855.7604 | 12308889.7909 | 37750.2418 |  |  | 8617784.2723 | 0
3967 | 4288658.843 | 13339475.1983 | 46829.7659 |  |  | 9097646.1212 | 0 | 166 | 3728855.7604 | 12308889.7909 | 37750.2418 |  |  | 8617784.2723 | 0
3968 | 4356823.378 | 13339475.1983 | 69632.8585 |  |  | 9052284.6788 | 0 | 166 | 3728855.7604 | 12308889.7909 | 37750.2418 |  |  | 8617784.2723 | 0
3969 | 4455275.082 | 13184365.0216 | 87764.098 |  |  | 8816854.0376 | 0 | 166 | 3728855.7604 | 12308889.7909 | 37750.2418 |  |  | 8617784.2723 | 0
3970 | 4454949.167 | 11633263.2544 | 97552.7427 |  |  | 7275866.83 | 0 | 166 | 3728855.7604 | 12308889.7909 | 37750.2418 |  |  | 8617784.2723 | 0
3971 | 4369876.017 | 11051600.0917 | 97552.7427 |  |  | 6779276.8173 | 0 | 166 | 3728855.7604 | 12308889.7909 | 37750.2418 |  |  | 8617784.2723 | 0
3972 | 4422509.235 | 10625047.1057 | 97552.7427 |  |  | 6300090.6133 | 0 | 166 | 3728855.7604 | 12308889.7909 | 37750.2418 |  |  | 8617784.2723 | 0
3973 | 4328521.086 | 10586269.5615 | 97552.7427 |  |  | 6355301.2181 | 0 | 166 | 3728855.7604 | 12308889.7909 | 37750.2418 |  |  | 8617784.2723 | 0
3974 | 4178728.788 | 10935267.4591 | 95439.2853 |  |  | 6851977.9564 | 0 | 166 | 3728855.7604 | 12308889.7909 | 37750.2418 |  |  | 8617784.2723 | 0
3975 | 4105651.441 | 11594485.7102 | 79977.6761 |  |  | 7568811.9453 | 0 | 166 | 3728855.7604 | 12308889.7909 | 37750.2418 |  |  | 8617784.2723 | 0
3976 | 4237236.904 | 11323042.9009 | 59399.2755 |  |  | 7145205.2724 | 0 | 166 | 3728855.7604 | 12308889.7909 | 37750.2418 |  |  | 8617784.2723 | 0
3977 | 4125618.405 | 10857712.3707 | 33481.6141 |  |  | 6765575.5798 | 0 | 166 | 3728855.7604 | 12308889.7909 | 37750.2418 |  |  | 8617784.2723 | 0
3978 | 3908843.565 | 11439375.5335 | 14238.0286 |  |  | 7544769.997 | 0 | 166 | 3728855.7604 | 12308889.7909 | 37750.2418 |  |  | 8617784.2723 | 0
3979 | 3724971.315 | 12059816.2404 | 3114.5688 |  |  | 8337959.4941 | 0 | 166 | 3728855.7604 | 12308889.7909 | 37750.2418 |  |  | 8617784.2723 | 0
3980 | 3568156.225 | 11710818.3427 | 0 |  |  | 8142662.1177 | 0 | 166 | 3728855.7604 | 12308889.7909 | 37750.2418 |  |  | 8617784.2723 | 0
3981 | 3420687.657 | 13339475.1983 | 0 |  |  | 9918787.5413 | 0 | 166 | 3728855.7604 | 12308889.7909 | 37750.2418 |  |  | 8617784.2723 | 0
3982 | 3160119.474 | 13339475.1983 | 0 |  |  | 10179355.7243 | 0 | 166 | 3728855.7604 | 12308889.7909 | 37750.2418 |  |  | 8617784.2723 | 0
3983 | 2952137.317 | 13199943.5903 | 0 |  |  | 10247806.2733 | 0 | 166 | 3728855.7604 | 12308889.7909 | 37750.2418 |  |  | 8617784.2723 | 0
3984 | 2828596.945 | 13076403.2183 | 0 |  |  | 10247806.2733 | 0 | 166 | 3728855.7604 | 12308889.7909 | 37750.2418 |  |  | 8617784.2723 | 0
3985 | 2744245.452 | 11555708.166 | 0 |  |  | 8811462.714 | 0 | 167 | 3666295.0622 | 3246003.5942 | 22914.3272 |  |  | 1486792.0984 | 1884169.2392
3986 | 2728141.458 | 9422943.236 | 0 |  |  | 6694801.778 | 0 | 167 | 3666295.0622 | 3246003.5942 | 22914.3272 |  |  | 1486792.0984 | 1884169.2392
3987 | 2751485.152 | 7716731.2921 | 0 |  |  | 4965246.1401 | 0 | 167 | 3666295.0622 | 3246003.5942 | 22914.3272 |  |  | 1486792.0984 | 1884169.2392
3988 | 2915911.952 | 6475849.8783 | 667.4076 |  |  | 3560605.3339 | 0 | 167 | 3666295.0622 | 3246003.5942 | 22914.3272 |  |  | 1486792.0984 | 1884169.2392
3989 | 3465873.286 | 5700298.9946 | 3559.5071 |  |  | 2237985.2158 | 0 | 167 | 3666295.0622 | 3246003.5942 | 22914.3272 |  |  | 1486792.0984 | 1884169.2392
3990 | 4037513.995 | 4653305.3017 | 7786.4219 |  |  | 623577.7286 | 0 | 167 | 3666295.0622 | 3246003.5942 | 22914.3272 |  |  | 1486792.0984 | 1884169.2392
3991 | 4313685.887 | 3412423.8879 | 12347.0404 |  |  | 0 | 888914.9586 | 167 | 3666295.0622 | 3246003.5942 | 22914.3272 |  |  | 1486792.0984 | 1884169.2392
3992 | 4328840.558 | 1822544.5765 | 19132.3509 |  |  | 0 | 2487163.6306 | 167 | 3666295.0622 | 3246003.5942 | 22914.3272 |  |  | 1486792.0984 | 1884169.2392
3993 | 4464170.637 | 426552.986 | 26696.3036 |  |  | 0 | 4010921.3474 | 167 | 3666295.0622 | 3246003.5942 | 22914.3272 |  |  | 1486792.0984 | 1884169.2392
3994 | 4471509.549 | 0 | 32702.9719 |  |  | 0 | 4438806.5771 | 167 | 3666295.0622 | 3246003.5942 | 22914.3272 |  |  | 1486792.0984 | 1884169.2392
3995 | 4415661.71 | 0 | 44382.6047 |  |  | 0 | 4371279.1053 | 167 | 3666295.0622 | 3246003.5942 | 22914.3272 |  |  | 1486792.0984 | 1884169.2392
3996 | 4334158.108 | 0 | 60845.3252 |  |  | 0 | 4273312.7828 | 167 | 3666295.0622 | 3246003.5942 | 22914.3272 |  |  | 1486792.0984 | 1884169.2392
3997 | 4236743.6 | 38777.5442 | 78642.861 |  |  | 0 | 4119323.1949 | 167 | 3666295.0622 | 3246003.5942 | 22914.3272 |  |  | 1486792.0984 | 1884169.2392
3998 | 4085185.285 | 193887.7209 | 79532.7377 |  |  | 0 | 3811764.8264 | 167 | 3666295.0622 | 3246003.5942 | 22914.3272 |  |  | 1486792.0984 | 1884169.2392
3999 | 4063712.143 | 348997.8976 | 72080.0197 |  |  | 0 | 3642634.2257 | 167 | 3666295.0622 | 3246003.5942 | 22914.3272 |  |  | 1486792.0984 | 1884169.2392
4000 | 4112372.196 | 426552.986 | 57508.2873 |  |  | 0 | 3628310.9227 | 167 | 3666295.0622 | 3246003.5942 | 22914.3272 |  |  | 1486792.0984 | 1884169.2392
4001 | 4064003.972 | 504108.0744 | 36596.1828 |  |  | 0 | 3523299.7148 | 167 | 3666295.0622 | 3246003.5942 | 22914.3272 |  |  | 1486792.0984 | 1884169.2392
4002 | 3719460.49 | 620440.7069 | 15461.6092 |  |  | 0 | 3083558.1739 | 167 | 3666295.0622 | 3246003.5942 | 22914.3272 |  |  | 1486792.0984 | 1884169.2392
4003 | 3502059.966 | 1318436.5022 | 2002.2228 |  |  | 0 | 2181621.2411 | 167 | 3666295.0622 | 3246003.5942 | 22914.3272 |  |  | 1486792.0984 | 1884169.2392
4004 | 3357246.499 | 2598095.4601 | 0 |  |  | 0 | 759151.0389 | 167 | 3666295.0622 | 3246003.5942 | 22914.3272 |  |  | 1486792.0984 | 1884169.2392
4005 | 3228804.347 | 4110419.6832 | 0 |  |  | 881615.3362 | 0 | 167 | 3666295.0622 | 3246003.5942 | 22914.3272 |  |  | 1486792.0984 | 1884169.2392
4006 | 3059393.716 | 5041080.7436 | 0 |  |  | 1981687.0276 | 0 | 167 | 3666295.0622 | 3246003.5942 | 22914.3272 |  |  | 1486792.0984 | 1884169.2392
4007 | 2867387.184 | 5390078.6412 | 0 |  |  | 2522691.4572 | 0 | 167 | 3666295.0622 | 3246003.5942 | 22914.3272 |  |  | 1486792.0984 | 1884169.2392
4008 | 2723514.35 | 6126851.9806 | 0 |  |  | 3403337.6306 | 0 | 167 | 3666295.0622 | 3246003.5942 | 22914.3272 |  |  | 1486792.0984 | 1884169.2392
4009 | 2651370.1 | 6514627.4224 | 0 |  |  | 3863257.3224 | 0 | 168 | 3078052.9268 | 1255422.9929 | 37147.721 |  |  | 336519.1352 | 2122001.3481
4010 | 2597150.864 | 5583966.3621 | 0 |  |  | 2986815.4981 | 0 | 168 | 3078052.9268 | 1255422.9929 | 37147.721 |  |  | 336519.1352 | 2122001.3481
4011 | 2535035.362 | 3761421.7856 | 0 |  |  | 1226386.4236 | 0 | 168 | 3078052.9268 | 1255422.9929 | 37147.721 |  |  | 336519.1352 | 2122001.3481
4012 | 2534627.866 | 2016432.2974 | 0 |  |  | 0 | 518195.5686 | 168 | 3078052.9268 | 1255422.9929 | 37147.721 |  |  | 336519.1352 | 2122001.3481
4013 | 2697256.389 | 969438.6045 | 1779.7536 |  |  | 0 | 1726038.0309 | 168 | 3078052.9268 | 1255422.9929 | 37147.721 |  |  | 336519.1352 | 2122001.3481
4014 | 2978304.52 | 426552.986 | 21913.2159 |  |  | 0 | 2529838.3182 | 168 | 3078052.9268 | 1255422.9929 | 37147.721 |  |  | 336519.1352 | 2122001.3481
4015 | 3273427.573 | 232665.2651 | 45494.9507 |  |  | 0 | 2995267.3572 | 168 | 3078052.9268 | 1255422.9929 | 37147.721 |  |  | 336519.1352 | 2122001.3481
4016 | 3438316.28 | 155110.1767 | 65405.9438 |  |  | 0 | 3217800.1595 | 168 | 3078052.9268 | 1255422.9929 | 37147.721 |  |  | 336519.1352 | 2122001.3481
4017 | 3533300.317 | 116332.6325 | 81646.1951 |  |  | 0 | 3335321.4893 | 168 | 3078052.9268 | 1255422.9929 | 37147.721 |  |  | 336519.1352 | 2122001.3481
4018 | 3518127.56 | 38777.5442 | 96774.1005 |  |  | 0 | 3382575.9153 | 168 | 3078052.9268 | 1255422.9929 | 37147.721 |  |  | 336519.1352 | 2122001.3481
4019 | 3433844.071 | 38777.5442 | 97552.7427 |  |  | 0 | 3297513.7842 | 168 | 3078052.9268 | 1255422.9929 | 37147.721 |  |  | 336519.1352 | 2122001.3481
4020 | 3355907.957 | 0 | 97552.7427 |  |  | 0 | 3258355.2143 | 168 | 3078052.9268 | 1255422.9929 | 37147.721 |  |  | 336519.1352 | 2122001.3481
4021 | 3296370.77 | 38777.5442 | 97552.7427 |  |  | 0 | 3160040.4832 | 168 | 3078052.9268 | 1255422.9929 | 37147.721 |  |  | 336519.1352 | 2122001.3481
4022 | 3248805.622 | 116332.6325 | 94104.4701 |  |  | 0 | 3038368.5193 | 168 | 3078052.9268 | 1255422.9929 | 37147.721 |  |  | 336519.1352 | 2122001.3481
4023 | 3256409.213 | 465330.5302 | 79199.0339 |  |  | 0 | 2711879.6489 | 168 | 3078052.9268 | 1255422.9929 | 37147.721 |  |  | 336519.1352 | 2122001.3481
4024 | 3405674.855 | 930661.0603 | 59510.5101 |  |  | 0 | 2415503.2846 | 168 | 3078052.9268 | 1255422.9929 | 37147.721 |  |  | 336519.1352 | 2122001.3481
4025 | 3440343.485 | 1279658.958 | 36707.4174 |  |  | 0 | 2123977.1096 | 168 | 3078052.9268 | 1255422.9929 | 37147.721 |  |  | 336519.1352 | 2122001.3481
4026 | 3296857.422 | 1395991.5905 | 14015.5594 |  |  | 0 | 1886850.2721 | 168 | 3078052.9268 | 1255422.9929 | 37147.721 |  |  | 336519.1352 | 2122001.3481
4027 | 3159159.689 | 1008216.1487 | 2335.9266 |  |  | 0 | 2148607.6137 | 168 | 3078052.9268 | 1255422.9929 | 37147.721 |  |  | 336519.1352 | 2122001.3481
4028 | 3053926.003 | 736773.3394 | 0 |  |  | 0 | 2317152.6636 | 168 | 3078052.9268 | 1255422.9929 | 37147.721 |  |  | 336519.1352 | 2122001.3481
4029 | 2995865.924 | 814328.4278 | 0 |  |  | 0 | 2181537.4962 | 168 | 3078052.9268 | 1255422.9929 | 37147.721 |  |  | 336519.1352 | 2122001.3481
4030 | 2892847.469 | 969438.6045 | 0 |  |  | 0 | 1923408.8645 | 168 | 3078052.9268 | 1255422.9929 | 37147.721 |  |  | 336519.1352 | 2122001.3481
4031 | 2709457.449 | 1124548.7813 | 0 |  |  | 0 | 1584908.6677 | 168 | 3078052.9268 | 1255422.9929 | 37147.721 |  |  | 336519.1352 | 2122001.3481
4032 | 2570883.483 | 1395991.5905 | 0 |  |  | 0 | 1174891.8925 | 168 | 3078052.9268 | 1255422.9929 | 37147.721 |  |  | 336519.1352 | 2122001.3481
4033 | 2503162.333 | 1512324.2231 | 0 |  |  | 0 | 990838.1099 | 169 | 3094207.8285 | 2514077.4478 | 37124.5472 |  |  | 502870.7734 | 1045876.607
4034 | 2462783.872 | 1512324.2231 | 0 |  |  | 0 | 950459.6489 | 169 | 3094207.8285 | 2514077.4478 | 37124.5472 |  |  | 502870.7734 | 1045876.607
4035 | 2397187.158 | 1357214.0463 | 0 |  |  | 0 | 1039973.1117 | 169 | 3094207.8285 | 2514077.4478 | 37124.5472 |  |  | 502870.7734 | 1045876.607
4036 | 2395175.337 | 1395991.5905 | 0 |  |  | 0 | 999183.7465 | 169 | 3094207.8285 | 2514077.4478 | 37124.5472 |  |  | 502870.7734 | 1045876.607
4037 | 2526828.43 | 1512324.2231 | 4226.9147 |  |  | 0 | 1010277.2922 | 169 | 3094207.8285 | 2514077.4478 | 37124.5472 |  |  | 502870.7734 | 1045876.607
4038 | 2776253.879 | 1473546.6789 | 21468.2775 |  |  | 0 | 1281238.9227 | 169 | 3094207.8285 | 2514077.4478 | 37124.5472 |  |  | 502870.7734 | 1045876.607
4039 | 3073840.549 | 930661.0603 | 45383.7161 |  |  | 0 | 2097795.7726 | 169 | 3094207.8285 | 2514077.4478 | 37124.5472 |  |  | 502870.7734 | 1045876.607
4040 | 3278564.198 | 581663.1627 | 67964.3395 |  |  | 0 | 2628936.6958 | 169 | 3094207.8285 | 2514077.4478 | 37124.5472 |  |  | 502870.7734 | 1045876.607
4041 | 3390290.476 | 387775.4418 | 85761.8752 |  |  | 0 | 2916753.1589 | 169 | 3094207.8285 | 2514077.4478 | 37124.5472 |  |  | 502870.7734 | 1045876.607
4042 | 3430410.38 | 581663.1627 | 97552.7427 |  |  | 0 | 2751194.4746 | 169 | 3094207.8285 | 2514077.4478 | 37124.5472 |  |  | 502870.7734 | 1045876.607
4043 | 3408974.365 | 659218.2511 | 97552.7427 |  |  | 0 | 2652203.3713 | 169 | 3094207.8285 | 2514077.4478 | 37124.5472 |  |  | 502870.7734 | 1045876.607
4044 | 3360585.652 | 814328.4278 | 97552.7427 |  |  | 0 | 2448704.4815 | 169 | 3094207.8285 | 2514077.4478 | 37124.5472 |  |  | 502870.7734 | 1045876.607
4045 | 3331134.435 | 1279658.958 | 97552.7427 |  |  | 0 | 1953922.7344 | 169 | 3094207.8285 | 2514077.4478 | 37124.5472 |  |  | 502870.7734 | 1045876.607
4046 | 3292555.55 | 2016432.2974 | 93214.5933 |  |  | 0 | 1182908.6592 | 169 | 3094207.8285 | 2514077.4478 | 37124.5472 |  |  | 502870.7734 | 1045876.607
4047 | 3342370.315 | 3140981.0787 | 78865.3302 |  |  | 0 | 122523.9062 | 169 | 3094207.8285 | 2514077.4478 | 37124.5472 |  |  | 502870.7734 | 1045876.607
4048 | 3585965.582 | 4498195.125 | 55506.0645 |  |  | 967735.6075 | 0 | 169 | 3094207.8285 | 2514077.4478 | 37124.5472 |  |  | 502870.7734 | 1045876.607
4049 | 3648424.472 | 5816631.6272 | 33481.6141 |  |  | 2201688.7693 | 0 | 169 | 3094207.8285 | 2514077.4478 | 37124.5472 |  |  | 502870.7734 | 1045876.607
4050 | 3526729.716 | 6708515.1434 | 14238.0286 |  |  | 3196023.4559 | 0 | 169 | 3094207.8285 | 2514077.4478 | 37124.5472 |  |  | 502870.7734 | 1045876.607
4051 | 3418474.544 | 5545188.8179 | 667.4076 |  |  | 2127381.6815 | 0 | 169 | 3094207.8285 | 2514077.4478 | 37124.5472 |  |  | 502870.7734 | 1045876.607
4052 | 3299755.2 | 3683866.6972 | 0 |  |  | 384111.4972 | 0 | 169 | 3094207.8285 | 2514077.4478 | 37124.5472 |  |  | 502870.7734 | 1045876.607
4053 | 3176328.017 | 3102203.5345 | 0 |  |  | 0 | 74124.4825 | 169 | 3094207.8285 | 2514077.4478 | 37124.5472 |  |  | 502870.7734 | 1045876.607
4054 | 3034226.167 | 3257313.7112 | 0 |  |  | 223087.5442 | 0 | 169 | 3094207.8285 | 2514077.4478 | 37124.5472 |  |  | 502870.7734 | 1045876.607
4055 | 2856279 | 3994087.0507 | 0 |  |  | 1137808.0507 | 0 | 169 | 3094207.8285 | 2514077.4478 | 37124.5472 |  |  | 502870.7734 | 1045876.607
4056 | 2744688.257 | 4575750.2134 | 0 |  |  | 1831061.9564 | 0 | 169 | 3094207.8285 | 2514077.4478 | 37124.5472 |  |  | 502870.7734 | 1045876.607
4057 | 2695861.013 | 4536972.6692 | 0 |  |  | 1841111.6562 | 0 | 170 | 3776993.8153 | 2977792.2469 | 26056.7046 |  |  | 976479.6492 | 1749624.5129
4058 | 2683866.667 | 4149197.2274 | 0 |  |  | 1465330.5604 | 0 | 170 | 3776993.8153 | 2977792.2469 | 26056.7046 |  |  | 976479.6492 | 1749624.5129
4059 | 2684098.168 | 3373646.3438 | 0 |  |  | 689548.1758 | 0 | 170 | 3776993.8153 | 2977792.2469 | 26056.7046 |  |  | 976479.6492 | 1749624.5129
4060 | 2875414.979 | 2210320.0183 | 1001.1114 |  |  | 0 | 664093.8493 | 170 | 3776993.8153 | 2977792.2469 | 26056.7046 |  |  | 976479.6492 | 1749624.5129
4061 | 3437395.186 | 1279658.958 | 7786.4219 |  |  | 0 | 2149949.8061 | 170 | 3776993.8153 | 2977792.2469 | 26056.7046 |  |  | 976479.6492 | 1749624.5129
4062 | 4054509.732 | 853105.972 | 19132.3509 |  |  | 0 | 3182271.4091 | 170 | 3776993.8153 | 2977792.2469 | 26056.7046 |  |  | 976479.6492 | 1749624.5129
4063 | 4349515.777 | 697995.7953 | 37486.0596 |  |  | 0 | 3614033.9221 | 170 | 3776993.8153 | 2977792.2469 | 26056.7046 |  |  | 976479.6492 | 1749624.5129
4064 | 4424633.804 | 853105.972 | 58954.3371 |  |  | 0 | 3512573.4949 | 170 | 3776993.8153 | 2977792.2469 | 26056.7046 |  |  | 976479.6492 | 1749624.5129
4065 | 4505807.858 | 1163326.3254 | 59621.7447 |  |  | 0 | 3282859.7879 | 170 | 3776993.8153 | 2977792.2469 | 26056.7046 |  |  | 976479.6492 | 1749624.5129
4066 | 4491745.017 | 1357214.0463 | 46273.5929 |  |  | 0 | 3088257.3778 | 170 | 3776993.8153 | 2977792.2469 | 26056.7046 |  |  | 976479.6492 | 1749624.5129
4067 | 4450965.576 | 1551101.7672 | 44493.8393 |  |  | 0 | 2855369.9695 | 170 | 3776993.8153 | 2977792.2469 | 26056.7046 |  |  | 976479.6492 | 1749624.5129
4068 | 4474600.646 | 1744989.4882 | 45717.4199 |  |  | 0 | 2683893.738 | 170 | 3776993.8153 | 2977792.2469 | 26056.7046 |  |  | 976479.6492 | 1749624.5129
4069 | 4381288.174 | 1977654.7532 | 62513.8442 |  |  | 0 | 2341119.5765 | 170 | 3776993.8153 | 2977792.2469 | 26056.7046 |  |  | 976479.6492 | 1749624.5129
4070 | 4227140.183 | 2055209.8416 | 74082.2424 |  |  | 0 | 2097848.099 | 170 | 3776993.8153 | 2977792.2469 | 26056.7046 |  |  | 976479.6492 | 1749624.5129
4071 | 4138428.788 | 2055209.8416 | 70077.7969 |  |  | 0 | 2013141.1495 | 170 | 3776993.8153 | 2977792.2469 | 26056.7046 |  |  | 976479.6492 | 1749624.5129
4072 | 4247315.179 | 1861322.1207 | 50611.7422 |  |  | 0 | 2335381.3161 | 170 | 3776993.8153 | 2977792.2469 | 26056.7046 |  |  | 976479.6492 | 1749624.5129
4073 | 4159828.249 | 1473546.6789 | 28698.5263 |  |  | 0 | 2657583.0438 | 170 | 3776993.8153 | 2977792.2469 | 26056.7046 |  |  | 976479.6492 | 1749624.5129
4074 | 3992276.847 | 1395991.5905 | 15461.6092 |  |  | 0 | 2580823.6473 | 170 | 3776993.8153 | 2977792.2469 | 26056.7046 |  |  | 976479.6492 | 1749624.5129
4075 | 3835207.968 | 1706211.944 | 3448.2725 |  |  | 0 | 2125547.7515 | 170 | 3776993.8153 | 2977792.2469 | 26056.7046 |  |  | 976479.6492 | 1749624.5129
4076 | 3675778.641 | 2869538.2694 | 0 |  |  | 0 | 806240.3716 | 170 | 3776993.8153 | 2977792.2469 | 26056.7046 |  |  | 976479.6492 | 1749624.5129
4077 | 3526960.056 | 6049296.8923 | 0 |  |  | 2522336.8363 | 0 | 170 | 3776993.8153 | 2977792.2469 | 26056.7046 |  |  | 976479.6492 | 1749624.5129
4078 | 3299213.033 | 8686169.8966 | 0 |  |  | 5386956.8636 | 0 | 170 | 3776993.8153 | 2977792.2469 | 26056.7046 |  |  | 976479.6492 | 1749624.5129
4079 | 3092711.591 | 9073945.3384 | 0 |  |  | 5981233.7474 | 0 | 170 | 3776993.8153 | 2977792.2469 | 26056.7046 |  |  | 976479.6492 | 1749624.5129
4080 | 2943288.435 | 8492282.1757 | 0 |  |  | 5548993.7407 | 0 | 170 | 3776993.8153 | 2977792.2469 | 26056.7046 |  |  | 976479.6492 | 1749624.5129
4081 | 2863407.744 | 7522843.5712 | 0 |  |  | 4659435.8272 | 0 | 171 | 3802606.3022 | 4756712.0862 | 27984.771 |  |  | 2113769.6918 | 1131679.1368
4082 | 2834882.202 | 6708515.1434 | 0 |  |  | 3873632.9414 | 0 | 171 | 3802606.3022 | 4756712.0862 | 27984.771 |  |  | 2113769.6918 | 1131679.1368
4083 | 2809414.529 | 5855409.1714 | 0 |  |  | 3045994.6424 | 0 | 171 | 3802606.3022 | 4756712.0862 | 27984.771 |  |  | 2113769.6918 | 1131679.1368
4084 | 2988688.996 | 4149197.2274 | 0 |  |  | 1160508.2314 | 0 | 171 | 3802606.3022 | 4756712.0862 | 27984.771 |  |  | 2113769.6918 | 1131679.1368
4085 | 3540942.576 | 2598095.4601 | 5895.4337 |  |  | 0 | 936951.6821 | 171 | 3802606.3022 | 4756712.0862 | 27984.771 |  |  | 2113769.6918 | 1131679.1368
4086 | 4109345.242 | 1318436.5022 | 21913.2159 |  |  | 0 | 2768995.524 | 171 | 3802606.3022 | 4756712.0862 | 27984.771 |  |  | 2113769.6918 | 1131679.1368
4087 | 4372936.664 | 465330.5302 | 39821.9862 |  |  | 0 | 3867784.1477 | 171 | 3802606.3022 | 4756712.0862 | 27984.771 |  |  | 2113769.6918 | 1131679.1368
4088 | 4403507.848 | 155110.1767 | 61067.7944 |  |  | 0 | 4187329.8768 | 171 | 3802606.3022 | 4756712.0862 | 27984.771 |  |  | 2113769.6918 | 1131679.1368
4089 | 4514394.748 | 155110.1767 | 79532.7377 |  |  | 0 | 4279751.8335 | 171 | 3802606.3022 | 4756712.0862 | 27984.771 |  |  | 2113769.6918 | 1131679.1368
4090 | 4508770.332 | 504108.0744 | 90100.0246 |  |  | 0 | 3914562.2331 | 171 | 3802606.3022 | 4756712.0862 | 27984.771 |  |  | 2113769.6918 | 1131679.1368
4091 | 4470259.368 | 1163326.3254 | 93103.3587 |  |  | 0 | 3213829.6838 | 171 | 3802606.3022 | 4756712.0862 | 27984.771 |  |  | 2113769.6918 | 1131679.1368
4092 | 4528255.903 | 2055209.8416 | 85761.8752 |  |  | 0 | 2387284.1862 | 171 | 3802606.3022 | 4756712.0862 | 27984.771 |  |  | 2113769.6918 | 1131679.1368
4093 | 4355886.133 | 2985870.902 | 65850.8822 |  |  | 0 | 1304164.3489 | 171 | 3802606.3022 | 4756712.0862 | 27984.771 |  |  | 2113769.6918 | 1131679.1368
4094 | 4220003.036 | 3877754.4181 | 42602.8511 |  |  | 0 | 299645.7667 | 171 | 3802606.3022 | 4756712.0862 | 27984.771 |  |  | 2113769.6918 | 1131679.1368
4095 | 4130119.29 | 4924748.111 | 30923.2183 |  |  | 825552.0393 | 0 | 171 | 3802606.3022 | 4756712.0862 | 27984.771 |  |  | 2113769.6918 | 1131679.1368
4096 | 4271520.076 | 6475849.8783 | 20578.4007 |  |  | 2224908.2029 | 0 | 171 | 3802606.3022 | 4756712.0862 | 27984.771 |  |  | 2113769.6918 | 1131679.1368
4097 | 4187307.366 | 7910619.013 | 16907.6589 |  |  | 3740219.3059 | 0 | 171 | 3802606.3022 | 4756712.0862 | 27984.771 |  |  | 2113769.6918 | 1131679.1368
4098 | 4017588.592 | 8996390.25 | 12569.5096 |  |  | 4991371.1677 | 0 | 171 | 3802606.3022 | 4756712.0862 | 27984.771 |  |  | 2113769.6918 | 1131679.1368
4099 | 3811186.055 | 9655608.5011 | 5005.5569 |  |  | 5849428.0031 | 0 | 171 | 3802606.3022 | 4756712.0862 | 27984.771 |  |  | 2113769.6918 | 1131679.1368
4100 | 3617719.139 | 8337171.999 | 0 |  |  | 4719452.86 | 0 | 171 | 3802606.3022 | 4756712.0862 | 27984.771 |  |  | 2113769.6918 | 1131679.1368
4101 | 3486821.293 | 7755508.8362 | 0 |  |  | 4268687.5432 | 0 | 171 | 3802606.3022 | 4756712.0862 | 27984.771 |  |  | 2113769.6918 | 1131679.1368
4102 | 3270730.994 | 7367733.3944 | 0 |  |  | 4097002.4004 | 0 | 171 | 3802606.3022 | 4756712.0862 | 27984.771 |  |  | 2113769.6918 | 1131679.1368
4103 | 3041853.579 | 6941180.4084 | 0 |  |  | 3899326.8294 | 0 | 171 | 3802606.3022 | 4756712.0862 | 27984.771 |  |  | 2113769.6918 | 1131679.1368
4104 | 2907009.549 | 6281962.1574 | 0 |  |  | 3374952.6084 | 0 | 171 | 3802606.3022 | 4756712.0862 | 27984.771 |  |  | 2113769.6918 | 1131679.1368
4105 | 2832877.558 | 6165629.5248 | 0 |  |  | 3332751.9668 | 0 | 172 | 3773097.5702 | 4467496.2359 | 37268.2252 |  |  | 1414881.9494 | 683215.0586
4106 | 2814043.887 | 6281962.1574 | 0 |  |  | 3467918.2704 | 0 | 172 | 3773097.5702 | 4467496.2359 | 37268.2252 |  |  | 1414881.9494 | 683215.0586
4107 | 2788854.198 | 6281962.1574 | 0 |  |  | 3493107.9594 | 0 | 172 | 3773097.5702 | 4467496.2359 | 37268.2252 |  |  | 1414881.9494 | 683215.0586
4108 | 2994786.118 | 5622743.9063 | 444.9384 |  |  | 2628402.7267 | 0 | 172 | 3773097.5702 | 4467496.2359 | 37268.2252 |  |  | 1414881.9494 | 683215.0586
4109 | 3514498.356 | 4769637.9343 | 6229.1375 |  |  | 1261368.7158 | 0 | 172 | 3773097.5702 | 4467496.2359 | 37268.2252 |  |  | 1414881.9494 | 683215.0586
4110 | 4066244.993 | 3683866.6972 | 21468.2775 |  |  | 0 | 360910.0183 | 172 | 3773097.5702 | 4467496.2359 | 37268.2252 |  |  | 1414881.9494 | 683215.0586
4111 | 4343463.013 | 3451201.4321 | 42491.6165 |  |  | 0 | 849769.9643 | 172 | 3773097.5702 | 4467496.2359 | 37268.2252 |  |  | 1414881.9494 | 683215.0586
4112 | 4384830.519 | 3451201.4321 | 66851.9935 |  |  | 0 | 866777.0933 | 172 | 3773097.5702 | 4467496.2359 | 37268.2252 |  |  | 1414881.9494 | 683215.0586
4113 | 4507444.245 | 2947093.3578 | 85873.1098 |  |  | 0 | 1474477.7774 | 172 | 3773097.5702 | 4467496.2359 | 37268.2252 |  |  | 1414881.9494 | 683215.0586
4114 | 4495108.763 | 2442985.2834 | 95105.5815 |  |  | 0 | 1957017.8981 | 172 | 3773097.5702 | 4467496.2359 | 37268.2252 |  |  | 1414881.9494 | 683215.0586
4115 | 4376722.298 | 2210320.0183 | 97552.7427 |  |  | 0 | 2068849.537 | 172 | 3773097.5702 | 4467496.2359 | 37268.2252 |  |  | 1414881.9494 | 683215.0586
4116 | 4404859.567 | 2559317.916 | 97552.7427 |  |  | 0 | 1747988.9084 | 172 | 3773097.5702 | 4467496.2359 | 37268.2252 |  |  | 1414881.9494 | 683215.0586
4117 | 4304902.745 | 3102203.5345 | 97552.7427 |  |  | 0 | 1105146.4678 | 172 | 3773097.5702 | 4467496.2359 | 37268.2252 |  |  | 1414881.9494 | 683215.0586
4118 | 4125347.183 | 3334868.7996 | 92769.6549 |  |  | 0 | 697708.7285 | 172 | 3773097.5702 | 4467496.2359 | 37268.2252 |  |  | 1414881.9494 | 683215.0586
4119 | 4072633.883 | 3218536.167 | 78197.9226 |  |  | 0 | 775899.7934 | 172 | 3773097.5702 | 4467496.2359 | 37268.2252 |  |  | 1414881.9494 | 683215.0586
4120 | 4255689.881 | 3063425.9903 | 58398.1641 |  |  | 0 | 1133865.7266 | 172 | 3773097.5702 | 4467496.2359 | 37268.2252 |  |  | 1414881.9494 | 683215.0586
4121 | 4166479.964 | 2947093.3578 | 36040.0098 |  |  | 0 | 1183346.5964 | 172 | 3773097.5702 | 4467496.2359 | 37268.2252 |  |  | 1414881.9494 | 683215.0586
4122 | 3985050.146 | 2714428.0927 | 14794.2016 |  |  | 0 | 1255827.8517 | 172 | 3773097.5702 | 4467496.2359 | 37268.2252 |  |  | 1414881.9494 | 683215.0586
4123 | 3792227.883 | 2869538.2694 | 3114.5688 |  |  | 0 | 919575.0448 | 172 | 3773097.5702 | 4467496.2359 | 37268.2252 |  |  | 1414881.9494 | 683215.0586
4124 | 3624762.198 | 4420640.0367 | 0 |  |  | 795877.8387 | 0 | 172 | 3773097.5702 | 4467496.2359 | 37268.2252 |  |  | 1414881.9494 | 683215.0586
4125 | 3487791.051 | 6824847.7759 | 0 |  |  | 3337056.7249 | 0 | 172 | 3773097.5702 | 4467496.2359 | 37268.2252 |  |  | 1414881.9494 | 683215.0586
4126 | 3256618.799 | 8143284.2781 | 0 |  |  | 4886665.4791 | 0 | 172 | 3773097.5702 | 4467496.2359 | 37268.2252 |  |  | 1414881.9494 | 683215.0586
4127 | 3035189.119 | 8569837.2641 | 0 |  |  | 5534648.1451 | 0 | 172 | 3773097.5702 | 4467496.2359 | 37268.2252 |  |  | 1414881.9494 | 683215.0586
4128 | 2923915.318 | 8143284.2781 | 0 |  |  | 5219368.9601 | 0 | 172 | 3773097.5702 | 4467496.2359 | 37268.2252 |  |  | 1414881.9494 | 683215.0586
4129 | 2860291.303 | 7212623.2177 | 0 |  |  | 4352331.9147 | 0 | 173 | 3823550.8384 | 3197531.6639 | 38093.2151 |  |  | 678708.2885 | 1266634.2479
4130 | 2845705.421 | 6010519.3481 | 0 |  |  | 3164813.9271 | 0 | 173 | 3823550.8384 | 3197531.6639 | 38093.2151 |  |  | 678708.2885 | 1266634.2479
4131 | 2811182.427 | 4769637.9343 | 0 |  |  | 1958455.5073 | 0 | 173 | 3823550.8384 | 3197531.6639 | 38093.2151 |  |  | 678708.2885 | 1266634.2479
4132 | 2973052.028 | 3606311.6089 | 0 |  |  | 633259.5809 | 0 | 173 | 3823550.8384 | 3197531.6639 | 38093.2151 |  |  | 678708.2885 | 1266634.2479
4133 | 3502590.377 | 2287875.1067 | 1334.8152 |  |  | 0 | 1213380.4551 | 173 | 3823550.8384 | 3197531.6639 | 38093.2151 |  |  | 678708.2885 | 1266634.2479
4134 | 4090995.578 | 1085771.2371 | 22135.685 |  |  | 0 | 2983088.6559 | 173 | 3823550.8384 | 3197531.6639 | 38093.2151 |  |  | 678708.2885 | 1266634.2479
4135 | 4382966.095 | 193887.7209 | 48164.581 |  |  | 0 | 4140913.7931 | 173 | 3823550.8384 | 3197531.6639 | 38093.2151 |  |  | 678708.2885 | 1266634.2479
4136 | 4470492.666 | 0 | 71746.3159 |  |  | 0 | 4398746.3501 | 173 | 3823550.8384 | 3197531.6639 | 38093.2151 |  |  | 678708.2885 | 1266634.2479
4137 | 4606010.143 | 38777.5442 | 90211.2592 |  |  | 0 | 4477021.3396 | 173 | 3823550.8384 | 3197531.6639 | 38093.2151 |  |  | 678708.2885 | 1266634.2479
4138 | 4588514.406 | 465330.5302 | 97552.7427 |  |  | 0 | 4025631.1332 | 173 | 3823550.8384 | 3197531.6639 | 38093.2151 |  |  | 678708.2885 | 1266634.2479
4139 | 4514040.828 | 1240881.4138 | 97552.7427 |  |  | 0 | 3175606.6715 | 173 | 3823550.8384 | 3197531.6639 | 38093.2151 |  |  | 678708.2885 | 1266634.2479
4140 | 4509197.886 | 1977654.7532 | 97552.7427 |  |  | 0 | 2433990.3901 | 173 | 3823550.8384 | 3197531.6639 | 38093.2151 |  |  | 678708.2885 | 1266634.2479
4141 | 4399389.247 | 2636873.0043 | 97552.7427 |  |  | 0 | 1664963.5 | 173 | 3823550.8384 | 3197531.6639 | 38093.2151 |  |  | 678708.2885 | 1266634.2479
4142 | 4231827.931 | 3102203.5345 | 95995.4583 |  |  | 0 | 1033628.9382 | 173 | 3823550.8384 | 3197531.6639 | 38093.2151 |  |  | 678708.2885 | 1266634.2479
4143 | 4169049.044 | 3645089.153 | 81312.4913 |  |  | 0 | 442647.3996 | 173 | 3823550.8384 | 3197531.6639 | 38093.2151 |  |  | 678708.2885 | 1266634.2479
4144 | 4313256.399 | 4149197.2274 | 61290.2636 |  |  | 0 | 102768.908 | 173 | 3823550.8384 | 3197531.6639 | 38093.2151 |  |  | 678708.2885 | 1266634.2479
4145 | 4206109.185 | 4498195.125 | 37597.2942 |  |  | 329683.2342 | 0 | 173 | 3823550.8384 | 3197531.6639 | 38093.2151 |  |  | 678708.2885 | 1266634.2479
4146 | 4029217.614 | 4459417.5808 | 14238.0286 |  |  | 444437.9954 | 0 | 173 | 3823550.8384 | 3197531.6639 | 38093.2151 |  |  | 678708.2885 | 1266634.2479
4147 | 3836187.301 | 3994087.0507 | 0 |  |  | 157899.7497 | 0 | 173 | 3823550.8384 | 3197531.6639 | 38093.2151 |  |  | 678708.2885 | 1266634.2479
4148 | 3680480.758 | 3373646.3438 | 0 |  |  | 0 | 306834.4142 | 173 | 3823550.8384 | 3197531.6639 | 38093.2151 |  |  | 678708.2885 | 1266634.2479
4149 | 3533852.455 | 3567534.0647 | 0 |  |  | 33681.6097 | 0 | 173 | 3823550.8384 | 3197531.6639 | 38093.2151 |  |  | 678708.2885 | 1266634.2479
4150 | 3259615.532 | 4187974.7716 | 0 |  |  | 928359.2396 | 0 | 173 | 3823550.8384 | 3197531.6639 | 38093.2151 |  |  | 678708.2885 | 1266634.2479
4151 | 3051152.365 | 5002303.1994 | 0 |  |  | 1951150.8344 | 0 | 173 | 3823550.8384 | 3197531.6639 | 38093.2151 |  |  | 678708.2885 | 1266634.2479
4152 | 2900043.133 | 5234968.4645 | 0 |  |  | 2334925.3315 | 0 | 173 | 3823550.8384 | 3197531.6639 | 38093.2151 |  |  | 678708.2885 | 1266634.2479
4153 | 2813830.007 | 4963525.6552 | 0 |  |  | 2149695.6482 | 0 | 174 | 3724917.1498 | 4608064.8335 | 36498.8525 |  |  | 1976587.3148 | 1056940.7785
4154 | 2800654.592 | 4265529.8599 | 0 |  |  | 1464875.2679 | 0 | 174 | 3724917.1498 | 4608064.8335 | 36498.8525 |  |  | 1976587.3148 | 1056940.7785
4155 | 2838819.738 | 3334868.7996 | 0 |  |  | 496049.0616 | 0 | 174 | 3724917.1498 | 4608064.8335 | 36498.8525 |  |  | 1976587.3148 | 1056940.7785
4156 | 3028460.968 | 2404207.7392 | 0 |  |  | 0 | 624253.2288 | 174 | 3724917.1498 | 4608064.8335 | 36498.8525 |  |  | 1976587.3148 | 1056940.7785
4157 | 3688079.388 | 1473546.6789 | 2892.0996 |  |  | 0 | 2211640.6096 | 174 | 3724917.1498 | 4608064.8335 | 36498.8525 |  |  | 1976587.3148 | 1056940.7785
4158 | 4219170.789 | 659218.2511 | 21579.5121 |  |  | 0 | 3538373.0259 | 174 | 3724917.1498 | 4608064.8335 | 36498.8525 |  |  | 1976587.3148 | 1056940.7785
4159 | 4389709.177 | 193887.7209 | 43270.2587 |  |  | 0 | 4152551.1974 | 174 | 3724917.1498 | 4608064.8335 | 36498.8525 |  |  | 1976587.3148 | 1056940.7785
4160 | 4441212.803 | 116332.6325 | 63292.4864 |  |  | 0 | 4261587.6841 | 174 | 3724917.1498 | 4608064.8335 | 36498.8525 |  |  | 1976587.3148 | 1056940.7785
4161 | 4567530.765 | 387775.4418 | 82758.5411 |  |  | 0 | 4096996.7821 | 174 | 3724917.1498 | 4608064.8335 | 36498.8525 |  |  | 1976587.3148 | 1056940.7785
4162 | 4538231.436 | 1279658.958 | 97552.7427 |  |  | 0 | 3161019.7354 | 174 | 3724917.1498 | 4608064.8335 | 36498.8525 |  |  | 1976587.3148 | 1056940.7785
4163 | 4597597.133 | 2365430.1951 | 97552.7427 |  |  | 0 | 2134614.1953 | 174 | 3724917.1498 | 4608064.8335 | 36498.8525 |  |  | 1976587.3148 | 1056940.7785
4164 | 4478092.07 | 3334868.7996 | 97552.7427 |  |  | 0 | 1045670.5278 | 174 | 3724917.1498 | 4608064.8335 | 36498.8525 |  |  | 1976587.3148 | 1056940.7785
4165 | 4192733.947 | 3955309.5065 | 97552.7427 |  |  | 0 | 139871.6979 | 174 | 3724917.1498 | 4608064.8335 | 36498.8525 |  |  | 1976587.3148 | 1056940.7785
4166 | 4072695.755 | 4575750.2134 | 92769.6549 |  |  | 595824.1133 | 0 | 174 | 3724917.1498 | 4608064.8335 | 36498.8525 |  |  | 1976587.3148 | 1056940.7785
4167 | 4116527.81 | 5196190.9203 | 75639.5268 |  |  | 1155302.6371 | 0 | 174 | 3724917.1498 | 4608064.8335 | 36498.8525 |  |  | 1976587.3148 | 1056940.7785
4168 | 4126201.718 | 6475849.8783 | 53726.311 |  |  | 2403374.4712 | 0 | 174 | 3724917.1498 | 4608064.8335 | 36498.8525 |  |  | 1976587.3148 | 1056940.7785
4169 | 3986342.998 | 7988174.1013 | 31701.8605 |  |  | 4033532.9638 | 0 | 174 | 3724917.1498 | 4608064.8335 | 36498.8525 |  |  | 1976587.3148 | 1056940.7785
4170 | 3710113.254 | 9422943.236 | 14571.7324 |  |  | 5727401.7144 | 0 | 174 | 3724917.1498 | 4608064.8335 | 36498.8525 |  |  | 1976587.3148 | 1056940.7785
4171 | 3477278.714 | 9267833.0593 | 3559.5071 |  |  | 5794113.8525 | 0 | 174 | 3724917.1498 | 4608064.8335 | 36498.8525 |  |  | 1976587.3148 | 1056940.7785
4172 | 3345615.633 | 8918835.1617 | 0 |  |  | 5573219.5287 | 0 | 174 | 3724917.1498 | 4608064.8335 | 36498.8525 |  |  | 1976587.3148 | 1056940.7785
4173 | 3269410.096 | 8724947.4408 | 0 |  |  | 5455537.3448 | 0 | 174 | 3724917.1498 | 4608064.8335 | 36498.8525 |  |  | 1976587.3148 | 1056940.7785
4174 | 3124484.004 | 8414727.0873 | 0 |  |  | 5290243.0833 | 0 | 174 | 3724917.1498 | 4608064.8335 | 36498.8525 |  |  | 1976587.3148 | 1056940.7785
4175 | 2870891.615 | 7367733.3944 | 0 |  |  | 4496841.7794 | 0 | 174 | 3724917.1498 | 4608064.8335 | 36498.8525 |  |  | 1976587.3148 | 1056940.7785
4176 | 2704327.186 | 5506411.2737 | 0 |  |  | 2802084.0877 | 0 | 174 | 3724917.1498 | 4608064.8335 | 36498.8525 |  |  | 1976587.3148 | 1056940.7785
4177 | 2626802.265 | 3683866.6972 | 0 |  |  | 1057064.4322 | 0 | 175 | 3155573.5 | 2410670.6633 | 36420.0614 |  |  | 684655.0294 | 1393137.8048
4178 | 2575254.231 | 2947093.3578 | 0 |  |  | 371839.1268 | 0 | 175 | 3155573.5 | 2410670.6633 | 36420.0614 |  |  | 684655.0294 | 1393137.8048
4179 | 2536313.982 | 1124548.7813 | 0 |  |  | 0 | 1411765.2007 | 175 | 3155573.5 | 2410670.6633 | 36420.0614 |  |  | 684655.0294 | 1393137.8048
4180 | 2518070.041 | 116332.6325 | 333.7038 |  |  | 0 | 2401403.7047 | 175 | 3155573.5 | 2410670.6633 | 36420.0614 |  |  | 684655.0294 | 1393137.8048
4181 | 2675807.434 | 0 | 6340.3721 |  |  | 0 | 2669467.0619 | 175 | 3155573.5 | 2410670.6633 | 36420.0614 |  |  | 684655.0294 | 1393137.8048
4182 | 2936983.761 | 0 | 20467.1661 |  |  | 0 | 2916516.5949 | 175 | 3155573.5 | 2410670.6633 | 36420.0614 |  |  | 684655.0294 | 1393137.8048
4183 | 3224091.133 | 0 | 41379.2705 |  |  | 0 | 3182711.8625 | 175 | 3155573.5 | 2410670.6633 | 36420.0614 |  |  | 684655.0294 | 1393137.8048
4184 | 3438012.336 | 38777.5442 | 67296.9319 |  |  | 0 | 3331937.8599 | 175 | 3155573.5 | 2410670.6633 | 36420.0614 |  |  | 684655.0294 | 1393137.8048
4185 | 3578431.04 | 155110.1767 | 86874.2212 |  |  | 0 | 3336446.642 | 175 | 3155573.5 | 2410670.6633 | 36420.0614 |  |  | 684655.0294 | 1393137.8048
4186 | 3634137.405 | 504108.0744 | 97552.7427 |  |  | 0 | 3032476.588 | 175 | 3155573.5 | 2410670.6633 | 36420.0614 |  |  | 684655.0294 | 1393137.8048
4187 | 3594067.241 | 969438.6045 | 97552.7427 |  |  | 0 | 2527075.8938 | 175 | 3155573.5 | 2410670.6633 | 36420.0614 |  |  | 684655.0294 | 1393137.8048
4188 | 3588731.091 | 1357214.0463 | 97552.7427 |  |  | 0 | 2133964.302 | 175 | 3155573.5 | 2410670.6633 | 36420.0614 |  |  | 684655.0294 | 1393137.8048
4189 | 3535370.169 | 1628656.8556 | 97552.7427 |  |  | 0 | 1809160.5707 | 175 | 3155573.5 | 2410670.6633 | 36420.0614 |  |  | 684655.0294 | 1393137.8048
4190 | 3484362.702 | 1783767.0323 | 87207.925 |  |  | 0 | 1613387.7446 | 175 | 3155573.5 | 2410670.6633 | 36420.0614 |  |  | 684655.0294 | 1393137.8048
4191 | 3536084.337 | 2016432.2974 | 70745.2045 |  |  | 0 | 1448906.8351 | 175 | 3155573.5 | 2410670.6633 | 36420.0614 |  |  | 684655.0294 | 1393137.8048
4192 | 3703281.341 | 2520540.3718 | 53281.3726 |  |  | 0 | 1129459.5967 | 175 | 3155573.5 | 2410670.6633 | 36420.0614 |  |  | 684655.0294 | 1393137.8048
4193 | 3578332.495 | 3063425.9903 | 32035.5643 |  |  | 0 | 482870.9404 | 175 | 3155573.5 | 2410670.6633 | 36420.0614 |  |  | 684655.0294 | 1393137.8048
4194 | 3404164.296 | 3683866.6972 | 14794.2016 |  |  | 294496.6028 | 0 | 175 | 3155573.5 | 2410670.6633 | 36420.0614 |  |  | 684655.0294 | 1393137.8048
4195 | 3237665.287 | 3722644.2414 | 3114.5688 |  |  | 488093.5232 | 0 | 175 | 3155573.5 | 2410670.6633 | 36420.0614 |  |  | 684655.0294 | 1393137.8048
4196 | 3109959.452 | 3102203.5345 | 0 |  |  | 0 | 7755.9175 | 175 | 3155573.5 | 2410670.6633 | 36420.0614 |  |  | 684655.0294 | 1393137.8048
4197 | 3028872.614 | 3800199.3298 | 0 |  |  | 771326.7158 | 0 | 175 | 3155573.5 | 2410670.6633 | 36420.0614 |  |  | 684655.0294 | 1393137.8048
4198 | 2905147.517 | 5467633.7296 | 0 |  |  | 2562486.2126 | 0 | 175 | 3155573.5 | 2410670.6633 | 36420.0614 |  |  | 684655.0294 | 1393137.8048
4199 | 2710440.339 | 7328955.8503 | 0 |  |  | 4618515.5113 | 0 | 175 | 3155573.5 | 2410670.6633 | 36420.0614 |  |  | 684655.0294 | 1393137.8048
4200 | 2573381.492 | 8841280.0733 | 0 |  |  | 6267898.5813 | 0 | 175 | 3155573.5 | 2410670.6633 | 36420.0614 |  |  | 684655.0294 | 1393137.8048
4201 | 2496033.203 | 9849496.222 | 0 |  |  | 7353463.019 | 0 | 176 | 3153045.9544 | 4414177.1126 | 30696.1143 |  |  | 1888880.4181 | 597053.1456
4202 | 2464229.127 | 10276049.208 | 0 |  |  | 7811820.081 | 0 | 176 | 3153045.9544 | 4414177.1126 | 30696.1143 |  |  | 1888880.4181 | 597053.1456
4203 | 2375911.229 | 9927051.3104 | 0 |  |  | 7551140.0814 | 0 | 176 | 3153045.9544 | 4414177.1126 | 30696.1143 |  |  | 1888880.4181 | 597053.1456
4204 | 2373987.573 | 9345388.1477 | 333.7038 |  |  | 6971734.2785 | 0 | 176 | 3153045.9544 | 4414177.1126 | 30696.1143 |  |  | 1888880.4181 | 597053.1456
4205 | 2542492.551 | 8298394.4548 | 6896.5451 |  |  | 5762798.4489 | 0 | 176 | 3153045.9544 | 4414177.1126 | 30696.1143 |  |  | 1888880.4181 | 597053.1456
4206 | 2781465.037 | 6281962.1574 | 20022.2277 |  |  | 3520519.348 | 0 | 176 | 3153045.9544 | 4414177.1126 | 30696.1143 |  |  | 1888880.4181 | 597053.1456
4207 | 3088989.148 | 4381862.4925 | 36484.9482 |  |  | 1329358.2927 | 0 | 176 | 3153045.9544 | 4414177.1126 | 30696.1143 |  |  | 1888880.4181 | 597053.1456
4208 | 3374804.912 | 4614527.7576 | 52836.4342 |  |  | 1292559.2797 | 0 | 176 | 3153045.9544 | 4414177.1126 | 30696.1143 |  |  | 1888880.4181 | 597053.1456
4209 | 3552219.327 | 4110419.6832 | 66407.0551 |  |  | 624607.4114 | 0 | 176 | 3153045.9544 | 4414177.1126 | 30696.1143 |  |  | 1888880.4181 | 597053.1456
4210 | 3631987.997 | 3179758.6229 | 76195.6998 |  |  | 0 | 376033.6743 | 176 | 3153045.9544 | 4414177.1126 | 30696.1143 |  |  | 1888880.4181 | 597053.1456
4211 | 3618480.758 | 2636873.0043 | 80978.7875 |  |  | 0 | 900628.9662 | 176 | 3153045.9544 | 4414177.1126 | 30696.1143 |  |  | 1888880.4181 | 597053.1456
4212 | 3646062.268 | 2791983.181 | 81423.7259 |  |  | 0 | 772655.361 | 176 | 3153045.9544 | 4414177.1126 | 30696.1143 |  |  | 1888880.4181 | 597053.1456
4213 | 3532892.3 | 3334868.7996 | 78865.3302 |  |  | 0 | 119158.1703 | 176 | 3153045.9544 | 4414177.1126 | 30696.1143 |  |  | 1888880.4181 | 597053.1456
4214 | 3449389.683 | 3877754.4181 | 73081.131 |  |  | 501445.8662 | 0 | 176 | 3153045.9544 | 4414177.1126 | 30696.1143 |  |  | 1888880.4181 | 597053.1456
4215 | 3506267.686 | 4032864.5948 | 63070.0172 |  |  | 589666.9261 | 0 | 176 | 3153045.9544 | 4414177.1126 | 30696.1143 |  |  | 1888880.4181 | 597053.1456
4216 | 3702340.526 | 4032864.5948 | 49388.1616 |  |  | 379912.2305 | 0 | 176 | 3153045.9544 | 4414177.1126 | 30696.1143 |  |  | 1888880.4181 | 597053.1456
4217 | 3714235.415 | 3722644.2414 | 32702.9719 |  |  | 41111.7983 | 0 | 176 | 3153045.9544 | 4414177.1126 | 30696.1143 |  |  | 1888880.4181 | 597053.1456
4218 | 3527237.847 | 2985870.902 | 15239.14 |  |  | 0 | 526127.8051 | 176 | 3153045.9544 | 4414177.1126 | 30696.1143 |  |  | 1888880.4181 | 597053.1456
4219 | 3364832.174 | 1706211.944 | 2780.865 |  |  | 0 | 1655839.3651 | 176 | 3153045.9544 | 4414177.1126 | 30696.1143 |  |  | 1888880.4181 | 597053.1456
4220 | 3200738.546 | 348997.8976 | 0 |  |  | 0 | 2851740.6484 | 176 | 3153045.9544 | 4414177.1126 | 30696.1143 |  |  | 1888880.4181 | 597053.1456
4221 | 3135152.639 | 77555.0884 | 0 |  |  | 0 | 3057597.5506 | 176 | 3153045.9544 | 4414177.1126 | 30696.1143 |  |  | 1888880.4181 | 597053.1456
4222 | 3008048.942 | 155110.1767 | 0 |  |  | 0 | 2852938.7653 | 176 | 3153045.9544 | 4414177.1126 | 30696.1143 |  |  | 1888880.4181 | 597053.1456
4223 | 2845212.043 | 1628656.8556 | 0 |  |  | 0 | 1216555.1874 | 176 | 3153045.9544 | 4414177.1126 | 30696.1143 |  |  | 1888880.4181 | 597053.1456
4224 | 2740091.975 | 4343084.9483 | 0 |  |  | 1602992.9733 | 0 | 176 | 3153045.9544 | 4414177.1126 | 30696.1143 |  |  | 1888880.4181 | 597053.1456
4225 | 2690628.194 | 7328955.8503 | 0 |  |  | 4638327.6563 | 0 | 177 | 3727652.0267 | 4919900.918 | 30478.2799 |  |  | 1743842.1694 | 521114.9982
4226 | 2700478.554 | 10159716.5755 | 0 |  |  | 7459238.0215 | 0 | 177 | 3727652.0267 | 4919900.918 | 30478.2799 |  |  | 1743842.1694 | 521114.9982
4227 | 2701256.519 | 11594485.7102 | 0 |  |  | 8893229.1912 | 0 | 177 | 3727652.0267 | 4919900.918 | 30478.2799 |  |  | 1743842.1694 | 521114.9982
4228 | 2856942.078 | 9849496.222 | 0 |  |  | 6992554.144 | 0 | 177 | 3727652.0267 | 4919900.918 | 30478.2799 |  |  | 1743842.1694 | 521114.9982
4229 | 3378279.378 | 7639176.2037 | 4004.4455 |  |  | 4264901.2712 | 0 | 177 | 3727652.0267 | 4919900.918 | 30478.2799 |  |  | 1743842.1694 | 521114.9982
4230 | 3975609.819 | 5545188.8179 | 21468.2775 |  |  | 1591047.2764 | 0 | 177 | 3727652.0267 | 4919900.918 | 30478.2799 |  |  | 1743842.1694 | 521114.9982
4231 | 4291404.575 | 4187974.7716 | 43270.2587 |  |  | 0 | 60159.5447 | 177 | 3727652.0267 | 4919900.918 | 30478.2799 |  |  | 1743842.1694 | 521114.9982
4232 | 4353405.681 | 3916531.9623 | 63070.0172 |  |  | 0 | 373803.7015 | 177 | 3727652.0267 | 4919900.918 | 30478.2799 |  |  | 1743842.1694 | 521114.9982
4233 | 4474144.046 | 3916531.9623 | 77419.2804 |  |  | 0 | 480192.8033 | 177 | 3727652.0267 | 4919900.918 | 30478.2799 |  |  | 1743842.1694 | 521114.9982
4234 | 4491569.98 | 4730860.3901 | 84427.0601 |  |  | 323717.4702 | 0 | 177 | 3727652.0267 | 4919900.918 | 30478.2799 |  |  | 1743842.1694 | 521114.9982
4235 | 4409137.809 | 5855409.1714 | 85761.8752 |  |  | 1532033.2376 | 0 | 177 | 3727652.0267 | 4919900.918 | 30478.2799 |  |  | 1743842.1694 | 521114.9982
4236 | 4423646.926 | 6165629.5248 | 84871.9985 |  |  | 1826854.5973 | 0 | 177 | 3727652.0267 | 4919900.918 | 30478.2799 |  |  | 1743842.1694 | 521114.9982
4237 | 4338612.457 | 5661521.4505 | 76195.6998 |  |  | 1399104.6933 | 0 | 177 | 3727652.0267 | 4919900.918 | 30478.2799 |  |  | 1743842.1694 | 521114.9982
4238 | 4196205.258 | 5002303.1994 | 63403.721 |  |  | 869501.6624 | 0 | 177 | 3727652.0267 | 4919900.918 | 30478.2799 |  |  | 1743842.1694 | 521114.9982
4239 | 4099750.337 | 4536972.6692 | 44271.3701 |  |  | 481493.7023 | 0 | 177 | 3727652.0267 | 4919900.918 | 30478.2799 |  |  | 1743842.1694 | 521114.9982
4240 | 4294253.296 | 4692082.8459 | 36707.4174 |  |  | 434536.9674 | 0 | 177 | 3727652.0267 | 4919900.918 | 30478.2799 |  |  | 1743842.1694 | 521114.9982
4241 | 4206120.624 | 4847193.0227 | 27474.9458 |  |  | 668547.3444 | 0 | 177 | 3727652.0267 | 4919900.918 | 30478.2799 |  |  | 1743842.1694 | 521114.9982
4242 | 3958309.407 | 4420640.0367 | 14794.2016 |  |  | 477124.8312 | 0 | 177 | 3727652.0267 | 4919900.918 | 30478.2799 |  |  | 1743842.1694 | 521114.9982
4243 | 3743767.886 | 3257313.7112 | 4338.1493 |  |  | 0 | 482116.0254 | 177 | 3727652.0267 | 4919900.918 | 30478.2799 |  |  | 1743842.1694 | 521114.9982
4244 | 3534308.754 | 2016432.2974 | 0 |  |  | 0 | 1517876.4566 | 177 | 3727652.0267 | 4919900.918 | 30478.2799 |  |  | 1743842.1694 | 521114.9982
4245 | 3417038.312 | 1240881.4138 | 0 |  |  | 0 | 2176156.8982 | 177 | 3727652.0267 | 4919900.918 | 30478.2799 |  |  | 1743842.1694 | 521114.9982
4246 | 3194811.748 | 736773.3394 | 0 |  |  | 0 | 2458038.4086 | 177 | 3727652.0267 | 4919900.918 | 30478.2799 |  |  | 1743842.1694 | 521114.9982
4247 | 2933428.034 | 465330.5302 | 0 |  |  | 0 | 2468097.5038 | 177 | 3727652.0267 | 4919900.918 | 30478.2799 |  |  | 1743842.1694 | 521114.9982
4248 | 2800538.969 | 310220.3534 | 0 |  |  | 0 | 2490318.6156 | 177 | 3727652.0267 | 4919900.918 | 30478.2799 |  |  | 1743842.1694 | 521114.9982
4249 | 2738658.303 | 232665.2651 | 0 |  |  | 0 | 2505993.0379 | 178 | 3652534.8278 | 2665956.1625 | 29342.7601 |  |  | 445504.4818 | 1402740.387
4250 | 2733793.376 | 155110.1767 | 0 |  |  | 0 | 2578683.1993 | 178 | 3652534.8278 | 2665956.1625 | 29342.7601 |  |  | 445504.4818 | 1402740.387
4251 | 2723450.728 | 116332.6325 | 0 |  |  | 0 | 2607118.0955 | 178 | 3652534.8278 | 2665956.1625 | 29342.7601 |  |  | 445504.4818 | 1402740.387
4252 | 2888468.69 | 77555.0884 | 1001.1114 |  |  | 0 | 2809912.4903 | 178 | 3652534.8278 | 2665956.1625 | 29342.7601 |  |  | 445504.4818 | 1402740.387
4253 | 3367117.671 | 0 | 7230.2489 |  |  | 0 | 3359887.4221 | 178 | 3652534.8278 | 2665956.1625 | 29342.7601 |  |  | 445504.4818 | 1402740.387
4254 | 3932368.531 | 0 | 19466.0547 |  |  | 0 | 3912902.4763 | 178 | 3652534.8278 | 2665956.1625 | 29342.7601 |  |  | 445504.4818 | 1402740.387
4255 | 4184575.386 | 0 | 38042.2326 |  |  | 0 | 4146533.1534 | 178 | 3652534.8278 | 2665956.1625 | 29342.7601 |  |  | 445504.4818 | 1402740.387
4256 | 4258155.566 | 116332.6325 | 59621.7447 |  |  | 0 | 4082201.1888 | 178 | 3652534.8278 | 2665956.1625 | 29342.7601 |  |  | 445504.4818 | 1402740.387
4257 | 4358677.581 | 1318436.5022 | 79199.0339 |  |  | 0 | 2961042.0449 | 178 | 3652534.8278 | 2665956.1625 | 29342.7601 |  |  | 445504.4818 | 1402740.387
4258 | 4343097.294 | 2249097.5625 | 91101.136 |  |  | 0 | 2002898.5955 | 178 | 3652534.8278 | 2665956.1625 | 29342.7601 |  |  | 445504.4818 | 1402740.387
4259 | 4284269.01 | 2908315.8136 | 94104.4701 |  |  | 0 | 1281848.7263 | 178 | 3652534.8278 | 2665956.1625 | 29342.7601 |  |  | 445504.4818 | 1402740.387
4260 | 4298411.635 | 3334868.7996 | 89766.3208 |  |  | 0 | 873776.5146 | 178 | 3652534.8278 | 2665956.1625 | 29342.7601 |  |  | 445504.4818 | 1402740.387
4261 | 4199819.332 | 3722644.2414 | 75194.5884 |  |  | 0 | 401980.5022 | 178 | 3652534.8278 | 2665956.1625 | 29342.7601 |  |  | 445504.4818 | 1402740.387
4262 | 4043044.015 | 3877754.4181 | 56952.1143 |  |  | 0 | 108337.4826 | 178 | 3652534.8278 | 2665956.1625 | 29342.7601 |  |  | 445504.4818 | 1402740.387
4263 | 3951231.875 | 3877754.4181 | 40823.0976 |  |  | 0 | 32654.3593 | 178 | 3652534.8278 | 2665956.1625 | 29342.7601 |  |  | 445504.4818 | 1402740.387
4264 | 4120604.053 | 4265529.8599 | 27363.7112 |  |  | 172289.5181 | 0 | 178 | 3652534.8278 | 2665956.1625 | 29342.7601 |  |  | 445504.4818 | 1402740.387
4265 | 4046491.594 | 4808415.4785 | 16017.7821 |  |  | 777941.6666 | 0 | 178 | 3652534.8278 | 2665956.1625 | 29342.7601 |  |  | 445504.4818 | 1402740.387
4266 | 3844796.984 | 5390078.6412 | 6785.3105 |  |  | 1552066.9677 | 0 | 178 | 3652534.8278 | 2665956.1625 | 29342.7601 |  |  | 445504.4818 | 1402740.387
4267 | 3649465.238 | 5545188.8179 | 1557.2844 |  |  | 1897280.8643 | 0 | 178 | 3652534.8278 | 2665956.1625 | 29342.7601 |  |  | 445504.4818 | 1402740.387
4268 | 3480739.044 | 4924748.111 | 0 |  |  | 1444009.067 | 0 | 178 | 3652534.8278 | 2665956.1625 | 29342.7601 |  |  | 445504.4818 | 1402740.387
4269 | 3366050.801 | 4769637.9343 | 0 |  |  | 1403587.1333 | 0 | 178 | 3652534.8278 | 2665956.1625 | 29342.7601 |  |  | 445504.4818 | 1402740.387
4270 | 3138901.526 | 4459417.5808 | 0 |  |  | 1320516.0548 | 0 | 178 | 3652534.8278 | 2665956.1625 | 29342.7601 |  |  | 445504.4818 | 1402740.387
4271 | 2913828.259 | 4187974.7716 | 0 |  |  | 1274146.5126 | 0 | 178 | 3652534.8278 | 2665956.1625 | 29342.7601 |  |  | 445504.4818 | 1402740.387
4272 | 2794819.375 | 3645089.153 | 0 |  |  | 850269.778 | 0 | 178 | 3652534.8278 | 2665956.1625 | 29342.7601 |  |  | 445504.4818 | 1402740.387
4273 | 2730594.385 | 2908315.8136 | 0 |  |  | 177721.4286 | 0 | 179 | 3724749.8994 | 8746661.7112 | 22441.5802 |  |  | 5537988.5561 | 493635.1641
4274 | 2722810.197 | 2210320.0183 | 0 |  |  | 0 | 512490.1787 | 179 | 3724749.8994 | 8746661.7112 | 22441.5802 |  |  | 5537988.5561 | 493635.1641
4275 | 2706415.493 | 1744989.4882 | 0 |  |  | 0 | 961426.0048 | 179 | 3724749.8994 | 8746661.7112 | 22441.5802 |  |  | 5537988.5561 | 493635.1641
4276 | 2848463.822 | 1395991.5905 | 1001.1114 |  |  | 0 | 1451471.1201 | 179 | 3724749.8994 | 8746661.7112 | 22441.5802 |  |  | 5537988.5561 | 493635.1641
4277 | 3340116.524 | 1240881.4138 | 7230.2489 |  |  | 0 | 2092004.8613 | 179 | 3724749.8994 | 8746661.7112 | 22441.5802 |  |  | 5537988.5561 | 493635.1641
4278 | 3912331.916 | 1434769.1347 | 16240.2513 |  |  | 0 | 2461322.53 | 179 | 3724749.8994 | 8746661.7112 | 22441.5802 |  |  | 5537988.5561 | 493635.1641
4279 | 4213007.574 | 1202103.8696 | 25361.4884 |  |  | 0 | 2985542.216 | 179 | 3724749.8994 | 8746661.7112 | 22441.5802 |  |  | 5537988.5561 | 493635.1641
4280 | 4287564.196 | 2869538.2694 | 35038.8984 |  |  | 0 | 1382987.0281 | 179 | 3724749.8994 | 8746661.7112 | 22441.5802 |  |  | 5537988.5561 | 493635.1641
4281 | 4394883.413 | 5196190.9203 | 40823.0976 |  |  | 842130.6048 | 0 | 179 | 3724749.8994 | 8746661.7112 | 22441.5802 |  |  | 5537988.5561 | 493635.1641
4282 | 4412227.735 | 7639176.2037 | 48275.8156 |  |  | 3275224.2843 | 0 | 179 | 3724749.8994 | 8746661.7112 | 22441.5802 |  |  | 5537988.5561 | 493635.1641
4283 | 4360146.017 | 10314826.7522 | 45383.7161 |  |  | 6000064.4513 | 0 | 179 | 3724749.8994 | 8746661.7112 | 22441.5802 |  |  | 5537988.5561 | 493635.1641
4284 | 4533094.731 | 13145587.4774 | 53615.0764 |  |  | 8666107.8228 | 0 | 179 | 3724749.8994 | 8746661.7112 | 22441.5802 |  |  | 5537988.5561 | 493635.1641
4285 | 4373423.368 | 13339475.1983 | 50611.7422 |  |  | 9016663.5725 | 0 | 179 | 3724749.8994 | 8746661.7112 | 22441.5802 |  |  | 5537988.5561 | 493635.1641
4286 | 4203470.498 | 13339475.1983 | 60400.3868 |  |  | 9196405.0872 | 0 | 179 | 3724749.8994 | 8746661.7112 | 22441.5802 |  |  | 5537988.5561 | 493635.1641
4287 | 4101209.285 | 13339475.1983 | 55617.2991 |  |  | 9293883.2125 | 0 | 179 | 3724749.8994 | 8746661.7112 | 22441.5802 |  |  | 5537988.5561 | 493635.1641
4288 | 4283916.094 | 13339475.1983 | 48164.581 |  |  | 9103723.6854 | 0 | 179 | 3724749.8994 | 8746661.7112 | 22441.5802 |  |  | 5537988.5561 | 493635.1641
4289 | 4192140.748 | 13339475.1983 | 30255.8107 |  |  | 9177590.2611 | 0 | 179 | 3724749.8994 | 8746661.7112 | 22441.5802 |  |  | 5537988.5561 | 493635.1641
4290 | 3959411.835 | 13339475.1983 | 15572.8438 |  |  | 9395636.2071 | 0 | 179 | 3724749.8994 | 8746661.7112 | 22441.5802 |  |  | 5537988.5561 | 493635.1641
4291 | 3741387.352 | 13339475.1983 | 5005.5569 |  |  | 9603093.4033 | 0 | 179 | 3724749.8994 | 8746661.7112 | 22441.5802 |  |  | 5537988.5561 | 493635.1641
4292 | 3558638.599 | 13339475.1983 | 0 |  |  | 9780836.5993 | 0 | 179 | 3724749.8994 | 8746661.7112 | 22441.5802 |  |  | 5537988.5561 | 493635.1641
4293 | 3456866.655 | 13339475.1983 | 0 |  |  | 9882608.5433 | 0 | 179 | 3724749.8994 | 8746661.7112 | 22441.5802 |  |  | 5537988.5561 | 493635.1641
4294 | 3210950.725 | 13339475.1983 | 0 |  |  | 10128524.4733 | 0 | 179 | 3724749.8994 | 8746661.7112 | 22441.5802 |  |  | 5537988.5561 | 493635.1641
4295 | 2992370.708 | 13240176.9813 | 0 |  |  | 10247806.2733 | 0 | 179 | 3724749.8994 | 8746661.7112 | 22441.5802 |  |  | 5537988.5561 | 493635.1641
4296 | 2858555.715 | 11982261.152 | 0 |  |  | 9123705.437 | 0 | 179 | 3724749.8994 | 8746661.7112 | 22441.5802 |  |  | 5537988.5561 | 493635.1641
4297 | 2792556.465 | 8724947.4408 | 0 |  |  | 5932390.9758 | 0 | 180 | 3772741.1009 | 3254082.2492 | 25023.1498 |  |  | 796227.5359 | 1289863.2377
4298 | 2782240.84 | 6475849.8783 | 0 |  |  | 3693609.0383 | 0 | 180 | 3772741.1009 | 3254082.2492 | 25023.1498 |  |  | 796227.5359 | 1289863.2377
4299 | 2803126.475 | 5428856.1854 | 0 |  |  | 2625729.7104 | 0 | 180 | 3772741.1009 | 3254082.2492 | 25023.1498 |  |  | 796227.5359 | 1289863.2377
4300 | 2963747.119 | 5196190.9203 | 889.8768 |  |  | 2233333.6781 | 0 | 180 | 3772741.1009 | 3254082.2492 | 25023.1498 |  |  | 796227.5359 | 1289863.2377
4301 | 3436343.332 | 5467633.7296 | 4560.6185 |  |  | 2035851.0161 | 0 | 180 | 3772741.1009 | 3254082.2492 | 25023.1498 |  |  | 796227.5359 | 1289863.2377
4302 | 4010709.333 | 5002303.1994 | 8453.8295 |  |  | 1000047.6958 | 0 | 180 | 3772741.1009 | 3254082.2492 | 25023.1498 |  |  | 796227.5359 | 1289863.2377
4303 | 4294633.237 | 4885970.5668 | 14015.5594 |  |  | 605352.8892 | 0 | 180 | 3772741.1009 | 3254082.2492 | 25023.1498 |  |  | 796227.5359 | 1289863.2377
4304 | 4395296.481 | 5351301.097 | 27141.242 |  |  | 983145.858 | 0 | 180 | 3772741.1009 | 3254082.2492 | 25023.1498 |  |  | 796227.5359 | 1289863.2377
4305 | 4537818.152 | 4459417.5808 | 46829.7659 |  |  | 0 | 31570.8053 | 180 | 3772741.1009 | 3254082.2492 | 25023.1498 |  |  | 796227.5359 | 1289863.2377
4306 | 4538083.393 | 3373646.3438 | 61512.7328 |  |  | 0 | 1102924.3164 | 180 | 3772741.1009 | 3254082.2492 | 25023.1498 |  |  | 796227.5359 | 1289863.2377
4307 | 4455460.952 | 2908315.8136 | 65294.7092 |  |  | 0 | 1481850.4292 | 180 | 3772741.1009 | 3254082.2492 | 25023.1498 |  |  | 796227.5359 | 1289863.2377
4308 | 4461748.291 | 2947093.3578 | 64738.5362 |  |  | 0 | 1449916.397 | 180 | 3772741.1009 | 3254082.2492 | 25023.1498 |  |  | 796227.5359 | 1289863.2377
4309 | 4373992.298 | 2753205.6369 | 71635.0813 |  |  | 0 | 1549151.5799 | 180 | 3772741.1009 | 3254082.2492 | 25023.1498 |  |  | 796227.5359 | 1289863.2377
4310 | 4223294.43 | 2287875.1067 | 74638.4154 |  |  | 0 | 1860780.9079 | 180 | 3772741.1009 | 3254082.2492 | 25023.1498 |  |  | 796227.5359 | 1289863.2377
4311 | 4166037.682 | 1938877.2091 | 65739.6476 |  |  | 0 | 2161420.8254 | 180 | 3772741.1009 | 3254082.2492 | 25023.1498 |  |  | 796227.5359 | 1289863.2377
4312 | 4335734.949 | 1938877.2091 | 45939.8891 |  |  | 0 | 2350917.8509 | 180 | 3772741.1009 | 3254082.2492 | 25023.1498 |  |  | 796227.5359 | 1289863.2377
4313 | 4207746.558 | 1938877.2091 | 29365.9339 |  |  | 0 | 2239503.415 | 180 | 3772741.1009 | 3254082.2492 | 25023.1498 |  |  | 796227.5359 | 1289863.2377
4314 | 4015577.713 | 1589879.3114 | 15016.6708 |  |  | 0 | 2410681.7308 | 180 | 3772741.1009 | 3254082.2492 | 25023.1498 |  |  | 796227.5359 | 1289863.2377
4315 | 3780580.129 | 1202103.8696 | 4783.0877 |  |  | 0 | 2573693.1717 | 180 | 3772741.1009 | 3254082.2492 | 25023.1498 |  |  | 796227.5359 | 1289863.2377
4316 | 3598936.087 | 969438.6045 | 0 |  |  | 0 | 2629497.4825 | 180 | 3772741.1009 | 3254082.2492 | 25023.1498 |  |  | 796227.5359 | 1289863.2377
4317 | 3433274.803 | 814328.4278 | 0 |  |  | 0 | 2618946.3752 | 180 | 3772741.1009 | 3254082.2492 | 25023.1498 |  |  | 796227.5359 | 1289863.2377
4318 | 3160975.883 | 775550.8836 | 0 |  |  | 0 | 2385424.9994 | 180 | 3772741.1009 | 3254082.2492 | 25023.1498 |  |  | 796227.5359 | 1289863.2377
4319 | 2962735.08 | 736773.3394 | 0 |  |  | 0 | 2225961.7406 | 180 | 3772741.1009 | 3254082.2492 | 25023.1498 |  |  | 796227.5359 | 1289863.2377
4320 | 2815136.739 | 930661.0603 | 0 |  |  | 0 | 1884475.6787 | 180 | 3772741.1009 | 3254082.2492 | 25023.1498 |  |  | 796227.5359 | 1289863.2377
4321 | 2753337.64 | 1279658.958 | 0 |  |  | 0 | 1473678.682 | 181 | 3625731.922 | 4717934.5421 | 34830.3336 |  |  | 1426916.7643 | 299883.8106
4322 | 2749115.022 | 1783767.0323 | 0 |  |  | 0 | 965347.9897 | 181 | 3625731.922 | 4717934.5421 | 34830.3336 |  |  | 1426916.7643 | 299883.8106
4323 | 2782544.362 | 2404207.7392 | 0 |  |  | 0 | 378336.6228 | 181 | 3625731.922 | 4717934.5421 | 34830.3336 |  |  | 1426916.7643 | 299883.8106
4324 | 2929545.045 | 3218536.167 | 0 |  |  | 288991.122 | 0 | 181 | 3625731.922 | 4717934.5421 | 34830.3336 |  |  | 1426916.7643 | 299883.8106
4325 | 3407729.934 | 3877754.4181 | 3114.5688 |  |  | 473139.0529 | 0 | 181 | 3625731.922 | 4717934.5421 | 34830.3336 |  |  | 1426916.7643 | 299883.8106
4326 | 3968714.938 | 4187974.7716 | 21134.5737 |  |  | 240394.4072 | 0 | 181 | 3625731.922 | 4717934.5421 | 34830.3336 |  |  | 1426916.7643 | 299883.8106
4327 | 4261927.582 | 3140981.0787 | 44048.9009 |  |  | 0 | 1076897.6024 | 181 | 3625731.922 | 4717934.5421 | 34830.3336 |  |  | 1426916.7643 | 299883.8106
4328 | 4350188.261 | 2985870.902 | 63737.4248 |  |  | 0 | 1300579.9343 | 181 | 3625731.922 | 4717934.5421 | 34830.3336 |  |  | 1426916.7643 | 299883.8106
4329 | 4475177.066 | 3645089.153 | 78865.3302 |  |  | 0 | 751222.5828 | 181 | 3625731.922 | 4717934.5421 | 34830.3336 |  |  | 1426916.7643 | 299883.8106
4330 | 4422449.903 | 3645089.153 | 87652.8634 |  |  | 0 | 689707.8865 | 181 | 3625731.922 | 4717934.5421 | 34830.3336 |  |  | 1426916.7643 | 299883.8106
4331 | 4297630.443 | 3645089.153 | 91101.136 |  |  | 0 | 561440.154 | 181 | 3625731.922 | 4717934.5421 | 34830.3336 |  |  | 1426916.7643 | 299883.8106
4332 | 4218320.128 | 4187974.7716 | 91768.5435 |  |  | 61423.1871 | 0 | 181 | 3625731.922 | 4717934.5421 | 34830.3336 |  |  | 1426916.7643 | 299883.8106
4333 | 4085979.531 | 5041080.7436 | 92658.4203 |  |  | 1047759.6329 | 0 | 181 | 3625731.922 | 4717934.5421 | 34830.3336 |  |  | 1426916.7643 | 299883.8106
4334 | 3950280.263 | 5739076.5388 | 84427.0601 |  |  | 1873223.3359 | 0 | 181 | 3625731.922 | 4717934.5421 | 34830.3336 |  |  | 1426916.7643 | 299883.8106
4335 | 3929364.713 | 6088074.4365 | 71412.6121 |  |  | 2230122.3355 | 0 | 181 | 3625731.922 | 4717934.5421 | 34830.3336 |  |  | 1426916.7643 | 299883.8106
4336 | 4086040.225 | 6281962.1574 | 54949.8915 |  |  | 2250871.8239 | 0 | 181 | 3625731.922 | 4717934.5421 | 34830.3336 |  |  | 1426916.7643 | 299883.8106
4337 | 4031664.69 | 6553404.9666 | 35483.8368 |  |  | 2557224.1135 | 0 | 181 | 3625731.922 | 4717934.5421 | 34830.3336 |  |  | 1426916.7643 | 299883.8106
4338 | 3772540.114 | 6863625.3201 | 14682.967 |  |  | 3105768.173 | 0 | 181 | 3625731.922 | 4717934.5421 | 34830.3336 |  |  | 1426916.7643 | 299883.8106
4339 | 3510700.885 | 6204407.069 | 889.8768 |  |  | 2694596.0608 | 0 | 181 | 3625731.922 | 4717934.5421 | 34830.3336 |  |  | 1426916.7643 | 299883.8106
4340 | 3335543.714 | 5661521.4505 | 0 |  |  | 2325977.7365 | 0 | 181 | 3625731.922 | 4717934.5421 | 34830.3336 |  |  | 1426916.7643 | 299883.8106
4341 | 3213382.657 | 6126851.9806 | 0 |  |  | 2913469.3236 | 0 | 181 | 3625731.922 | 4717934.5421 | 34830.3336 |  |  | 1426916.7643 | 299883.8106
4342 | 3008710.682 | 6630960.055 | 0 |  |  | 3622249.373 | 0 | 181 | 3625731.922 | 4717934.5421 | 34830.3336 |  |  | 1426916.7643 | 299883.8106
4343 | 2817222.85 | 6941180.4084 | 0 |  |  | 4123957.5584 | 0 | 181 | 3625731.922 | 4717934.5421 | 34830.3336 |  |  | 1426916.7643 | 299883.8106
4344 | 2659455.479 | 7096290.5852 | 0 |  |  | 4436835.1062 | 0 | 181 | 3625731.922 | 4717934.5421 | 34830.3336 |  |  | 1426916.7643 | 299883.8106
4345 | 2557055.341 | 7406510.9386 | 0 |  |  | 4849455.5976 | 0 | 182 | 3037190.2973 | 9094949.8415 | 32865.189 |  |  | 6095493.7505 | 4869.0173
4346 | 2525827.288 | 7716731.2921 | 0 |  |  | 5190904.0041 | 0 | 182 | 3037190.2973 | 9094949.8415 | 32865.189 |  |  | 6095493.7505 | 4869.0173
4347 | 2474759.217 | 7561621.1153 | 0 |  |  | 5086861.8983 | 0 | 182 | 3037190.2973 | 9094949.8415 | 32865.189 |  |  | 6095493.7505 | 4869.0173
4348 | 2490010.818 | 6747292.6875 | 0 |  |  | 4257281.8695 | 0 | 182 | 3037190.2973 | 9094949.8415 | 32865.189 |  |  | 6095493.7505 | 4869.0173
4349 | 2661136.223 | 5739076.5388 | 5895.4337 |  |  | 3083835.7495 | 0 | 182 | 3037190.2973 | 9094949.8415 | 32865.189 |  |  | 6095493.7505 | 4869.0173
4350 | 2927430.097 | 4769637.9343 | 20800.8699 |  |  | 1863008.7072 | 0 | 182 | 3037190.2973 | 9094949.8415 | 32865.189 |  |  | 6095493.7505 | 4869.0173
4351 | 3221884.145 | 3063425.9903 | 41601.7397 |  |  | 0 | 116856.4149 | 182 | 3037190.2973 | 9094949.8415 | 32865.189 |  |  | 6095493.7505 | 4869.0173
4352 | 3397312.835 | 4226752.3158 | 60956.5598 |  |  | 890396.0406 | 0 | 182 | 3037190.2973 | 9094949.8415 | 32865.189 |  |  | 6095493.7505 | 4869.0173
4353 | 3459474.857 | 6088074.4365 | 76640.6382 |  |  | 2705240.2176 | 0 | 182 | 3037190.2973 | 9094949.8415 | 32865.189 |  |  | 6095493.7505 | 4869.0173
4354 | 3432480.848 | 7212623.2177 | 85761.8752 |  |  | 3865904.245 | 0 | 182 | 3037190.2973 | 9094949.8415 | 32865.189 |  |  | 6095493.7505 | 4869.0173
4355 | 3417802.28 | 8182061.8222 | 89321.3824 |  |  | 4853580.9246 | 0 | 182 | 3037190.2973 | 9094949.8415 | 32865.189 |  |  | 6095493.7505 | 4869.0173
4356 | 3364869.075 | 10082161.4871 | 89877.5554 |  |  | 6807169.9675 | 0 | 182 | 3037190.2973 | 9094949.8415 | 32865.189 |  |  | 6095493.7505 | 4869.0173
4357 | 3296714.629 | 12757812.0356 | 85873.1098 |  |  | 9546970.5165 | 0 | 182 | 3037190.2973 | 9094949.8415 | 32865.189 |  |  | 6095493.7505 | 4869.0173
4358 | 3237770.376 | 13339475.1983 | 73971.0078 |  |  | 10175675.8302 | 0 | 182 | 3037190.2973 | 9094949.8415 | 32865.189 |  |  | 6095493.7505 | 4869.0173
4359 | 3233497.534 | 13339475.1983 | 62513.8442 |  |  | 10168491.5086 | 0 | 182 | 3037190.2973 | 9094949.8415 | 32865.189 |  |  | 6095493.7505 | 4869.0173
4360 | 3418862.084 | 13339475.1983 | 47497.1734 |  |  | 9968110.2878 | 0 | 182 | 3037190.2973 | 9094949.8415 | 32865.189 |  |  | 6095493.7505 | 4869.0173
4361 | 3423816.035 | 13339475.1983 | 29588.4031 |  |  | 9945247.5665 | 0 | 182 | 3037190.2973 | 9094949.8415 | 32865.189 |  |  | 6095493.7505 | 4869.0173
4362 | 3275001.248 | 13339475.1983 | 14015.5594 |  |  | 10078489.5097 | 0 | 182 | 3037190.2973 | 9094949.8415 | 32865.189 |  |  | 6095493.7505 | 4869.0173
4363 | 3113976.723 | 13339475.1983 | 4449.3839 |  |  | 10229947.8593 | 0 | 182 | 3037190.2973 | 9094949.8415 | 32865.189 |  |  | 6095493.7505 | 4869.0173
4364 | 2994368.868 | 12292481.5055 | 0 |  |  | 9298112.6375 | 0 | 182 | 3037190.2973 | 9094949.8415 | 32865.189 |  |  | 6095493.7505 | 4869.0173
4365 | 2958742.031 | 9073945.3384 | 0 |  |  | 6115203.3074 | 0 | 182 | 3037190.2973 | 9094949.8415 | 32865.189 |  |  | 6095493.7505 | 4869.0173
4366 | 2847634.371 | 8918835.1617 | 0 |  |  | 6071200.7907 | 0 | 182 | 3037190.2973 | 9094949.8415 | 32865.189 |  |  | 6095493.7505 | 4869.0173
4367 | 2653292.544 | 8569837.2641 | 0 |  |  | 5916544.7201 | 0 | 182 | 3037190.2973 | 9094949.8415 | 32865.189 |  |  | 6095493.7505 | 4869.0173
4368 | 2508847.669 | 7833063.9246 | 0 |  |  | 5324216.2556 | 0 | 182 | 3037190.2973 | 9094949.8415 | 32865.189 |  |  | 6095493.7505 | 4869.0173
4369 | 2435501.247 | 6941180.4084 | 0 |  |  | 4505679.1614 | 0 | 183 | 3080284.295 | 4671028.7763 | 32169.9728 |  |  | 2347449.2871 | 724534.833
4370 | 2401003.397 | 6010519.3481 | 0 |  |  | 3609515.9511 | 0 | 183 | 3080284.295 | 4671028.7763 | 32169.9728 |  |  | 2347449.2871 | 724534.833
4371 | 2382902.626 | 5196190.9203 | 0 |  |  | 2813288.2943 | 0 | 183 | 3080284.295 | 4671028.7763 | 32169.9728 |  |  | 2347449.2871 | 724534.833
4372 | 2387226.384 | 3412423.8879 | 0 |  |  | 1025197.5039 | 0 | 183 | 3080284.295 | 4671028.7763 | 32169.9728 |  |  | 2347449.2871 | 724534.833
4373 | 2481568.448 | 2093987.3858 | 4894.3223 |  |  | 0 | 382686.7399 | 183 | 3080284.295 | 4671028.7763 | 32169.9728 |  |  | 2347449.2871 | 724534.833
4374 | 2676632.53 | 1434769.1347 | 20467.1661 |  |  | 0 | 1221396.2292 | 183 | 3080284.295 | 4671028.7763 | 32169.9728 |  |  | 2347449.2871 | 724534.833
4375 | 3013433.168 | 1318436.5022 | 37486.0596 |  |  | 0 | 1657510.6062 | 183 | 3080284.295 | 4671028.7763 | 32169.9728 |  |  | 2347449.2871 | 724534.833
4376 | 3200161.624 | 2210320.0183 | 57508.2873 |  |  | 0 | 932333.3184 | 183 | 3080284.295 | 4671028.7763 | 32169.9728 |  |  | 2347449.2871 | 724534.833
4377 | 3345311.729 | 3528756.5205 | 70189.0315 |  |  | 253633.823 | 0 | 183 | 3080284.295 | 4671028.7763 | 32169.9728 |  |  | 2347449.2871 | 724534.833
4378 | 3428749.53 | 4575750.2134 | 78086.688 |  |  | 1225087.3714 | 0 | 183 | 3080284.295 | 4671028.7763 | 32169.9728 |  |  | 2347449.2871 | 724534.833
4379 | 3425319.555 | 5312523.5528 | 86874.2212 |  |  | 1974078.2191 | 0 | 183 | 3080284.295 | 4671028.7763 | 32169.9728 |  |  | 2347449.2871 | 724534.833
4380 | 3462594.502 | 5196190.9203 | 87875.3326 |  |  | 1821471.7509 | 0 | 183 | 3080284.295 | 4671028.7763 | 32169.9728 |  |  | 2347449.2871 | 724534.833
4381 | 3389870.712 | 4265529.8599 | 83870.8871 |  |  | 959530.035 | 0 | 183 | 3080284.295 | 4671028.7763 | 32169.9728 |  |  | 2347449.2871 | 724534.833
4382 | 3380609.949 | 3218536.167 | 76418.169 |  |  | 0 | 85655.613 | 183 | 3080284.295 | 4671028.7763 | 32169.9728 |  |  | 2347449.2871 | 724534.833
4383 | 3431708.969 | 2055209.8416 | 67185.6973 |  |  | 0 | 1309313.4301 | 183 | 3080284.295 | 4671028.7763 | 32169.9728 |  |  | 2347449.2871 | 724534.833
4384 | 3619011.664 | 891883.5162 | 50611.7422 |  |  | 0 | 2676516.4056 | 183 | 3080284.295 | 4671028.7763 | 32169.9728 |  |  | 2347449.2871 | 724534.833
4385 | 3645802.578 | 271442.8093 | 31813.0951 |  |  | 0 | 3342546.6736 | 183 | 3080284.295 | 4671028.7763 | 32169.9728 |  |  | 2347449.2871 | 724534.833
4386 | 3501774.25 | 271442.8093 | 14460.4978 |  |  | 0 | 3215870.943 | 183 | 3080284.295 | 4671028.7763 | 32169.9728 |  |  | 2347449.2871 | 724534.833
4387 | 3344895.066 | 775550.8836 | 4338.1493 |  |  | 0 | 2565006.033 | 183 | 3080284.295 | 4671028.7763 | 32169.9728 |  |  | 2347449.2871 | 724534.833
4388 | 3217894.999 | 3916531.9623 | 0 |  |  | 698636.9633 | 0 | 183 | 3080284.295 | 4671028.7763 | 32169.9728 |  |  | 2347449.2871 | 724534.833
4389 | 3140251.226 | 9849496.222 | 0 |  |  | 6709244.996 | 0 | 183 | 3080284.295 | 4671028.7763 | 32169.9728 |  |  | 2347449.2871 | 724534.833
4390 | 3015157.676 | 13262963.9493 | 0 |  |  | 10247806.2733 | 0 | 183 | 3080284.295 | 4671028.7763 | 32169.9728 |  |  | 2347449.2871 | 724534.833
4391 | 2873208.944 | 13121015.2173 | 0 |  |  | 10247806.2733 | 0 | 183 | 3080284.295 | 4671028.7763 | 32169.9728 |  |  | 2347449.2871 | 724534.833
4392 | 2726232.307 | 12974038.5803 | 0 |  |  | 10247806.2733 | 0 | 183 | 3080284.295 | 4671028.7763 | 32169.9728 |  |  | 2347449.2871 | 724534.833
4393 | 2634638.14 | 12882444.4133 | 0 |  |  | 10247806.2733 | 0 | 184 | 3662413.8839 | 6556552.815 | 21792.7117 |  |  | 3748365.1167 | 832433.474
4394 | 2623305.604 | 12871111.8773 | 0 |  |  | 10247806.2733 | 0 | 184 | 3662413.8839 | 6556552.815 | 21792.7117 |  |  | 3748365.1167 | 832433.474
4395 | 2590713.993 | 12838520.2663 | 0 |  |  | 10247806.2733 | 0 | 184 | 3662413.8839 | 6556552.815 | 21792.7117 |  |  | 3748365.1167 | 832433.474
4396 | 2732244.202 | 12980050.4753 | 0 |  |  | 10247806.2733 | 0 | 184 | 3662413.8839 | 6556552.815 | 21792.7117 |  |  | 3748365.1167 | 832433.474
4397 | 3224566.068 | 11516930.6218 | 3114.5688 |  |  | 8295479.1226 | 0 | 184 | 3662413.8839 | 6556552.815 | 21792.7117 |  |  | 3748365.1167 | 832433.474
4398 | 3793143.834 | 10314826.7522 | 7452.7181 |  |  | 6529135.6363 | 0 | 184 | 3662413.8839 | 6556552.815 | 21792.7117 |  |  | 3748365.1167 | 832433.474
4399 | 4134131.152 | 10431159.3848 | 15572.8438 |  |  | 6312601.0765 | 0 | 184 | 3662413.8839 | 6556552.815 | 21792.7117 |  |  | 3748365.1167 | 832433.474
4400 | 4256288.021 | 11129155.18 | 29143.4647 |  |  | 6902010.6238 | 0 | 184 | 3662413.8839 | 6556552.815 | 21792.7117 |  |  | 3748365.1167 | 832433.474
4401 | 4371148.186 | 10857712.3707 | 38042.2326 |  |  | 6524606.4173 | 0 | 184 | 3662413.8839 | 6556552.815 | 21792.7117 |  |  | 3748365.1167 | 832433.474
4402 | 4395407.592 | 9073945.3384 | 53503.8418 |  |  | 4732041.5882 | 0 | 184 | 3662413.8839 | 6556552.815 | 21792.7117 |  |  | 3748365.1167 | 832433.474
4403 | 4346130.485 | 7096290.5852 | 72302.4889 |  |  | 2822462.589 | 0 | 184 | 3662413.8839 | 6556552.815 | 21792.7117 |  |  | 3748365.1167 | 832433.474
4404 | 4372876.655 | 5157413.3761 | 63403.721 |  |  | 847940.4421 | 0 | 184 | 3662413.8839 | 6556552.815 | 21792.7117 |  |  | 3748365.1167 | 832433.474
4405 | 4289071.35 | 3567534.0647 | 51612.8536 |  |  | 0 | 669924.4317 | 184 | 3662413.8839 | 6556552.815 | 21792.7117 |  |  | 3748365.1167 | 832433.474
4406 | 4131139.72 | 2093987.3858 | 39043.344 |  |  | 0 | 1998108.9902 | 184 | 3662413.8839 | 6556552.815 | 21792.7117 |  |  | 3748365.1167 | 832433.474
4407 | 4081309.232 | 1202103.8696 | 42269.1473 |  |  | 0 | 2836936.215 | 184 | 3662413.8839 | 6556552.815 | 21792.7117 |  |  | 3748365.1167 | 832433.474
4408 | 4266162.772 | 659218.2511 | 52057.792 |  |  | 0 | 3554886.7289 | 184 | 3662413.8839 | 6556552.815 | 21792.7117 |  |  | 3748365.1167 | 832433.474
4409 | 4186303.395 | 891883.5162 | 35483.8368 |  |  | 0 | 3258936.042 | 184 | 3662413.8839 | 6556552.815 | 21792.7117 |  |  | 3748365.1167 | 832433.474
4410 | 3925998.489 | 1628656.8556 | 15239.14 |  |  | 0 | 2282102.4934 | 184 | 3662413.8839 | 6556552.815 | 21792.7117 |  |  | 3748365.1167 | 832433.474
4411 | 3698501.361 | 1977654.7532 | 4783.0877 |  |  | 0 | 1716063.52 | 184 | 3662413.8839 | 6556552.815 | 21792.7117 |  |  | 3748365.1167 | 832433.474
4412 | 3491871.269 | 1744989.4882 | 0 |  |  | 0 | 1746881.7808 | 184 | 3662413.8839 | 6556552.815 | 21792.7117 |  |  | 3748365.1167 | 832433.474
4413 | 3388730.619 | 1861322.1207 | 0 |  |  | 0 | 1527408.4983 | 184 | 3662413.8839 | 6556552.815 | 21792.7117 |  |  | 3748365.1167 | 832433.474
4414 | 3179137.856 | 2791983.181 | 0 |  |  | 0 | 387154.675 | 184 | 3662413.8839 | 6556552.815 | 21792.7117 |  |  | 3748365.1167 | 832433.474
4415 | 2955096.577 | 4924748.111 | 0 |  |  | 1969651.534 | 0 | 184 | 3662413.8839 | 6556552.815 | 21792.7117 |  |  | 3748365.1167 | 832433.474
4416 | 2830016.642 | 6863625.3201 | 0 |  |  | 4033608.6781 | 0 | 184 | 3662413.8839 | 6556552.815 | 21792.7117 |  |  | 3748365.1167 | 832433.474
4417 | 2747292.732 | 7755508.8362 | 0 |  |  | 5008216.1042 | 0 | 185 | 3675717.8055 | 4435181.6157 | 36688.8783 |  |  | 1530018.3505 | 733865.662
4418 | 2741441.88 | 7561621.1153 | 0 |  |  | 4820179.2353 | 0 | 185 | 3675717.8055 | 4435181.6157 | 36688.8783 |  |  | 1530018.3505 | 733865.662
4419 | 2751571.443 | 6941180.4084 | 0 |  |  | 4189608.9654 | 0 | 185 | 3675717.8055 | 4435181.6157 | 36688.8783 |  |  | 1530018.3505 | 733865.662
4420 | 2906605.978 | 5622743.9063 | 444.9384 |  |  | 2716582.8667 | 0 | 185 | 3675717.8055 | 4435181.6157 | 36688.8783 |  |  | 1530018.3505 | 733865.662
4421 | 3397845.341 | 4692082.8459 | 6006.6683 |  |  | 1300244.1732 | 0 | 185 | 3675717.8055 | 4435181.6157 | 36688.8783 |  |  | 1530018.3505 | 733865.662
4422 | 3935358.014 | 3877754.4181 | 19466.0547 |  |  | 0 | 38137.5412 | 185 | 3675717.8055 | 4435181.6157 | 36688.8783 |  |  | 1530018.3505 | 733865.662
4423 | 4239703.671 | 2753205.6369 | 41490.5051 |  |  | 0 | 1445007.529 | 185 | 3675717.8055 | 4435181.6157 | 36688.8783 |  |  | 1530018.3505 | 733865.662
4424 | 4315102.61 | 4149197.2274 | 63959.894 |  |  | 0 | 101945.4886 | 185 | 3675717.8055 | 4435181.6157 | 36688.8783 |  |  | 1530018.3505 | 733865.662
4425 | 4523183.457 | 5894186.7155 | 82981.0103 |  |  | 1453984.2688 | 0 | 185 | 3675717.8055 | 4435181.6157 | 36688.8783 |  |  | 1530018.3505 | 733865.662
4426 | 4359005.925 | 6281962.1574 | 95661.7545 |  |  | 2018617.9868 | 0 | 185 | 3675717.8055 | 4435181.6157 | 36688.8783 |  |  | 1530018.3505 | 733865.662
4427 | 4382470.156 | 6088074.4365 | 97552.7427 |  |  | 1803157.0231 | 0 | 185 | 3675717.8055 | 4435181.6157 | 36688.8783 |  |  | 1530018.3505 | 733865.662
4428 | 4293728.482 | 6088074.4365 | 97552.7427 |  |  | 1891898.6971 | 0 | 185 | 3675717.8055 | 4435181.6157 | 36688.8783 |  |  | 1530018.3505 | 733865.662
4429 | 4193597.587 | 6359517.2457 | 97552.7427 |  |  | 2263472.4014 | 0 | 185 | 3675717.8055 | 4435181.6157 | 36688.8783 |  |  | 1530018.3505 | 733865.662
4430 | 4040940.805 | 6514627.4224 | 92213.4819 |  |  | 2565900.0994 | 0 | 185 | 3675717.8055 | 4435181.6157 | 36688.8783 |  |  | 1530018.3505 | 733865.662
4431 | 3964663.026 | 6475849.8783 | 76418.169 |  |  | 2587605.0213 | 0 | 185 | 3675717.8055 | 4435181.6157 | 36688.8783 |  |  | 1530018.3505 | 733865.662
4432 | 4151187.994 | 6359517.2457 | 57953.2257 |  |  | 2266282.4774 | 0 | 185 | 3675717.8055 | 4435181.6157 | 36688.8783 |  |  | 1530018.3505 | 733865.662
4433 | 4058272.405 | 5545188.8179 | 36151.2444 |  |  | 1523067.6573 | 0 | 185 | 3675717.8055 | 4435181.6157 | 36688.8783 |  |  | 1530018.3505 | 733865.662
4434 | 3851700.587 | 4149197.2274 | 14126.794 |  |  | 311623.4344 | 0 | 185 | 3675717.8055 | 4435181.6157 | 36688.8783 |  |  | 1530018.3505 | 733865.662
4435 | 3651549.028 | 2404207.7392 | 1001.1114 |  |  | 0 | 1246340.1774 | 185 | 3675717.8055 | 4435181.6157 | 36688.8783 |  |  | 1530018.3505 | 733865.662
4436 | 3458651.989 | 814328.4278 | 0 |  |  | 0 | 2644323.5612 | 185 | 3675717.8055 | 4435181.6157 | 36688.8783 |  |  | 1530018.3505 | 733865.662
4437 | 3356596.148 | 116332.6325 | 0 |  |  | 0 | 3240263.5155 | 185 | 3675717.8055 | 4435181.6157 | 36688.8783 |  |  | 1530018.3505 | 733865.662
4438 | 3155811.762 | 0 | 0 |  |  | 0 | 3155811.762 | 185 | 3675717.8055 | 4435181.6157 | 36688.8783 |  |  | 1530018.3505 | 733865.662
4439 | 2925860.3 | 0 | 0 |  |  | 0 | 2925860.3 | 185 | 3675717.8055 | 4435181.6157 | 36688.8783 |  |  | 1530018.3505 | 733865.662
4440 | 2815086.013 | 0 | 0 |  |  | 0 | 2815086.013 | 185 | 3675717.8055 | 4435181.6157 | 36688.8783 |  |  | 1530018.3505 | 733865.662
4441 | 2757424.444 | 116332.6325 | 0 |  |  | 0 | 2641091.8115 | 186 | 3625032.0033 | 3606311.6089 | 27748.3975 |  |  | 1597023.2893 | 1587995.2863
4442 | 2723006.688 | 310220.3534 | 0 |  |  | 0 | 2412786.3346 | 186 | 3625032.0033 | 3606311.6089 | 27748.3975 |  |  | 1597023.2893 | 1587995.2863
4443 | 2717057.535 | 465330.5302 | 0 |  |  | 0 | 2251727.0048 | 186 | 3625032.0033 | 3606311.6089 | 27748.3975 |  |  | 1597023.2893 | 1587995.2863
4444 | 2854397.477 | 504108.0744 | 556.173 |  |  | 0 | 2349733.2297 | 186 | 3625032.0033 | 3606311.6089 | 27748.3975 |  |  | 1597023.2893 | 1587995.2863
4445 | 3302360.142 | 465330.5302 | 5672.9645 |  |  | 0 | 2831356.6473 | 186 | 3625032.0033 | 3606311.6089 | 27748.3975 |  |  | 1597023.2893 | 1587995.2863
4446 | 3832568.364 | 542885.6185 | 16240.2513 |  |  | 0 | 3273442.4941 | 186 | 3625032.0033 | 3606311.6089 | 27748.3975 |  |  | 1597023.2893 | 1587995.2863
4447 | 4113472.761 | 504108.0744 | 27474.9458 |  |  | 0 | 3581889.7409 | 186 | 3625032.0033 | 3606311.6089 | 27748.3975 |  |  | 1597023.2893 | 1587995.2863
4448 | 4197573.16 | 387775.4418 | 39821.9862 |  |  | 0 | 3769975.732 | 186 | 3625032.0033 | 3606311.6089 | 27748.3975 |  |  | 1597023.2893 | 1587995.2863
4449 | 4286349.353 | 969438.6045 | 55506.0645 |  |  | 0 | 3261404.6839 | 186 | 3625032.0033 | 3606311.6089 | 27748.3975 |  |  | 1597023.2893 | 1587995.2863
4450 | 4290434.445 | 1163326.3254 | 71190.1429 |  |  | 0 | 3055917.9767 | 186 | 3625032.0033 | 3606311.6089 | 27748.3975 |  |  | 1597023.2893 | 1587995.2863
4451 | 4234165.441 | 1357214.0463 | 86318.0482 |  |  | 0 | 2790633.3464 | 186 | 3625032.0033 | 3606311.6089 | 27748.3975 |  |  | 1597023.2893 | 1587995.2863
4452 | 4247276.308 | 1628656.8556 | 88431.5056 |  |  | 0 | 2530187.9468 | 186 | 3625032.0033 | 3606311.6089 | 27748.3975 |  |  | 1597023.2893 | 1587995.2863
4453 | 4143462.658 | 2093987.3858 | 81312.4913 |  |  | 0 | 1968162.7809 | 186 | 3625032.0033 | 3606311.6089 | 27748.3975 |  |  | 1597023.2893 | 1587995.2863
4454 | 4005942.136 | 2753205.6369 | 69410.3893 |  |  | 0 | 1183326.1098 | 186 | 3625032.0033 | 3606311.6089 | 27748.3975 |  |  | 1597023.2893 | 1587995.2863
4455 | 3907397.977 | 3645089.153 | 52057.792 |  |  | 0 | 210251.032 | 186 | 3625032.0033 | 3606311.6089 | 27748.3975 |  |  | 1597023.2893 | 1587995.2863
4456 | 4059027.889 | 4769637.9343 | 35928.7752 |  |  | 746538.8205 | 0 | 186 | 3625032.0033 | 3606311.6089 | 27748.3975 |  |  | 1597023.2893 | 1587995.2863
4457 | 3993676.814 | 6204407.069 | 23915.4386 |  |  | 2234645.6936 | 0 | 186 | 3625032.0033 | 3606311.6089 | 27748.3975 |  |  | 1597023.2893 | 1587995.2863
4458 | 3829720.387 | 7833063.9246 | 10344.8176 |  |  | 4013688.3552 | 0 | 186 | 3625032.0033 | 3606311.6089 | 27748.3975 |  |  | 1597023.2893 | 1587995.2863
4459 | 3656939.193 | 8337171.999 | 1779.7536 |  |  | 4682012.5595 | 0 | 186 | 3625032.0033 | 3606311.6089 | 27748.3975 |  |  | 1597023.2893 | 1587995.2863
4460 | 3495594.788 | 7949396.5572 | 0 |  |  | 4453801.7692 | 0 | 186 | 3625032.0033 | 3606311.6089 | 27748.3975 |  |  | 1597023.2893 | 1587995.2863
4461 | 3389033.443 | 8337171.999 | 0 |  |  | 4948138.556 | 0 | 186 | 3625032.0033 | 3606311.6089 | 27748.3975 |  |  | 1597023.2893 | 1587995.2863
4462 | 3183623.913 | 8375949.5431 | 0 |  |  | 5192325.6301 | 0 | 186 | 3625032.0033 | 3606311.6089 | 27748.3975 |  |  | 1597023.2893 | 1587995.2863
4463 | 2955978.207 | 8531059.7199 | 0 |  |  | 5575081.5129 | 0 | 186 | 3625032.0033 | 3606311.6089 | 27748.3975 |  |  | 1597023.2893 | 1587995.2863
4464 | 2824284.557 | 9306610.6035 | 0 |  |  | 6482326.0465 | 0 | 186 | 3625032.0033 | 3606311.6089 | 27748.3975 |  |  | 1597023.2893 | 1587995.2863
4465 | 2752073.354 | 10625047.1057 | 0 |  |  | 7872973.7517 | 0 | 187 | 3623848.6627 | 9623293.881 | 30334.6019 |  |  | 6029779.8202 | 0
4466 | 2736899.456 | 11672040.7986 | 0 |  |  | 8935141.3426 | 0 | 187 | 3623848.6627 | 9623293.881 | 30334.6019 |  |  | 6029779.8202 | 0
4467 | 2731514.925 | 11323042.9009 | 0 |  |  | 8591527.9759 | 0 | 187 | 3623848.6627 | 9623293.881 | 30334.6019 |  |  | 6029779.8202 | 0
4468 | 2867336.137 | 9345388.1477 | 0 |  |  | 6478052.0107 | 0 | 187 | 3623848.6627 | 9623293.881 | 30334.6019 |  |  | 6029779.8202 | 0
4469 | 3316856.019 | 6979957.9526 | 3448.2725 |  |  | 3666550.2062 | 0 | 187 | 3623848.6627 | 9623293.881 | 30334.6019 |  |  | 6029779.8202 | 0
4470 | 3838451.57 | 5234968.4645 | 20133.4623 |  |  | 1416650.3567 | 0 | 187 | 3623848.6627 | 9623293.881 | 30334.6019 |  |  | 6029779.8202 | 0
4471 | 4111594.619 | 5157413.3761 | 38709.6402 |  |  | 1084528.3973 | 0 | 187 | 3623848.6627 | 9623293.881 | 30334.6019 |  |  | 6029779.8202 | 0
4472 | 4193529.595 | 8143284.2781 | 52836.4342 |  |  | 4002591.1172 | 0 | 187 | 3623848.6627 | 9623293.881 | 30334.6019 |  |  | 6029779.8202 | 0
4473 | 4311855.854 | 10082161.4871 | 66851.9935 |  |  | 5837157.6267 | 0 | 187 | 3623848.6627 | 9623293.881 | 30334.6019 |  |  | 6029779.8202 | 0
4474 | 4308004.684 | 9422943.236 | 83537.1833 |  |  | 5198475.7353 | 0 | 187 | 3623848.6627 | 9623293.881 | 30334.6019 |  |  | 6029779.8202 | 0
4475 | 4235576.676 | 8414727.0873 | 95439.2853 |  |  | 4274589.6966 | 0 | 187 | 3623848.6627 | 9623293.881 | 30334.6019 |  |  | 6029779.8202 | 0
4476 | 4266874.555 | 8918835.1617 | 88320.271 |  |  | 4740280.8777 | 0 | 187 | 3623848.6627 | 9623293.881 | 30334.6019 |  |  | 6029779.8202 | 0
4477 | 4161813.63 | 9849496.222 | 71412.6121 |  |  | 5759095.2041 | 0 | 187 | 3623848.6627 | 9623293.881 | 30334.6019 |  |  | 6029779.8202 | 0
4478 | 4001241.158 | 10314826.7522 | 49610.6308 |  |  | 6363196.225 | 0 | 187 | 3623848.6627 | 9623293.881 | 30334.6019 |  |  | 6029779.8202 | 0
4479 | 3928070.61 | 11323042.9009 | 55617.2991 |  |  | 7450589.59 | 0 | 187 | 3623848.6627 | 9623293.881 | 30334.6019 |  |  | 6029779.8202 | 0
4480 | 4051246.845 | 12680256.9473 | 50166.8038 |  |  | 8679176.9061 | 0 | 187 | 3623848.6627 | 9623293.881 | 30334.6019 |  |  | 6029779.8202 | 0
4481 | 3979739.789 | 12408814.138 | 33259.1449 |  |  | 8462333.4939 | 0 | 187 | 3623848.6627 | 9623293.881 | 30334.6019 |  |  | 6029779.8202 | 0
4482 | 3800299.279 | 11633263.2544 | 14682.967 |  |  | 7847646.9423 | 0 | 187 | 3623848.6627 | 9623293.881 | 30334.6019 |  |  | 6029779.8202 | 0
4483 | 3630425.889 | 10935267.4591 | 4004.4455 |  |  | 7308846.0156 | 0 | 187 | 3623848.6627 | 9623293.881 | 30334.6019 |  |  | 6029779.8202 | 0
4484 | 3473824.013 | 9422943.236 | 0 |  |  | 5949119.223 | 0 | 187 | 3623848.6627 | 9623293.881 | 30334.6019 |  |  | 6029779.8202 | 0
4485 | 3374359.367 | 8918835.1617 | 0 |  |  | 5544475.7947 | 0 | 187 | 3623848.6627 | 9623293.881 | 30334.6019 |  |  | 6029779.8202 | 0
4486 | 3158425.602 | 9500498.3244 | 0 |  |  | 6342072.7224 | 0 | 187 | 3623848.6627 | 9623293.881 | 30334.6019 |  |  | 6029779.8202 | 0
4487 | 2936702.275 | 9849496.222 | 0 |  |  | 6912793.947 | 0 | 187 | 3623848.6627 | 9623293.881 | 30334.6019 |  |  | 6029779.8202 | 0
4488 | 2805652.004 | 8802502.5291 | 0 |  |  | 5996850.5251 | 0 | 187 | 3623848.6627 | 9623293.881 | 30334.6019 |  |  | 6029779.8202 | 0
4489 | 2728020.651 | 7445288.4828 | 0 |  |  | 4717267.8318 | 0 | 188 | 3532275.4195 | 5291519.0497 | 23447.3264 |  |  | 1880959.3991 | 98268.4425
4490 | 2701937.245 | 6126851.9806 | 0 |  |  | 3424914.7356 | 0 | 188 | 3532275.4195 | 5291519.0497 | 23447.3264 |  |  | 1880959.3991 | 98268.4425
4491 | 2702339.746 | 5157413.3761 | 0 |  |  | 2455073.6301 | 0 | 188 | 3532275.4195 | 5291519.0497 | 23447.3264 |  |  | 1880959.3991 | 98268.4425
4492 | 2841785.405 | 4032864.5948 | 444.9384 |  |  | 1191524.1282 | 0 | 188 | 3532275.4195 | 5291519.0497 | 23447.3264 |  |  | 1880959.3991 | 98268.4425
4493 | 3284241.775 | 3140981.0787 | 6229.1375 |  |  | 0 | 137031.5588 | 188 | 3532275.4195 | 5291519.0497 | 23447.3264 |  |  | 1880959.3991 | 98268.4425
4494 | 3801875.885 | 2598095.4601 | 20355.9315 |  |  | 0 | 1183424.4934 | 188 | 3532275.4195 | 5291519.0497 | 23447.3264 |  |  | 1880959.3991 | 98268.4425
4495 | 4102679.469 | 3024648.4461 | 40044.4554 |  |  | 0 | 1037986.5675 | 188 | 3532275.4195 | 5291519.0497 | 23447.3264 |  |  | 1880959.3991 | 98268.4425
4496 | 4201191.245 | 5041080.7436 | 58731.8679 |  |  | 898621.3664 | 0 | 188 | 3532275.4195 | 5291519.0497 | 23447.3264 |  |  | 1880959.3991 | 98268.4425
4497 | 4317517.449 | 6630960.055 | 73748.5386 |  |  | 2387191.1446 | 0 | 188 | 3532275.4195 | 5291519.0497 | 23447.3264 |  |  | 1880959.3991 | 98268.4425
4498 | 4353753.312 | 7096290.5852 | 72747.4272 |  |  | 2815284.7004 | 0 | 188 | 3532275.4195 | 5291519.0497 | 23447.3264 |  |  | 1880959.3991 | 98268.4425
4499 | 4203907.939 | 7328955.8503 | 59955.4485 |  |  | 3185003.3597 | 0 | 188 | 3532275.4195 | 5291519.0497 | 23447.3264 |  |  | 1880959.3991 | 98268.4425
4500 | 4081854.156 | 7677953.7479 | 48275.8156 |  |  | 3644375.4075 | 0 | 188 | 3532275.4195 | 5291519.0497 | 23447.3264 |  |  | 1880959.3991 | 98268.4425
4501 | 3971815.49 | 7639176.2037 | 42936.5549 |  |  | 3710297.2686 | 0 | 188 | 3532275.4195 | 5291519.0497 | 23447.3264 |  |  | 1880959.3991 | 98268.4425
4502 | 3873259.929 | 7173845.6735 | 39043.344 |  |  | 3339629.0885 | 0 | 188 | 3532275.4195 | 5291519.0497 | 23447.3264 |  |  | 1880959.3991 | 98268.4425
4503 | 3806562.985 | 6398294.7899 | 33592.8487 |  |  | 2625324.6536 | 0 | 188 | 3532275.4195 | 5291519.0497 | 23447.3264 |  |  | 1880959.3991 | 98268.4425
4504 | 3915656.454 | 5622743.9063 | 27252.4766 |  |  | 1734339.9288 | 0 | 188 | 3532275.4195 | 5291519.0497 | 23447.3264 |  |  | 1880959.3991 | 98268.4425
4505 | 3839959.1 | 4847193.0227 | 21357.0429 |  |  | 1028590.9655 | 0 | 188 | 3532275.4195 | 5291519.0497 | 23447.3264 |  |  | 1880959.3991 | 98268.4425
4506 | 3642111.939 | 4226752.3158 | 13681.8556 |  |  | 598322.2323 | 0 | 188 | 3532275.4195 | 5291519.0497 | 23447.3264 |  |  | 1880959.3991 | 98268.4425
4507 | 3422189.424 | 3606311.6089 | 4338.1493 |  |  | 188460.3342 | 0 | 188 | 3532275.4195 | 5291519.0497 | 23447.3264 |  |  | 1880959.3991 | 98268.4425
4508 | 3263494.84 | 3683866.6972 | 0 |  |  | 420371.8572 | 0 | 188 | 3532275.4195 | 5291519.0497 | 23447.3264 |  |  | 1880959.3991 | 98268.4425
4509 | 3194865.142 | 4769637.9343 | 0 |  |  | 1574772.7923 | 0 | 188 | 3532275.4195 | 5291519.0497 | 23447.3264 |  |  | 1880959.3991 | 98268.4425
4510 | 3017347.953 | 4963525.6552 | 0 |  |  | 1946177.7022 | 0 | 188 | 3532275.4195 | 5291519.0497 | 23447.3264 |  |  | 1880959.3991 | 98268.4425
4511 | 2817557.907 | 4575750.2134 | 0 |  |  | 1758192.3064 | 0 | 188 | 3532275.4195 | 5291519.0497 | 23447.3264 |  |  | 1880959.3991 | 98268.4425
4512 | 2688684.627 | 4187974.7716 | 0 |  |  | 1499290.1446 | 0 | 188 | 3532275.4195 | 5291519.0497 | 23447.3264 |  |  | 1880959.3991 | 98268.4425
4513 | 2604534.75 | 3761421.7856 | 0 |  |  | 1156887.0356 | 0 | 189 | 3070960.6258 | 2247042.001 | 16124.382 |  |  | 1072718.1978 | 1880512.4406
4514 | 2550804.426 | 3179758.6229 | 0 |  |  | 628954.1969 | 0 | 189 | 3070960.6258 | 2247042.001 | 16124.382 |  |  | 1072718.1978 | 1880512.4406
4515 | 2543395.525 | 2365430.1951 | 0 |  |  | 0 | 177965.3299 | 189 | 3070960.6258 | 2247042.001 | 16124.382 |  |  | 1072718.1978 | 1880512.4406
4516 | 2499052.663 | 1783767.0323 | 111.2346 |  |  | 0 | 715174.3961 | 189 | 3070960.6258 | 2247042.001 | 16124.382 |  |  | 1072718.1978 | 1880512.4406
4517 | 2636816.143 | 1395991.5905 | 6896.5451 |  |  | 0 | 1233928.0074 | 189 | 3070960.6258 | 2247042.001 | 16124.382 |  |  | 1072718.1978 | 1880512.4406
4518 | 2896108.979 | 1202103.8696 | 20022.2277 |  |  | 0 | 1673982.8817 | 189 | 3070960.6258 | 2247042.001 | 16124.382 |  |  | 1072718.1978 | 1880512.4406
4519 | 3197043.139 | 659218.2511 | 29365.9339 |  |  | 0 | 2508458.954 | 189 | 3070960.6258 | 2247042.001 | 16124.382 |  |  | 1072718.1978 | 1880512.4406
4520 | 3380851.506 | 38777.5442 | 30811.9837 |  |  | 0 | 3311261.9781 | 189 | 3070960.6258 | 2247042.001 | 16124.382 |  |  | 1072718.1978 | 1880512.4406
4521 | 3490077.976 | 0 | 34705.1947 |  |  | 0 | 3455372.7813 | 189 | 3070960.6258 | 2247042.001 | 16124.382 |  |  | 1072718.1978 | 1880512.4406
4522 | 3469923.66 | 0 | 38487.171 |  |  | 0 | 3431436.489 | 189 | 3070960.6258 | 2247042.001 | 16124.382 |  |  | 1072718.1978 | 1880512.4406
4523 | 3448836.839 | 0 | 36040.0098 |  |  | 0 | 3412796.8292 | 189 | 3070960.6258 | 2247042.001 | 16124.382 |  |  | 1072718.1978 | 1880512.4406
4524 | 3376311.072 | 0 | 36929.8866 |  |  | 0 | 3339381.1854 | 189 | 3070960.6258 | 2247042.001 | 16124.382 |  |  | 1072718.1978 | 1880512.4406
4525 | 3304386.252 | 0 | 45272.4815 |  |  | 0 | 3259113.7705 | 189 | 3070960.6258 | 2247042.001 | 16124.382 |  |  | 1072718.1978 | 1880512.4406
4526 | 3282621.692 | 38777.5442 | 48720.754 |  |  | 0 | 3195123.3938 | 189 | 3070960.6258 | 2247042.001 | 16124.382 |  |  | 1072718.1978 | 1880512.4406
4527 | 3283062.091 | 116332.6325 | 31590.6259 |  |  | 0 | 3135138.8326 | 189 | 3070960.6258 | 2247042.001 | 16124.382 |  |  | 1072718.1978 | 1880512.4406
4528 | 3459274.524 | 193887.7209 | 15572.8438 |  |  | 0 | 3249813.9593 | 189 | 3070960.6258 | 2247042.001 | 16124.382 |  |  | 1072718.1978 | 1880512.4406
4529 | 3472971.163 | 387775.4418 | 8120.1257 |  |  | 0 | 3077075.5955 | 189 | 3070960.6258 | 2247042.001 | 16124.382 |  |  | 1072718.1978 | 1880512.4406
4530 | 3348097.957 | 504108.0744 | 3448.2725 |  |  | 0 | 2840541.6101 | 189 | 3070960.6258 | 2247042.001 | 16124.382 |  |  | 1072718.1978 | 1880512.4406
4531 | 3191866.121 | 853105.972 | 889.8768 |  |  | 0 | 2337870.2722 | 189 | 3070960.6258 | 2247042.001 | 16124.382 |  |  | 1072718.1978 | 1880512.4406
4532 | 3065737.415 | 2287875.1067 | 0 |  |  | 0 | 777862.3083 | 189 | 3070960.6258 | 2247042.001 | 16124.382 |  |  | 1072718.1978 | 1880512.4406
4533 | 3022114.63 | 4420640.0367 | 0 |  |  | 1398525.4067 | 0 | 189 | 3070960.6258 | 2247042.001 | 16124.382 |  |  | 1072718.1978 | 1880512.4406
4534 | 2878753.815 | 7406510.9386 | 0 |  |  | 4527757.1236 | 0 | 189 | 3070960.6258 | 2247042.001 | 16124.382 |  |  | 1072718.1978 | 1880512.4406
4535 | 2723407.763 | 10508714.4731 | 0 |  |  | 7785306.7101 | 0 | 189 | 3070960.6258 | 2247042.001 | 16124.382 |  |  | 1072718.1978 | 1880512.4406
4536 | 2577004.918 | 12824811.1913 | 0 |  |  | 10247806.2733 | 0 | 189 | 3070960.6258 | 2247042.001 | 16124.382 |  |  | 1072718.1978 | 1880512.4406
4537 | 2500222.763 | 12748029.0363 | 0 |  |  | 10247806.2733 | 0 | 190 | 2997153.6469 | 8380435.6737 | 35103.7853 |  |  | 5989231.0638 | 570845.2517
4538 | 2463272.414 | 12711078.6873 | 0 |  |  | 10247806.2733 | 0 | 190 | 2997153.6469 | 8380435.6737 | 35103.7853 |  |  | 5989231.0638 | 570845.2517
4539 | 2397071.767 | 12644878.0403 | 0 |  |  | 10247806.2733 | 0 | 190 | 2997153.6469 | 8380435.6737 | 35103.7853 |  |  | 5989231.0638 | 570845.2517
4540 | 2379505.795 | 12627312.0683 | 0 |  |  | 10247806.2733 | 0 | 190 | 2997153.6469 | 8380435.6737 | 35103.7853 |  |  | 5989231.0638 | 570845.2517
4541 | 2484435.7 | 12732241.9733 | 0 |  |  | 10247806.2733 | 0 | 190 | 2997153.6469 | 8380435.6737 | 35103.7853 |  |  | 5989231.0638 | 570845.2517
4542 | 2721755.868 | 10469936.9289 | 17908.7703 |  |  | 7766089.8313 | 0 | 190 | 2997153.6469 | 8380435.6737 | 35103.7853 |  |  | 5989231.0638 | 570845.2517
4543 | 2989680.714 | 8182061.8222 | 37152.3558 |  |  | 5229533.4641 | 0 | 190 | 2997153.6469 | 8380435.6737 | 35103.7853 |  |  | 5989231.0638 | 570845.2517
4544 | 3173238.882 | 6049296.8923 | 58954.3371 |  |  | 2935012.3473 | 0 | 190 | 2997153.6469 | 8380435.6737 | 35103.7853 |  |  | 5989231.0638 | 570845.2517
4545 | 3282714.672 | 3373646.3438 | 77085.5766 |  |  | 168017.2483 | 0 | 190 | 2997153.6469 | 8380435.6737 | 35103.7853 |  |  | 5989231.0638 | 570845.2517
4546 | 3315433.922 | 1706211.944 | 90656.1976 |  |  | 0 | 1518565.7805 | 190 | 2997153.6469 | 8380435.6737 | 35103.7853 |  |  | 5989231.0638 | 570845.2517
4547 | 3289101.861 | 697995.7953 | 97552.7427 |  |  | 0 | 2493553.3231 | 190 | 2997153.6469 | 8380435.6737 | 35103.7853 |  |  | 5989231.0638 | 570845.2517
4548 | 3263998.379 | 271442.8093 | 97552.7427 |  |  | 0 | 2895002.8271 | 190 | 2997153.6469 | 8380435.6737 | 35103.7853 |  |  | 5989231.0638 | 570845.2517
4549 | 3209927.631 | 271442.8093 | 96996.5697 |  |  | 0 | 2841488.2521 | 190 | 2997153.6469 | 8380435.6737 | 35103.7853 |  |  | 5989231.0638 | 570845.2517
4550 | 3173151.048 | 581663.1627 | 88320.271 |  |  | 0 | 2503167.6143 | 190 | 2997153.6469 | 8380435.6737 | 35103.7853 |  |  | 5989231.0638 | 570845.2517
4551 | 3190247.355 | 1667434.3998 | 74304.7116 |  |  | 0 | 1448508.2436 | 190 | 2997153.6469 | 8380435.6737 | 35103.7853 |  |  | 5989231.0638 | 570845.2517
4552 | 3395473.5 | 4226752.3158 | 55951.0029 |  |  | 887229.8187 | 0 | 190 | 2997153.6469 | 8380435.6737 | 35103.7853 |  |  | 5989231.0638 | 570845.2517
4553 | 3461740.907 | 8104506.7339 | 34593.9601 |  |  | 4677359.7869 | 0 | 190 | 2997153.6469 | 8380435.6737 | 35103.7853 |  |  | 5989231.0638 | 570845.2517
4554 | 3352683.725 | 12874144.6682 | 14015.5594 |  |  | 9535476.5026 | 0 | 190 | 2997153.6469 | 8380435.6737 | 35103.7853 |  |  | 5989231.0638 | 570845.2517
4555 | 3244780.477 | 13339475.1983 | 1446.0498 |  |  | 10096140.7711 | 0 | 190 | 2997153.6469 | 8380435.6737 | 35103.7853 |  |  | 5989231.0638 | 570845.2517
4556 | 3123045.898 | 13339475.1983 | 0 |  |  | 10216429.3003 | 0 | 190 | 2997153.6469 | 8380435.6737 | 35103.7853 |  |  | 5989231.0638 | 570845.2517
4557 | 3091668.925 | 13339475.1983 | 0 |  |  | 10247806.2733 | 0 | 190 | 2997153.6469 | 8380435.6737 | 35103.7853 |  |  | 5989231.0638 | 570845.2517
4558 | 2964391.657 | 13212197.9303 | 0 |  |  | 10247806.2733 | 0 | 190 | 2997153.6469 | 8380435.6737 | 35103.7853 |  |  | 5989231.0638 | 570845.2517
4559 | 2788157.639 | 13035963.9123 | 0 |  |  | 10247806.2733 | 0 | 190 | 2997153.6469 | 8380435.6737 | 35103.7853 |  |  | 5989231.0638 | 570845.2517
4560 | 2675986.027 | 12923792.3003 | 0 |  |  | 10247806.2733 | 0 | 190 | 2997153.6469 | 8380435.6737 | 35103.7853 |  |  | 5989231.0638 | 570845.2517
4561 | 2614851.733 | 12862658.0063 | 0 |  |  | 10247806.2733 | 0 | 191 | 3579220.1196 | 5726132.6701 | 35803.6363 |  |  | 3304388.3114 | 1121672.1245
4562 | 2610811.875 | 12858618.1483 | 0 |  |  | 10247806.2733 | 0 | 191 | 3579220.1196 | 5726132.6701 | 35803.6363 |  |  | 3304388.3114 | 1121672.1245
4563 | 2608344.558 | 12856150.8313 | 0 |  |  | 10247806.2733 | 0 | 191 | 3579220.1196 | 5726132.6701 | 35803.6363 |  |  | 3304388.3114 | 1121672.1245
4564 | 2731785.589 | 10276049.208 | 0 |  |  | 7544263.619 | 0 | 191 | 3579220.1196 | 5726132.6701 | 35803.6363 |  |  | 3304388.3114 | 1121672.1245
4565 | 3156039.634 | 8026951.6455 | 1890.9882 |  |  | 4872802.9997 | 0 | 191 | 3579220.1196 | 5726132.6701 | 35803.6363 |  |  | 3304388.3114 | 1121672.1245
4566 | 3677912.923 | 6126851.9806 | 19354.8201 |  |  | 2468293.8777 | 0 | 191 | 3579220.1196 | 5726132.6701 | 35803.6363 |  |  | 3304388.3114 | 1121672.1245
4567 | 4009489.831 | 4498195.125 | 42380.3819 |  |  | 531085.676 | 0 | 191 | 3579220.1196 | 5726132.6701 | 35803.6363 |  |  | 3304388.3114 | 1121672.1245
4568 | 4141287.548 | 2326652.6509 | 64071.1286 |  |  | 0 | 1750563.7685 | 191 | 3579220.1196 | 5726132.6701 | 35803.6363 |  |  | 3304388.3114 | 1121672.1245
4569 | 4273834.503 | 697995.7953 | 81646.1951 |  |  | 0 | 3494192.5126 | 191 | 3579220.1196 | 5726132.6701 | 35803.6363 |  |  | 3304388.3114 | 1121672.1245
4570 | 4256335.003 | 116332.6325 | 93659.5317 |  |  | 0 | 4046342.8387 | 191 | 3579220.1196 | 5726132.6701 | 35803.6363 |  |  | 3304388.3114 | 1121672.1245
4571 | 4209569.337 | 38777.5442 | 97552.7427 |  |  | 0 | 4073239.0502 | 191 | 3579220.1196 | 5726132.6701 | 35803.6363 |  |  | 3304388.3114 | 1121672.1245
4572 | 4222278.203 | 193887.7209 | 97552.7427 |  |  | 0 | 3930837.7394 | 191 | 3579220.1196 | 5726132.6701 | 35803.6363 |  |  | 3304388.3114 | 1121672.1245
4573 | 4172586.081 | 659218.2511 | 97552.7427 |  |  | 0 | 3415815.0873 | 191 | 3579220.1196 | 5726132.6701 | 35803.6363 |  |  | 3304388.3114 | 1121672.1245
4574 | 3993384.29 | 1512324.2231 | 88876.444 |  |  | 0 | 2392183.6229 | 191 | 3579220.1196 | 5726132.6701 | 35803.6363 |  |  | 3304388.3114 | 1121672.1245
4575 | 3917067.782 | 2520540.3718 | 74082.2424 |  |  | 0 | 1322445.1678 | 191 | 3579220.1196 | 5726132.6701 | 35803.6363 |  |  | 3304388.3114 | 1121672.1245
4576 | 4105172.34 | 3063425.9903 | 51835.3228 |  |  | 0 | 989911.0269 | 191 | 3579220.1196 | 5726132.6701 | 35803.6363 |  |  | 3304388.3114 | 1121672.1245
4577 | 4034215.265 | 3257313.7112 | 33704.0833 |  |  | 0 | 743197.4705 | 191 | 3579220.1196 | 5726132.6701 | 35803.6363 |  |  | 3304388.3114 | 1121672.1245
4578 | 3840754.068 | 3257313.7112 | 13681.8556 |  |  | 0 | 569758.5012 | 191 | 3579220.1196 | 5726132.6701 | 35803.6363 |  |  | 3304388.3114 | 1121672.1245
4579 | 3644291.685 | 3451201.4321 | 1446.0498 |  |  | 0 | 191644.2031 | 191 | 3579220.1196 | 5726132.6701 | 35803.6363 |  |  | 3304388.3114 | 1121672.1245
4580 | 3479374.291 | 5234968.4645 | 0 |  |  | 1755594.1735 | 0 | 191 | 3579220.1196 | 5726132.6701 | 35803.6363 |  |  | 3304388.3114 | 1121672.1245
4581 | 3368667.563 | 7522843.5712 | 0 |  |  | 4154176.0082 | 0 | 191 | 3579220.1196 | 5726132.6701 | 35803.6363 |  |  | 3304388.3114 | 1121672.1245
4582 | 3133196.959 | 10469936.9289 | 0 |  |  | 7336739.9699 | 0 | 191 | 3579220.1196 | 5726132.6701 | 35803.6363 |  |  | 3304388.3114 | 1121672.1245
4583 | 2912786.259 | 12563924.3147 | 0 |  |  | 9651138.0557 | 0 | 191 | 3579220.1196 | 5726132.6701 | 35803.6363 |  |  | 3304388.3114 | 1121672.1245
4584 | 2787245.551 | 13035051.8243 | 0 |  |  | 10247806.2733 | 0 | 191 | 3579220.1196 | 5726132.6701 | 35803.6363 |  |  | 3304388.3114 | 1121672.1245
4585 | 2706848.57 | 12954654.8433 | 0 |  |  | 10247806.2733 | 0 | 192 | 3630892.4546 | 5937601.5486 | 35530.1846 |  |  | 3064805.6202 | 722566.3416
4586 | 2695900.697 | 12943706.9703 | 0 |  |  | 10247806.2733 | 0 | 192 | 3630892.4546 | 5937601.5486 | 35530.1846 |  |  | 3064805.6202 | 722566.3416
4587 | 2723967.001 | 12137371.3287 | 0 |  |  | 9413404.3277 | 0 | 192 | 3630892.4546 | 5937601.5486 | 35530.1846 |  |  | 3064805.6202 | 722566.3416
4588 | 2835292.099 | 10043383.9429 | 0 |  |  | 7208091.8439 | 0 | 192 | 3630892.4546 | 5937601.5486 | 35530.1846 |  |  | 3064805.6202 | 722566.3416
4589 | 3272262.682 | 8143284.2781 | 2002.2228 |  |  | 4873023.8188 | 0 | 192 | 3630892.4546 | 5937601.5486 | 35530.1846 |  |  | 3064805.6202 | 722566.3416
4590 | 3773035.542 | 6126851.9806 | 18909.8817 |  |  | 2372726.3203 | 0 | 192 | 3630892.4546 | 5937601.5486 | 35530.1846 |  |  | 3064805.6202 | 722566.3416
4591 | 4088887.646 | 3916531.9623 | 41156.8013 |  |  | 0 | 131198.8823 | 192 | 3630892.4546 | 5937601.5486 | 35530.1846 |  |  | 3064805.6202 | 722566.3416
4592 | 4209754.364 | 2481762.8276 | 64849.7708 |  |  | 0 | 1663141.7656 | 192 | 3630892.4546 | 5937601.5486 | 35530.1846 |  |  | 3064805.6202 | 722566.3416
4593 | 4321056.283 | 1202103.8696 | 82981.0103 |  |  | 0 | 3035971.4031 | 192 | 3630892.4546 | 5937601.5486 | 35530.1846 |  |  | 3064805.6202 | 722566.3416
4594 | 4343910.104 | 581663.1627 | 95772.9891 |  |  | 0 | 3666473.9522 | 192 | 3630892.4546 | 5937601.5486 | 35530.1846 |  |  | 3064805.6202 | 722566.3416
4595 | 4258089.423 | 969438.6045 | 97552.7427 |  |  | 0 | 3191098.0758 | 192 | 3630892.4546 | 5937601.5486 | 35530.1846 |  |  | 3064805.6202 | 722566.3416
4596 | 4280632.204 | 1744989.4882 | 97552.7427 |  |  | 0 | 2438089.9732 | 192 | 3630892.4546 | 5937601.5486 | 35530.1846 |  |  | 3064805.6202 | 722566.3416
4597 | 4228439.186 | 2791983.181 | 97552.7427 |  |  | 0 | 1338903.2623 | 192 | 3630892.4546 | 5937601.5486 | 35530.1846 |  |  | 3064805.6202 | 722566.3416
4598 | 4063524.009 | 3645089.153 | 91212.3706 |  |  | 0 | 327222.4854 | 192 | 3630892.4546 | 5937601.5486 | 35530.1846 |  |  | 3064805.6202 | 722566.3416
4599 | 4006206.573 | 3994087.0507 | 73303.6002 |  |  | 61184.0779 | 0 | 192 | 3630892.4546 | 5937601.5486 | 35530.1846 |  |  | 3064805.6202 | 722566.3416
4600 | 4160372.981 | 3994087.0507 | 47719.6426 |  |  | 0 | 118566.2877 | 192 | 3630892.4546 | 5937601.5486 | 35530.1846 |  |  | 3064805.6202 | 722566.3416
4601 | 4058061.457 | 3722644.2414 | 26362.5998 |  |  | 0 | 309054.6158 | 192 | 3630892.4546 | 5937601.5486 | 35530.1846 |  |  | 3064805.6202 | 722566.3416
4602 | 3840432.076 | 3257313.7112 | 12680.7442 |  |  | 0 | 570437.6206 | 192 | 3630892.4546 | 5937601.5486 | 35530.1846 |  |  | 3064805.6202 | 722566.3416
4603 | 3617974.434 | 3063425.9903 | 3114.5688 |  |  | 0 | 551433.8749 | 192 | 3630892.4546 | 5937601.5486 | 35530.1846 |  |  | 3064805.6202 | 722566.3416
4604 | 3446272.594 | 4420640.0367 | 0 |  |  | 974367.4427 | 0 | 192 | 3630892.4546 | 5937601.5486 | 35530.1846 |  |  | 3064805.6202 | 722566.3416
4605 | 3353717.764 | 7522843.5712 | 0 |  |  | 4169125.8072 | 0 | 192 | 3630892.4546 | 5937601.5486 | 35530.1846 |  |  | 3064805.6202 | 722566.3416
4606 | 3134421.326 | 10004606.3988 | 0 |  |  | 6870185.0728 | 0 | 192 | 3630892.4546 | 5937601.5486 | 35530.1846 |  |  | 3064805.6202 | 722566.3416
4607 | 2929238.466 | 11206710.2684 | 0 |  |  | 8277471.8024 | 0 | 192 | 3630892.4546 | 5937601.5486 | 35530.1846 |  |  | 3064805.6202 | 722566.3416
4608 | 2793121.43 | 11633263.2544 | 0 |  |  | 8840141.8244 | 0 | 192 | 3630892.4546 | 5937601.5486 | 35530.1846 |  |  | 3064805.6202 | 722566.3416
4609 | 2728608.79 | 11516930.6218 | 0 |  |  | 8788321.8318 | 0 | 193 | 3625757.3633 | 4672694.0738 | 30190.9239 |  |  | 2425881.349 | 1348753.7146
4610 | 2706740.293 | 10935267.4591 | 0 |  |  | 8228527.1661 | 0 | 193 | 3625757.3633 | 4672694.0738 | 30190.9239 |  |  | 2425881.349 | 1348753.7146
4611 | 2705273.239 | 9888273.7662 | 0 |  |  | 7183000.5272 | 0 | 193 | 3625757.3633 | 4672694.0738 | 30190.9239 |  |  | 2425881.349 | 1348753.7146
4612 | 2832549.904 | 8065729.1897 | 111.2346 |  |  | 5233290.5203 | 0 | 193 | 3625757.3633 | 4672694.0738 | 30190.9239 |  |  | 2425881.349 | 1348753.7146
4613 | 3267273.557 | 6708515.1434 | 4894.3223 |  |  | 3446135.9087 | 0 | 193 | 3625757.3633 | 4672694.0738 | 30190.9239 |  |  | 2425881.349 | 1348753.7146
4614 | 3768331.072 | 5312523.5528 | 20022.2277 |  |  | 1564214.7085 | 0 | 193 | 3625757.3633 | 4672694.0738 | 30190.9239 |  |  | 2425881.349 | 1348753.7146
4615 | 4051654.551 | 3489978.9763 | 44048.9009 |  |  | 0 | 517626.6738 | 193 | 3625757.3633 | 4672694.0738 | 30190.9239 |  |  | 2425881.349 | 1348753.7146
4616 | 4175952.134 | 2675650.5485 | 66407.0551 |  |  | 0 | 1433894.5303 | 193 | 3625757.3633 | 4672694.0738 | 30190.9239 |  |  | 2425881.349 | 1348753.7146
4617 | 4304668.516 | 1357214.0463 | 83982.1217 |  |  | 0 | 2863472.348 | 193 | 3625757.3633 | 4672694.0738 | 30190.9239 |  |  | 2425881.349 | 1348753.7146
4618 | 4321293.166 | 348997.8976 | 96662.8659 |  |  | 0 | 3875632.4025 | 193 | 3625757.3633 | 4672694.0738 | 30190.9239 |  |  | 2425881.349 | 1348753.7146
4619 | 4255699.287 | 38777.5442 | 97552.7427 |  |  | 0 | 4119369.0002 | 193 | 3625757.3633 | 4672694.0738 | 30190.9239 |  |  | 2425881.349 | 1348753.7146
4620 | 4260727.73 | 0 | 97552.7427 |  |  | 0 | 4163174.9873 | 193 | 3625757.3633 | 4672694.0738 | 30190.9239 |  |  | 2425881.349 | 1348753.7146
4621 | 4193526.382 | 155110.1767 | 82091.1335 |  |  | 0 | 3956325.0718 | 193 | 3625757.3633 | 4672694.0738 | 30190.9239 |  |  | 2425881.349 | 1348753.7146
4622 | 4057203.572 | 814328.4278 | 56729.6451 |  |  | 0 | 3186145.4991 | 193 | 3625757.3633 | 4672694.0738 | 30190.9239 |  |  | 2425881.349 | 1348753.7146
4623 | 3984781.541 | 1977654.7532 | 30144.5761 |  |  | 0 | 1976982.2116 | 193 | 3625757.3633 | 4672694.0738 | 30190.9239 |  |  | 2425881.349 | 1348753.7146
4624 | 4107479.03 | 2753205.6369 | 20022.2277 |  |  | 0 | 1334251.1654 | 193 | 3625757.3633 | 4672694.0738 | 30190.9239 |  |  | 2425881.349 | 1348753.7146
4625 | 4041502.312 | 2753205.6369 | 14126.794 |  |  | 0 | 1274169.8812 | 193 | 3625757.3633 | 4672694.0738 | 30190.9239 |  |  | 2425881.349 | 1348753.7146
4626 | 3842768.475 | 2442985.2834 | 7786.4219 |  |  | 0 | 1391996.7697 | 193 | 3625757.3633 | 4672694.0738 | 30190.9239 |  |  | 2425881.349 | 1348753.7146
4627 | 3637320.964 | 2016432.2974 | 2447.1612 |  |  | 0 | 1618441.5054 | 193 | 3625757.3633 | 4672694.0738 | 30190.9239 |  |  | 2425881.349 | 1348753.7146
4628 | 3450590.285 | 2791983.181 | 0 |  |  | 0 | 658607.104 | 193 | 3625757.3633 | 4672694.0738 | 30190.9239 |  |  | 2425881.349 | 1348753.7146
4629 | 3368636.422 | 5390078.6412 | 0 |  |  | 2021442.2192 | 0 | 193 | 3625757.3633 | 4672694.0738 | 30190.9239 |  |  | 2425881.349 | 1348753.7146
4630 | 3174093.979 | 8918835.1617 | 0 |  |  | 5744741.1827 | 0 | 193 | 3625757.3633 | 4672694.0738 | 30190.9239 |  |  | 2425881.349 | 1348753.7146
4631 | 2952232.295 | 10818934.8266 | 0 |  |  | 7866702.5316 | 0 | 193 | 3625757.3633 | 4672694.0738 | 30190.9239 |  |  | 2425881.349 | 1348753.7146
4632 | 2829269.223 | 10974045.0033 | 0 |  |  | 8144775.7803 | 0 | 193 | 3625757.3633 | 4672694.0738 | 30190.9239 |  |  | 2425881.349 | 1348753.7146
4633 | 2763673.65 | 10198494.1197 | 0 |  |  | 7434820.4697 | 0 | 194 | 3585575.8358 | 3591770.0298 | 16471.9901 |  |  | 1309264.6104 | 1286598.4263
4634 | 2758750.899 | 9073945.3384 | 0 |  |  | 6315194.4394 | 0 | 194 | 3585575.8358 | 3591770.0298 | 16471.9901 |  |  | 1309264.6104 | 1286598.4263
4635 | 2740790.816 | 8026951.6455 | 0 |  |  | 5286160.8295 | 0 | 194 | 3585575.8358 | 3591770.0298 | 16471.9901 |  |  | 1309264.6104 | 1286598.4263
4636 | 2839161.062 | 7096290.5852 | 444.9384 |  |  | 4257574.4616 | 0 | 194 | 3585575.8358 | 3591770.0298 | 16471.9901 |  |  | 1309264.6104 | 1286598.4263
4637 | 3292640.382 | 6088074.4365 | 5784.1991 |  |  | 2801218.2536 | 0 | 194 | 3585575.8358 | 3591770.0298 | 16471.9901 |  |  | 1309264.6104 | 1286598.4263
4638 | 3791591.48 | 4847193.0227 | 16017.7821 |  |  | 1071619.3248 | 0 | 194 | 3585575.8358 | 3591770.0298 | 16471.9901 |  |  | 1309264.6104 | 1286598.4263
4639 | 4079975.686 | 2791983.181 | 27363.7112 |  |  | 0 | 1260628.7938 | 194 | 3585575.8358 | 3591770.0298 | 16471.9901 |  |  | 1309264.6104 | 1286598.4263
4640 | 4181612.029 | 1589879.3114 | 33481.6141 |  |  | 0 | 2558251.1035 | 194 | 3585575.8358 | 3591770.0298 | 16471.9901 |  |  | 1309264.6104 | 1286598.4263
4641 | 4283829.465 | 465330.5302 | 39377.0478 |  |  | 0 | 3779121.887 | 194 | 3585575.8358 | 3591770.0298 | 16471.9901 |  |  | 1309264.6104 | 1286598.4263
4642 | 4288252.304 | 77555.0884 | 43270.2587 |  |  | 0 | 4167426.9569 | 194 | 3585575.8358 | 3591770.0298 | 16471.9901 |  |  | 1309264.6104 | 1286598.4263
4643 | 4202484.539 | 193887.7209 | 44938.7777 |  |  | 0 | 3963658.0404 | 194 | 3585575.8358 | 3591770.0298 | 16471.9901 |  |  | 1309264.6104 | 1286598.4263
4644 | 4203024.112 | 853105.972 | 45717.4199 |  |  | 0 | 3304200.7201 | 194 | 3585575.8358 | 3591770.0298 | 16471.9901 |  |  | 1309264.6104 | 1286598.4263
4645 | 4123554.88 | 1861322.1207 | 42269.1473 |  |  | 0 | 2219963.612 | 194 | 3585575.8358 | 3591770.0298 | 16471.9901 |  |  | 1309264.6104 | 1286598.4263
4646 | 3958304.042 | 2985870.902 | 32814.2065 |  |  | 0 | 939618.9336 | 194 | 3585575.8358 | 3591770.0298 | 16471.9901 |  |  | 1309264.6104 | 1286598.4263
4647 | 3876362.398 | 3761421.7856 | 25361.4884 |  |  | 0 | 89579.124 | 194 | 3585575.8358 | 3591770.0298 | 16471.9901 |  |  | 1309264.6104 | 1286598.4263
4648 | 4030451.942 | 4536972.6692 | 18576.1779 |  |  | 525096.9051 | 0 | 194 | 3585575.8358 | 3591770.0298 | 16471.9901 |  |  | 1309264.6104 | 1286598.4263
4649 | 3952203.197 | 5234968.4645 | 12013.3366 |  |  | 1294778.6041 | 0 | 194 | 3585575.8358 | 3591770.0298 | 16471.9901 |  |  | 1309264.6104 | 1286598.4263
4650 | 3753215.426 | 5545188.8179 | 6006.6683 |  |  | 1797980.0602 | 0 | 194 | 3585575.8358 | 3591770.0298 | 16471.9901 |  |  | 1309264.6104 | 1286598.4263
4651 | 3551958.457 | 4187974.7716 | 1890.9882 |  |  | 637907.3027 | 0 | 194 | 3585575.8358 | 3591770.0298 | 16471.9901 |  |  | 1309264.6104 | 1286598.4263
4652 | 3379387.06 | 2520540.3718 | 0 |  |  | 0 | 858846.6882 | 194 | 3585575.8358 | 3591770.0298 | 16471.9901 |  |  | 1309264.6104 | 1286598.4263
4653 | 3294189.51 | 1434769.1347 | 0 |  |  | 0 | 1859420.3753 | 194 | 3585575.8358 | 3591770.0298 | 16471.9901 |  |  | 1309264.6104 | 1286598.4263
4654 | 3093129.923 | 969438.6045 | 0 |  |  | 0 | 2123691.3185 | 194 | 3585575.8358 | 3591770.0298 | 16471.9901 |  |  | 1309264.6104 | 1286598.4263
4655 | 2872245.067 | 891883.5162 | 0 |  |  | 0 | 1980361.5508 | 194 | 3585575.8358 | 3591770.0298 | 16471.9901 |  |  | 1309264.6104 | 1286598.4263
4656 | 2743031.732 | 969438.6045 | 0 |  |  | 0 | 1773593.1275 | 194 | 3585575.8358 | 3591770.0298 | 16471.9901 |  |  | 1309264.6104 | 1286598.4263
4657 | 2677486.014 | 1124548.7813 | 0 |  |  | 0 | 1552937.2327 | 195 | 3388087.8818 | 552580.0046 | 22594.5278 |  |  | 0 | 2812913.3494
4658 | 2657618.306 | 1279658.958 | 0 |  |  | 0 | 1377959.348 | 195 | 3388087.8818 | 552580.0046 | 22594.5278 |  |  | 0 | 2812913.3494
4659 | 2657668.915 | 1240881.4138 | 0 |  |  | 0 | 1416787.5012 | 195 | 3388087.8818 | 552580.0046 | 22594.5278 |  |  | 0 | 2812913.3494
4660 | 2768354.778 | 1124548.7813 | 0 |  |  | 0 | 1643805.9967 | 195 | 3388087.8818 | 552580.0046 | 22594.5278 |  |  | 0 | 2812913.3494
4661 | 3158262.008 | 1008216.1487 | 1890.9882 |  |  | 0 | 2148154.8711 | 195 | 3388087.8818 | 552580.0046 | 22594.5278 |  |  | 0 | 2812913.3494
4662 | 3642300.349 | 1046993.6929 | 6340.3721 |  |  | 0 | 2588966.284 | 195 | 3388087.8818 | 552580.0046 | 22594.5278 |  |  | 0 | 2812913.3494
4663 | 3935748.237 | 853105.972 | 13681.8556 |  |  | 0 | 3068960.4094 | 195 | 3388087.8818 | 552580.0046 | 22594.5278 |  |  | 0 | 2812913.3494
4664 | 4051673.018 | 736773.3394 | 30923.2183 |  |  | 0 | 3283976.4602 | 195 | 3388087.8818 | 552580.0046 | 22594.5278 |  |  | 0 | 2812913.3494
4665 | 4152244.918 | 77555.0884 | 44827.5431 |  |  | 0 | 4029862.2865 | 195 | 3388087.8818 | 552580.0046 | 22594.5278 |  |  | 0 | 2812913.3494
4666 | 4128680.025 | 0 | 53726.311 |  |  | 0 | 4074953.714 | 195 | 3388087.8818 | 552580.0046 | 22594.5278 |  |  | 0 | 2812913.3494
4667 | 3952082.637 | 0 | 60622.856 |  |  | 0 | 3891459.781 | 195 | 3388087.8818 | 552580.0046 | 22594.5278 |  |  | 0 | 2812913.3494
4668 | 3868863.172 | 38777.5442 | 59844.2139 |  |  | 0 | 3770241.414 | 195 | 3388087.8818 | 552580.0046 | 22594.5278 |  |  | 0 | 2812913.3494
4669 | 3747415.103 | 77555.0884 | 64738.5362 |  |  | 0 | 3605121.4785 | 195 | 3388087.8818 | 552580.0046 | 22594.5278 |  |  | 0 | 2812913.3494
4670 | 3608488.672 | 193887.7209 | 60845.3252 |  |  | 0 | 3353755.6259 | 195 | 3388087.8818 | 552580.0046 | 22594.5278 |  |  | 0 | 2812913.3494
4671 | 3602533.208 | 271442.8093 | 54949.8915 |  |  | 0 | 3276140.5072 | 195 | 3388087.8818 | 552580.0046 | 22594.5278 |  |  | 0 | 2812913.3494
4672 | 3748439.341 | 271442.8093 | 41935.4435 |  |  | 0 | 3435061.0882 | 195 | 3388087.8818 | 552580.0046 | 22594.5278 |  |  | 0 | 2812913.3494
4673 | 3683984.303 | 232665.2651 | 29254.6993 |  |  | 0 | 3422064.3386 | 195 | 3388087.8818 | 552580.0046 | 22594.5278 |  |  | 0 | 2812913.3494
4674 | 3476453.688 | 193887.7209 | 14794.2016 |  |  | 0 | 3267771.7655 | 195 | 3388087.8818 | 552580.0046 | 22594.5278 |  |  | 0 | 2812913.3494
4675 | 3287911.316 | 38777.5442 | 3893.2109 |  |  | 0 | 3245240.5609 | 195 | 3388087.8818 | 552580.0046 | 22594.5278 |  |  | 0 | 2812913.3494
4676 | 3148995.444 | 38777.5442 | 0 |  |  | 0 | 3110217.8998 | 195 | 3388087.8818 | 552580.0046 | 22594.5278 |  |  | 0 | 2812913.3494
4677 | 3089610.806 | 116332.6325 | 0 |  |  | 0 | 2973278.1735 | 195 | 3388087.8818 | 552580.0046 | 22594.5278 |  |  | 0 | 2812913.3494
4678 | 2937496.235 | 504108.0744 | 0 |  |  | 0 | 2433388.1606 | 195 | 3388087.8818 | 552580.0046 | 22594.5278 |  |  | 0 | 2812913.3494
4679 | 2743027.466 | 1085771.2371 | 0 |  |  | 0 | 1657256.2289 | 195 | 3388087.8818 | 552580.0046 | 22594.5278 |  |  | 0 | 2812913.3494
4680 | 2588771.203 | 1706211.944 | 0 |  |  | 0 | 882559.259 | 195 | 3388087.8818 | 552580.0046 | 22594.5278 |  |  | 0 | 2812913.3494
4681 | 2525276.667 | 2016432.2974 | 0 |  |  | 0 | 508844.3696 | 196 | 2920022.7531 | 1328130.8882 | 27104.1638 |  |  | 17356.4496 | 1582144.1508
4682 | 2476123.427 | 2016432.2974 | 0 |  |  | 0 | 459691.1296 | 196 | 2920022.7531 | 1328130.8882 | 27104.1638 |  |  | 17356.4496 | 1582144.1508
4683 | 2425762.006 | 1861322.1207 | 0 |  |  | 0 | 564439.8853 | 196 | 2920022.7531 | 1328130.8882 | 27104.1638 |  |  | 17356.4496 | 1582144.1508
4684 | 2402767.782 | 1589879.3114 | 0 |  |  | 0 | 812888.4706 | 196 | 2920022.7531 | 1328130.8882 | 27104.1638 |  |  | 17356.4496 | 1582144.1508
4685 | 2521115.115 | 1357214.0463 | 4449.3839 |  |  | 0 | 1159451.6847 | 196 | 2920022.7531 | 1328130.8882 | 27104.1638 |  |  | 17356.4496 | 1582144.1508
4686 | 2755319.632 | 1318436.5022 | 19132.3509 |  |  | 0 | 1417750.7789 | 196 | 2920022.7531 | 1328130.8882 | 27104.1638 |  |  | 17356.4496 | 1582144.1508
4687 | 3026357.534 | 1124548.7813 | 42936.5549 |  |  | 0 | 1858872.1978 | 196 | 2920022.7531 | 1328130.8882 | 27104.1638 |  |  | 17356.4496 | 1582144.1508
4688 | 3217692.517 | 659218.2511 | 65405.9438 |  |  | 0 | 2493068.3222 | 196 | 2920022.7531 | 1328130.8882 | 27104.1638 |  |  | 17356.4496 | 1582144.1508
4689 | 3308934.488 | 426552.986 | 81423.7259 |  |  | 0 | 2800957.7761 | 196 | 2920022.7531 | 1328130.8882 | 27104.1638 |  |  | 17356.4496 | 1582144.1508
4690 | 3278192.151 | 581663.1627 | 86762.9866 |  |  | 0 | 2609766.0017 | 196 | 2920022.7531 | 1328130.8882 | 27104.1638 |  |  | 17356.4496 | 1582144.1508
4691 | 3246788.837 | 853105.972 | 71412.6121 |  |  | 0 | 2322270.2529 | 196 | 2920022.7531 | 1328130.8882 | 27104.1638 |  |  | 17356.4496 | 1582144.1508
4692 | 3183316.496 | 1085771.2371 | 61512.7328 |  |  | 0 | 2036032.5261 | 196 | 2920022.7531 | 1328130.8882 | 27104.1638 |  |  | 17356.4496 | 1582144.1508
4693 | 3130257.78 | 1202103.8696 | 54060.0147 |  |  | 0 | 1874093.8956 | 196 | 2920022.7531 | 1328130.8882 | 27104.1638 |  |  | 17356.4496 | 1582144.1508
4694 | 3066035.194 | 1279658.958 | 46384.8275 |  |  | 0 | 1739991.4086 | 196 | 2920022.7531 | 1328130.8882 | 27104.1638 |  |  | 17356.4496 | 1582144.1508
4695 | 3109441.889 | 1357214.0463 | 43381.4933 |  |  | 0 | 1708846.3493 | 196 | 2920022.7531 | 1328130.8882 | 27104.1638 |  |  | 17356.4496 | 1582144.1508
4696 | 3292073.568 | 1589879.3114 | 33481.6141 |  |  | 0 | 1668712.6425 | 196 | 2920022.7531 | 1328130.8882 | 27104.1638 |  |  | 17356.4496 | 1582144.1508
4697 | 3320770.406 | 1589879.3114 | 23359.2656 |  |  | 0 | 1707531.8289 | 196 | 2920022.7531 | 1328130.8882 | 27104.1638 |  |  | 17356.4496 | 1582144.1508
4698 | 3166913.394 | 1357214.0463 | 13236.9172 |  |  | 0 | 1796462.4305 | 196 | 2920022.7531 | 1328130.8882 | 27104.1638 |  |  | 17356.4496 | 1582144.1508
4699 | 3031391.117 | 814328.4278 | 3559.5071 |  |  | 0 | 2213503.1821 | 196 | 2920022.7531 | 1328130.8882 | 27104.1638 |  |  | 17356.4496 | 1582144.1508
4700 | 2933271.69 | 348997.8976 | 0 |  |  | 0 | 2584273.7924 | 196 | 2920022.7531 | 1328130.8882 | 27104.1638 |  |  | 17356.4496 | 1582144.1508
4701 | 2904583.887 | 814328.4278 | 0 |  |  | 0 | 2090255.4592 | 196 | 2920022.7531 | 1328130.8882 | 27104.1638 |  |  | 17356.4496 | 1582144.1508
4702 | 2741754.562 | 1512324.2231 | 0 |  |  | 0 | 1229430.3389 | 196 | 2920022.7531 | 1328130.8882 | 27104.1638 |  |  | 17356.4496 | 1582144.1508
4703 | 2563422.458 | 2249097.5625 | 0 |  |  | 0 | 314324.8955 | 196 | 2920022.7531 | 1328130.8882 | 27104.1638 |  |  | 17356.4496 | 1582144.1508
4704 | 2452983.478 | 2869538.2694 | 0 |  |  | 416554.7914 | 0 | 196 | 2920022.7531 | 1328130.8882 | 27104.1638 |  |  | 17356.4496 | 1582144.1508
4705 | 2385254.498 | 3296091.2554 | 0 |  |  | 910836.7574 | 0 | 197 | 2968374.6725 | 1601189.4285 | 35062.0723 |  |  | 272886.274 | 1605009.4458
4706 | 2366667.833 | 3412423.8879 | 0 |  |  | 1045756.0549 | 0 | 197 | 2968374.6725 | 1601189.4285 | 35062.0723 |  |  | 272886.274 | 1605009.4458
4707 | 2395937.37 | 3257313.7112 | 0 |  |  | 861376.3412 | 0 | 197 | 2968374.6725 | 1601189.4285 | 35062.0723 |  |  | 272886.274 | 1605009.4458
4708 | 2386714.536 | 2132764.93 | 0 |  |  | 0 | 253949.606 | 197 | 2968374.6725 | 1601189.4285 | 35062.0723 |  |  | 272886.274 | 1605009.4458
4709 | 2521273.127 | 969438.6045 | 3003.3342 |  |  | 0 | 1548831.1883 | 197 | 2968374.6725 | 1601189.4285 | 35062.0723 |  |  | 272886.274 | 1605009.4458
4710 | 2728170.486 | 348997.8976 | 18909.8817 |  |  | 0 | 2360262.7067 | 197 | 2968374.6725 | 1601189.4285 | 35062.0723 |  |  | 272886.274 | 1605009.4458
4711 | 2936317.086 | 77555.0884 | 41601.7397 |  |  | 0 | 2817160.2579 | 197 | 2968374.6725 | 1601189.4285 | 35062.0723 |  |  | 272886.274 | 1605009.4458
4712 | 3138523.182 | 38777.5442 | 63848.6594 |  |  | 0 | 3035896.9784 | 197 | 2968374.6725 | 1601189.4285 | 35062.0723 |  |  | 272886.274 | 1605009.4458
4713 | 3278703.058 | 116332.6325 | 81423.7259 |  |  | 0 | 3080946.6995 | 197 | 2968374.6725 | 1601189.4285 | 35062.0723 |  |  | 272886.274 | 1605009.4458
4714 | 3325574.026 | 310220.3534 | 93214.5933 |  |  | 0 | 2922139.0792 | 197 | 2968374.6725 | 1601189.4285 | 35062.0723 |  |  | 272886.274 | 1605009.4458
4715 | 3306842.748 | 504108.0744 | 96106.6929 |  |  | 0 | 2706627.9808 | 197 | 2968374.6725 | 1601189.4285 | 35062.0723 |  |  | 272886.274 | 1605009.4458
4716 | 3301396.181 | 581663.1627 | 97552.7427 |  |  | 0 | 2622180.2756 | 197 | 2968374.6725 | 1601189.4285 | 35062.0723 |  |  | 272886.274 | 1605009.4458
4717 | 3268996.229 | 659218.2511 | 94994.3469 |  |  | 0 | 2514783.631 | 197 | 2968374.6725 | 1601189.4285 | 35062.0723 |  |  | 272886.274 | 1605009.4458
4718 | 3217491.525 | 697995.7953 | 84427.0601 |  |  | 0 | 2435068.6697 | 197 | 2968374.6725 | 1601189.4285 | 35062.0723 |  |  | 272886.274 | 1605009.4458
4719 | 3269598.158 | 775550.8836 | 65962.1168 |  |  | 0 | 2428085.1576 | 197 | 2968374.6725 | 1601189.4285 | 35062.0723 |  |  | 272886.274 | 1605009.4458
4720 | 3464470.977 | 1085771.2371 | 52725.1996 |  |  | 0 | 2325974.5404 | 197 | 2968374.6725 | 1601189.4285 | 35062.0723 |  |  | 272886.274 | 1605009.4458
4721 | 3510656.491 | 1512324.2231 | 31145.6875 |  |  | 0 | 1967186.5804 | 197 | 2968374.6725 | 1601189.4285 | 35062.0723 |  |  | 272886.274 | 1605009.4458
4722 | 3337006.955 | 1938877.2091 | 13570.621 |  |  | 0 | 1384559.125 | 197 | 2968374.6725 | 1601189.4285 | 35062.0723 |  |  | 272886.274 | 1605009.4458
4723 | 3187966.467 | 1861322.1207 | 3003.3342 |  |  | 0 | 1323641.0121 | 197 | 2968374.6725 | 1601189.4285 | 35062.0723 |  |  | 272886.274 | 1605009.4458
4724 | 3038110.759 | 1434769.1347 | 0 |  |  | 0 | 1603341.6243 | 197 | 2968374.6725 | 1601189.4285 | 35062.0723 |  |  | 272886.274 | 1605009.4458
4725 | 2986013.694 | 1861322.1207 | 0 |  |  | 0 | 1124691.5733 | 197 | 2968374.6725 | 1601189.4285 | 35062.0723 |  |  | 272886.274 | 1605009.4458
4726 | 2818105.649 | 2753205.6369 | 0 |  |  | 0 | 64900.0121 | 197 | 2968374.6725 | 1601189.4285 | 35062.0723 |  |  | 272886.274 | 1605009.4458
4727 | 2614574.225 | 3838976.8739 | 0 |  |  | 1224402.6489 | 0 | 197 | 2968374.6725 | 1601189.4285 | 35062.0723 |  |  | 272886.274 | 1605009.4458
4728 | 2456626.881 | 4963525.6552 | 0 |  |  | 2506898.7742 | 0 | 197 | 2968374.6725 | 1601189.4285 | 35062.0723 |  |  | 272886.274 | 1605009.4458
4729 | 2418113.968 | 6243184.6132 | 0 |  |  | 3825070.6452 | 0 | 198 | 3299262.9754 | 3607927.3399 | 32193.1466 |  |  | 1501731.4234 | 1160873.9123
4730 | 2408225.498 | 7406510.9386 | 0 |  |  | 4998285.4406 | 0 | 198 | 3299262.9754 | 3607927.3399 | 32193.1466 |  |  | 1501731.4234 | 1160873.9123
4731 | 2429009.573 | 7716731.2921 | 0 |  |  | 5287721.7191 | 0 | 198 | 3299262.9754 | 3607927.3399 | 32193.1466 |  |  | 1501731.4234 | 1160873.9123
4732 | 2543752.3 | 5700298.9946 | 0 |  |  | 3156546.6946 | 0 | 198 | 3299262.9754 | 3607927.3399 | 32193.1466 |  |  | 1501731.4234 | 1160873.9123
4733 | 2911396.959 | 3257313.7112 | 5672.9645 |  |  | 351589.7167 | 0 | 198 | 3299262.9754 | 3607927.3399 | 32193.1466 |  |  | 1501731.4234 | 1160873.9123
4734 | 3350952.929 | 1357214.0463 | 14126.794 |  |  | 0 | 1979612.0887 | 198 | 3299262.9754 | 3607927.3399 | 32193.1466 |  |  | 1501731.4234 | 1160873.9123
4735 | 3669418.526 | 193887.7209 | 25806.4268 |  |  | 0 | 3449724.3783 | 198 | 3299262.9754 | 3607927.3399 | 32193.1466 |  |  | 1501731.4234 | 1160873.9123
4736 | 3820487.133 | 38777.5442 | 38598.4056 |  |  | 0 | 3743111.1832 | 198 | 3299262.9754 | 3607927.3399 | 32193.1466 |  |  | 1501731.4234 | 1160873.9123
4737 | 3936361.752 | 232665.2651 | 56729.6451 |  |  | 0 | 3646966.8418 | 198 | 3299262.9754 | 3607927.3399 | 32193.1466 |  |  | 1501731.4234 | 1160873.9123
4738 | 3916829.344 | 814328.4278 | 82758.5411 |  |  | 0 | 3019742.3751 | 198 | 3299262.9754 | 3607927.3399 | 32193.1466 |  |  | 1501731.4234 | 1160873.9123
4739 | 3856379.206 | 1667434.3998 | 95216.8161 |  |  | 0 | 2093727.9901 | 198 | 3299262.9754 | 3607927.3399 | 32193.1466 |  |  | 1501731.4234 | 1160873.9123
4740 | 3842060.133 | 2869538.2694 | 97552.7427 |  |  | 0 | 874969.1209 | 198 | 3299262.9754 | 3607927.3399 | 32193.1466 |  |  | 1501731.4234 | 1160873.9123
4741 | 3785239.821 | 4343084.9483 | 97552.7427 |  |  | 655397.87 | 0 | 198 | 3299262.9754 | 3607927.3399 | 32193.1466 |  |  | 1501731.4234 | 1160873.9123
4742 | 3665917.812 | 5816631.6272 | 89210.1478 |  |  | 2239923.963 | 0 | 198 | 3299262.9754 | 3607927.3399 | 32193.1466 |  |  | 1501731.4234 | 1160873.9123
4743 | 3619956.466 | 7018735.4968 | 73637.304 |  |  | 3472416.3348 | 0 | 198 | 3299262.9754 | 3607927.3399 | 32193.1466 |  |  | 1501731.4234 | 1160873.9123
4744 | 3801080.303 | 7871841.4688 | 51835.3228 |  |  | 4122596.4886 | 0 | 198 | 3299262.9754 | 3607927.3399 | 32193.1466 |  |  | 1501731.4234 | 1160873.9123
4745 | 3776499.567 | 7677953.7479 | 27474.9458 |  |  | 3928929.1267 | 0 | 198 | 3299262.9754 | 3607927.3399 | 32193.1466 |  |  | 1501731.4234 | 1160873.9123
4746 | 3570352.804 | 6592182.5108 | 13125.6826 |  |  | 3034955.3894 | 0 | 198 | 3299262.9754 | 3607927.3399 | 32193.1466 |  |  | 1501731.4234 | 1160873.9123
4747 | 3378301.214 | 4343084.9483 | 3337.0379 |  |  | 968120.7722 | 0 | 198 | 3299262.9754 | 3607927.3399 | 32193.1466 |  |  | 1501731.4234 | 1160873.9123
4748 | 3200612.936 | 2481762.8276 | 0 |  |  | 0 | 718850.1084 | 198 | 3299262.9754 | 3607927.3399 | 32193.1466 |  |  | 1501731.4234 | 1160873.9123
4749 | 3126915.115 | 1085771.2371 | 0 |  |  | 0 | 2041143.8779 | 198 | 3299262.9754 | 3607927.3399 | 32193.1466 |  |  | 1501731.4234 | 1160873.9123
4750 | 2903029.513 | 116332.6325 | 0 |  |  | 0 | 2786696.8805 | 198 | 3299262.9754 | 3607927.3399 | 32193.1466 |  |  | 1501731.4234 | 1160873.9123
4751 | 2691423.447 | 155110.1767 | 0 |  |  | 0 | 2536313.2703 | 198 | 3299262.9754 | 3607927.3399 | 32193.1466 |  |  | 1501731.4234 | 1160873.9123
4752 | 2559995.091 | 1589879.3114 | 0 |  |  | 0 | 970115.7796 | 198 | 3299262.9754 | 3607927.3399 | 32193.1466 |  |  | 1501731.4234 | 1160873.9123
4753 | 2495157.049 | 4498195.125 | 0 |  |  | 2003038.076 | 0 | 199 | 3318297.5272 | 10358451.4894 | 33958.9959 |  |  | 7074112.9581 | 0
4754 | 2490000.556 | 7367733.3944 | 0 |  |  | 4877732.8384 | 0 | 199 | 3318297.5272 | 10358451.4894 | 33958.9959 |  |  | 7074112.9581 | 0
4755 | 2512845.153 | 9306610.6035 | 0 |  |  | 6793765.4505 | 0 | 199 | 3318297.5272 | 10358451.4894 | 33958.9959 |  |  | 7074112.9581 | 0
4756 | 2606392.571 | 9810718.6779 | 0 |  |  | 7204326.1069 | 0 | 199 | 3318297.5272 | 10358451.4894 | 33958.9959 |  |  | 7074112.9581 | 0
4757 | 2960561.339 | 8957612.7059 | 3114.5688 |  |  | 6000165.9356 | 0 | 199 | 3318297.5272 | 10358451.4894 | 33958.9959 |  |  | 7074112.9581 | 0
4758 | 3394464.139 | 7135068.1293 | 18353.7087 |  |  | 3758957.6991 | 0 | 199 | 3318297.5272 | 10358451.4894 | 33958.9959 |  |  | 7074112.9581 | 0
4759 | 3686809.667 | 4536972.6692 | 40823.0976 |  |  | 890986.0998 | 0 | 199 | 3318297.5272 | 10358451.4894 | 33958.9959 |  |  | 7074112.9581 | 0
4760 | 3820134.298 | 5234968.4645 | 62513.8442 |  |  | 1477348.0107 | 0 | 199 | 3318297.5272 | 10358451.4894 | 33958.9959 |  |  | 7074112.9581 | 0
4761 | 3921277.596 | 7871841.4688 | 80867.5529 |  |  | 4031431.4257 | 0 | 199 | 3318297.5272 | 10358451.4894 | 33958.9959 |  |  | 7074112.9581 | 0
4762 | 3903025.053 | 10780157.2824 | 91879.7781 |  |  | 6969012.0075 | 0 | 199 | 3318297.5272 | 10358451.4894 | 33958.9959 |  |  | 7074112.9581 | 0
4763 | 3866108.649 | 13339475.1983 | 95661.7545 |  |  | 9569028.3038 | 0 | 199 | 3318297.5272 | 10358451.4894 | 33958.9959 |  |  | 7074112.9581 | 0
4764 | 3854162.247 | 13339475.1983 | 96996.5697 |  |  | 9582309.521 | 0 | 199 | 3318297.5272 | 10358451.4894 | 33958.9959 |  |  | 7074112.9581 | 0
4765 | 3807046.174 | 13339475.1983 | 91101.136 |  |  | 9623530.1603 | 0 | 199 | 3318297.5272 | 10358451.4894 | 33958.9959 |  |  | 7074112.9581 | 0
4766 | 3674412.971 | 13339475.1983 | 76974.342 |  |  | 9742036.5693 | 0 | 199 | 3318297.5272 | 10358451.4894 | 33958.9959 |  |  | 7074112.9581 | 0
4767 | 3630229.036 | 13339475.1983 | 66295.8206 |  |  | 9775541.9829 | 0 | 199 | 3318297.5272 | 10358451.4894 | 33958.9959 |  |  | 7074112.9581 | 0
4768 | 3754059.947 | 13339475.1983 | 47163.4697 |  |  | 9632578.721 | 0 | 199 | 3318297.5272 | 10358451.4894 | 33958.9959 |  |  | 7074112.9581 | 0
4769 | 3734462.241 | 13339475.1983 | 27697.415 |  |  | 9632710.3723 | 0 | 199 | 3318297.5272 | 10358451.4894 | 33958.9959 |  |  | 7074112.9581 | 0
4770 | 3559656.782 | 13339475.1983 | 13014.448 |  |  | 9792832.8643 | 0 | 199 | 3318297.5272 | 10358451.4894 | 33958.9959 |  |  | 7074112.9581 | 0
4771 | 3376993.693 | 13339475.1983 | 2558.3958 |  |  | 9965039.9011 | 0 | 199 | 3318297.5272 | 10358451.4894 | 33958.9959 |  |  | 7074112.9581 | 0
4772 | 3236406.854 | 11633263.2544 | 0 |  |  | 8396856.4004 | 0 | 199 | 3318297.5272 | 10358451.4894 | 33958.9959 |  |  | 7074112.9581 | 0
4773 | 3146943.299 | 10120939.0313 | 0 |  |  | 6973995.7323 | 0 | 199 | 3318297.5272 | 10358451.4894 | 33958.9959 |  |  | 7074112.9581 | 0
4774 | 2914618.893 | 9927051.3104 | 0 |  |  | 7012432.4174 | 0 | 199 | 3318297.5272 | 10358451.4894 | 33958.9959 |  |  | 7074112.9581 | 0
4775 | 2710014.634 | 10431159.3848 | 0 |  |  | 7721144.7508 | 0 | 199 | 3318297.5272 | 10358451.4894 | 33958.9959 |  |  | 7074112.9581 | 0
4776 | 2583357.812 | 10935267.4591 | 0 |  |  | 8351909.6471 | 0 | 199 | 3318297.5272 | 10358451.4894 | 33958.9959 |  |  | 7074112.9581 | 0
4777 | 2516819.446 | 10663824.6498 | 0 |  |  | 8147005.2038 | 0 | 200 | 3290270.8732 | 7933239.2471 | 35242.8285 |  |  | 4706059.1892 | 27847.9868
4778 | 2520253.671 | 9422943.236 | 0 |  |  | 6902689.565 | 0 | 200 | 3290270.8732 | 7933239.2471 | 35242.8285 |  |  | 4706059.1892 | 27847.9868
4779 | 2537907.299 | 8259616.9106 | 0 |  |  | 5721709.6116 | 0 | 200 | 3290270.8732 | 7933239.2471 | 35242.8285 |  |  | 4706059.1892 | 27847.9868
4780 | 2609496.511 | 6592182.5108 | 0 |  |  | 3982685.9998 | 0 | 200 | 3290270.8732 | 7933239.2471 | 35242.8285 |  |  | 4706059.1892 | 27847.9868
4781 | 2928463.63 | 4808415.4785 | 2558.3958 |  |  | 1882510.2442 | 0 | 200 | 3290270.8732 | 7933239.2471 | 35242.8285 |  |  | 4706059.1892 | 27847.9868
4782 | 3353442.089 | 3257313.7112 | 17908.7703 |  |  | 0 | 78219.6075 | 200 | 3290270.8732 | 7933239.2471 | 35242.8285 |  |  | 4706059.1892 | 27847.9868
4783 | 3654713.743 | 3024648.4461 | 39933.2208 |  |  | 0 | 590132.0761 | 200 | 3290270.8732 | 7933239.2471 | 35242.8285 |  |  | 4706059.1892 | 27847.9868
4784 | 3780500.091 | 3994087.0507 | 61846.4366 |  |  | 275433.3963 | 0 | 200 | 3290270.8732 | 7933239.2471 | 35242.8285 |  |  | 4706059.1892 | 27847.9868
4785 | 3865043.383 | 5234968.4645 | 79532.7377 |  |  | 1449457.8192 | 0 | 200 | 3290270.8732 | 7933239.2471 | 35242.8285 |  |  | 4706059.1892 | 27847.9868
4786 | 3855623.627 | 6475849.8783 | 90322.4938 |  |  | 2710548.745 | 0 | 200 | 3290270.8732 | 7933239.2471 | 35242.8285 |  |  | 4706059.1892 | 27847.9868
4787 | 3798486.514 | 7833063.9246 | 97219.0389 |  |  | 4131796.4495 | 0 | 200 | 3290270.8732 | 7933239.2471 | 35242.8285 |  |  | 4706059.1892 | 27847.9868
4788 | 3775125.249 | 8996390.25 | 97552.7427 |  |  | 5318817.7437 | 0 | 200 | 3290270.8732 | 7933239.2471 | 35242.8285 |  |  | 4706059.1892 | 27847.9868
4789 | 3714465.386 | 9035167.7942 | 96217.9275 |  |  | 5416920.3357 | 0 | 200 | 3290270.8732 | 7933239.2471 | 35242.8285 |  |  | 4706059.1892 | 27847.9868
4790 | 3595982.517 | 9694386.0453 | 87319.1596 |  |  | 6185722.6879 | 0 | 200 | 3290270.8732 | 7933239.2471 | 35242.8285 |  |  | 4706059.1892 | 27847.9868
4791 | 3556102.179 | 10935267.4591 | 73081.131 |  |  | 7452246.4112 | 0 | 200 | 3290270.8732 | 7933239.2471 | 35242.8285 |  |  | 4706059.1892 | 27847.9868
4792 | 3701300.785 | 11594485.7102 | 54282.4839 |  |  | 7947467.4091 | 0 | 200 | 3290270.8732 | 7933239.2471 | 35242.8285 |  |  | 4706059.1892 | 27847.9868
4793 | 3688501.399 | 11982261.152 | 32702.9719 |  |  | 8326462.7249 | 0 | 200 | 3290270.8732 | 7933239.2471 | 35242.8285 |  |  | 4706059.1892 | 27847.9868
4794 | 3533528.55 | 11904706.0636 | 13014.448 |  |  | 8384191.9616 | 0 | 200 | 3290270.8732 | 7933239.2471 | 35242.8285 |  |  | 4706059.1892 | 27847.9868
4795 | 3370871.962 | 11051600.0917 | 2335.9266 |  |  | 7683064.0562 | 0 | 200 | 3290270.8732 | 7933239.2471 | 35242.8285 |  |  | 4706059.1892 | 27847.9868
4796 | 3276267.714 | 8647392.3524 | 0 |  |  | 5371124.6384 | 0 | 200 | 3290270.8732 | 7933239.2471 | 35242.8285 |  |  | 4706059.1892 | 27847.9868
4797 | 3170747.633 | 7251400.7619 | 0 |  |  | 4080653.1289 | 0 | 200 | 3290270.8732 | 7933239.2471 | 35242.8285 |  |  | 4706059.1892 | 27847.9868
4798 | 2932089.37 | 6863625.3201 | 0 |  |  | 3931535.9501 | 0 | 200 | 3290270.8732 | 7933239.2471 | 35242.8285 |  |  | 4706059.1892 | 27847.9868
4799 | 2676352.661 | 6514627.4224 | 0 |  |  | 3838274.7614 | 0 | 200 | 3290270.8732 | 7933239.2471 | 35242.8285 |  |  | 4706059.1892 | 27847.9868
4800 | 2554415.549 | 6359517.2457 | 0 |  |  | 3805101.6967 | 0 | 200 | 3290270.8732 | 7933239.2471 | 35242.8285 |  |  | 4706059.1892 | 27847.9868
4801 | 2500638.808 | 6630960.055 | 0 |  |  | 4130321.247 | 0 | 201 | 3363069.3768 | 6365980.1698 | 27419.3285 |  |  | 3030330.1214 | 0
4802 | 2494969.386 | 6902402.8643 | 0 |  |  | 4407433.4783 | 0 | 201 | 3363069.3768 | 6365980.1698 | 27419.3285 |  |  | 3030330.1214 | 0
4803 | 2510456.856 | 6979957.9526 | 0 |  |  | 4469501.0966 | 0 | 201 | 3363069.3768 | 6365980.1698 | 27419.3285 |  |  | 3030330.1214 | 0
4804 | 2601474.679 | 6747292.6875 | 111.2346 |  |  | 4145929.2431 | 0 | 201 | 3363069.3768 | 6365980.1698 | 27419.3285 |  |  | 3030330.1214 | 0
4805 | 2937860.587 | 6475849.8783 | 4338.1493 |  |  | 3542327.4406 | 0 | 201 | 3363069.3768 | 6365980.1698 | 27419.3285 |  |  | 3030330.1214 | 0
4806 | 3351040.882 | 5545188.8179 | 14682.967 |  |  | 2208830.9029 | 0 | 201 | 3363069.3768 | 6365980.1698 | 27419.3285 |  |  | 3030330.1214 | 0
4807 | 3652810.123 | 5816631.6272 | 34816.4292 |  |  | 2198637.9334 | 0 | 201 | 3363069.3768 | 6365980.1698 | 27419.3285 |  |  | 3030330.1214 | 0
4808 | 3818338.08 | 7406510.9386 | 61067.7944 |  |  | 3649240.6531 | 0 | 201 | 3363069.3768 | 6365980.1698 | 27419.3285 |  |  | 3030330.1214 | 0
4809 | 3925934.937 | 7949396.5572 | 76529.4036 |  |  | 4099991.0237 | 0 | 201 | 3363069.3768 | 6365980.1698 | 27419.3285 |  |  | 3030330.1214 | 0
4810 | 3946514.256 | 7522843.5712 | 78531.6264 |  |  | 3654860.9415 | 0 | 201 | 3363069.3768 | 6365980.1698 | 27419.3285 |  |  | 3030330.1214 | 0
4811 | 3893928.419 | 6979957.9526 | 74082.2424 |  |  | 3160111.7761 | 0 | 201 | 3363069.3768 | 6365980.1698 | 27419.3285 |  |  | 3030330.1214 | 0
4812 | 3919326.592 | 7096290.5852 | 68186.8087 |  |  | 3245150.8019 | 0 | 201 | 3363069.3768 | 6365980.1698 | 27419.3285 |  |  | 3030330.1214 | 0
4813 | 3855579.099 | 7522843.5712 | 65294.7092 |  |  | 3732559.1813 | 0 | 201 | 3363069.3768 | 6365980.1698 | 27419.3285 |  |  | 3030330.1214 | 0
4814 | 3775362.963 | 7445288.4828 | 52280.2612 |  |  | 3722205.781 | 0 | 201 | 3363069.3768 | 6365980.1698 | 27419.3285 |  |  | 3030330.1214 | 0
4815 | 3760181.731 | 6630960.055 | 48387.0502 |  |  | 2919165.3742 | 0 | 201 | 3363069.3768 | 6365980.1698 | 27419.3285 |  |  | 3030330.1214 | 0
4816 | 3890463.123 | 7212623.2177 | 38598.4056 |  |  | 3360758.5003 | 0 | 201 | 3363069.3768 | 6365980.1698 | 27419.3285 |  |  | 3030330.1214 | 0
4817 | 3867400.463 | 7949396.5572 | 25361.4884 |  |  | 4107357.5826 | 0 | 201 | 3363069.3768 | 6365980.1698 | 27419.3285 |  |  | 3030330.1214 | 0
4818 | 3665554.67 | 7716731.2921 | 12791.9788 |  |  | 4063968.6009 | 0 | 201 | 3363069.3768 | 6365980.1698 | 27419.3285 |  |  | 3030330.1214 | 0
4819 | 3477643.338 | 6863625.3201 | 3003.3342 |  |  | 3388985.3162 | 0 | 201 | 3363069.3768 | 6365980.1698 | 27419.3285 |  |  | 3030330.1214 | 0
4820 | 3355403.634 | 4963525.6552 | 0 |  |  | 1608122.0212 | 0 | 201 | 3363069.3768 | 6365980.1698 | 27419.3285 |  |  | 3030330.1214 | 0
4821 | 3209216.887 | 4343084.9483 | 0 |  |  | 1133868.0613 | 0 | 201 | 3363069.3768 | 6365980.1698 | 27419.3285 |  |  | 3030330.1214 | 0
4822 | 2955499.237 | 3800199.3298 | 0 |  |  | 844700.0928 | 0 | 201 | 3363069.3768 | 6365980.1698 | 27419.3285 |  |  | 3030330.1214 | 0
4823 | 2741976.154 | 3296091.2554 | 0 |  |  | 554115.1014 | 0 | 201 | 3363069.3768 | 6365980.1698 | 27419.3285 |  |  | 3030330.1214 | 0
4824 | 2606090.139 | 2985870.902 | 0 |  |  | 379780.763 | 0 | 201 | 3363069.3768 | 6365980.1698 | 27419.3285 |  |  | 3030330.1214 | 0
4825 | 2541877.687 | 2753205.6369 | 0 |  |  | 211327.9499 | 0 | 202 | 3285020.1658 | 1509092.7611 | 30872.2358 |  |  | 128002.9455 | 1873058.1144
4826 | 2521198.049 | 2636873.0043 | 0 |  |  | 115674.9553 | 0 | 202 | 3285020.1658 | 1509092.7611 | 30872.2358 |  |  | 128002.9455 | 1873058.1144
4827 | 2560247.669 | 2869538.2694 | 0 |  |  | 309290.6004 | 0 | 202 | 3285020.1658 | 1509092.7611 | 30872.2358 |  |  | 128002.9455 | 1873058.1144
4828 | 2650302.784 | 2947093.3578 | 0 |  |  | 296790.5738 | 0 | 202 | 3285020.1658 | 1509092.7611 | 30872.2358 |  |  | 128002.9455 | 1873058.1144
4829 | 2959631.076 | 2830760.7252 | 4783.0877 |  |  | 0 | 124087.263 | 202 | 3285020.1658 | 1509092.7611 | 30872.2358 |  |  | 128002.9455 | 1873058.1144
4830 | 3388389.923 | 2520540.3718 | 13348.1518 |  |  | 0 | 854501.3994 | 202 | 3285020.1658 | 1509092.7611 | 30872.2358 |  |  | 128002.9455 | 1873058.1144
4831 | 3698830.73 | 1240881.4138 | 24026.6732 |  |  | 0 | 2433922.643 | 202 | 3285020.1658 | 1509092.7611 | 30872.2358 |  |  | 128002.9455 | 1873058.1144
4832 | 3863120.084 | 465330.5302 | 36262.479 |  |  | 0 | 3361527.0748 | 202 | 3285020.1658 | 1509092.7611 | 30872.2358 |  |  | 128002.9455 | 1873058.1144
4833 | 3966383.206 | 193887.7209 | 49388.1616 |  |  | 0 | 3723107.3235 | 202 | 3285020.1658 | 1509092.7611 | 30872.2358 |  |  | 128002.9455 | 1873058.1144
4834 | 3941088.049 | 193887.7209 | 64961.0054 |  |  | 0 | 3682239.3227 | 202 | 3285020.1658 | 1509092.7611 | 30872.2358 |  |  | 128002.9455 | 1873058.1144
4835 | 3871802.354 | 193887.7209 | 83982.1217 |  |  | 0 | 3593932.5114 | 202 | 3285020.1658 | 1509092.7611 | 30872.2358 |  |  | 128002.9455 | 1873058.1144
4836 | 3812040.322 | 155110.1767 | 96217.9275 |  |  | 0 | 3560712.2178 | 202 | 3285020.1658 | 1509092.7611 | 30872.2358 |  |  | 128002.9455 | 1873058.1144
4837 | 3691012.153 | 155110.1767 | 95661.7545 |  |  | 0 | 3440240.2218 | 202 | 3285020.1658 | 1509092.7611 | 30872.2358 |  |  | 128002.9455 | 1873058.1144
4838 | 3550948.974 | 155110.1767 | 90100.0246 |  |  | 0 | 3305738.7727 | 202 | 3285020.1658 | 1509092.7611 | 30872.2358 |  |  | 128002.9455 | 1873058.1144
4839 | 3539394.265 | 193887.7209 | 76529.4036 |  |  | 0 | 3268977.1405 | 202 | 3285020.1658 | 1509092.7611 | 30872.2358 |  |  | 128002.9455 | 1873058.1144
4840 | 3708495.229 | 310220.3534 | 56952.1143 |  |  | 0 | 3341322.7613 | 202 | 3285020.1658 | 1509092.7611 | 30872.2358 |  |  | 128002.9455 | 1873058.1144
4841 | 3677585.991 | 465330.5302 | 34482.7255 |  |  | 0 | 3177772.7354 | 202 | 3285020.1658 | 1509092.7611 | 30872.2358 |  |  | 128002.9455 | 1873058.1144
4842 | 3460968.39 | 620440.7069 | 13125.6826 |  |  | 0 | 2827402.0005 | 202 | 3285020.1658 | 1509092.7611 | 30872.2358 |  |  | 128002.9455 | 1873058.1144
4843 | 3264097.463 | 891883.5162 | 1112.346 |  |  | 0 | 2371101.6008 | 202 | 3285020.1658 | 1509092.7611 | 30872.2358 |  |  | 128002.9455 | 1873058.1144
4844 | 3132479.411 | 1667434.3998 | 0 |  |  | 0 | 1465045.0112 | 202 | 3285020.1658 | 1509092.7611 | 30872.2358 |  |  | 128002.9455 | 1873058.1144
4845 | 3058637.751 | 2636873.0043 | 0 |  |  | 0 | 421764.7467 | 202 | 3285020.1658 | 1509092.7611 | 30872.2358 |  |  | 128002.9455 | 1873058.1144
4846 | 2844811.448 | 3024648.4461 | 0 |  |  | 179836.9981 | 0 | 202 | 3285020.1658 | 1509092.7611 | 30872.2358 |  |  | 128002.9455 | 1873058.1144
4847 | 2631216.054 | 3257313.7112 | 0 |  |  | 626097.6572 | 0 | 202 | 3285020.1658 | 1509092.7611 | 30872.2358 |  |  | 128002.9455 | 1873058.1144
4848 | 2505924.917 | 3838976.8739 | 0 |  |  | 1333051.9569 | 0 | 202 | 3285020.1658 | 1509092.7611 | 30872.2358 |  |  | 128002.9455 | 1873058.1144
4849 | 2417185.726 | 4614527.7576 | 0 |  |  | 2197342.0316 | 0 | 203 | 2925746.5781 | 1723984.9851 | 32142.1641 |  |  | 707783.0055 | 1877402.4344
4850 | 2390984.683 | 5234968.4645 | 0 |  |  | 2843983.7815 | 0 | 203 | 2925746.5781 | 1723984.9851 | 32142.1641 |  |  | 707783.0055 | 1877402.4344
4851 | 2373951.651 | 5467633.7296 | 0 |  |  | 3093682.0786 | 0 | 203 | 2925746.5781 | 1723984.9851 | 32142.1641 |  |  | 707783.0055 | 1877402.4344
4852 | 2350403.71 | 5545188.8179 | 0 |  |  | 3194785.1079 | 0 | 203 | 2925746.5781 | 1723984.9851 | 32142.1641 |  |  | 707783.0055 | 1877402.4344
4853 | 2494780.539 | 5545188.8179 | 4338.1493 |  |  | 3054746.4282 | 0 | 203 | 2925746.5781 | 1723984.9851 | 32142.1641 |  |  | 707783.0055 | 1877402.4344
4854 | 2720590.272 | 5196190.9203 | 17463.8319 |  |  | 2493064.4802 | 0 | 203 | 2925746.5781 | 1723984.9851 | 32142.1641 |  |  | 707783.0055 | 1877402.4344
4855 | 2994615.926 | 3063425.9903 | 40378.1592 |  |  | 109188.2235 | 0 | 203 | 2925746.5781 | 1723984.9851 | 32142.1641 |  |  | 707783.0055 | 1877402.4344
4856 | 3182337.173 | 1085771.2371 | 60400.3868 |  |  | 0 | 2036165.5491 | 203 | 2925746.5781 | 1723984.9851 | 32142.1641 |  |  | 707783.0055 | 1877402.4344
4857 | 3313069.725 | 38777.5442 | 78420.3918 |  |  | 0 | 3195871.7891 | 203 | 2925746.5781 | 1723984.9851 | 32142.1641 |  |  | 707783.0055 | 1877402.4344
4858 | 3319738.608 | 0 | 91879.7781 |  |  | 0 | 3227858.8299 | 203 | 2925746.5781 | 1723984.9851 | 32142.1641 |  |  | 707783.0055 | 1877402.4344
4859 | 3249842.327 | 0 | 97552.7427 |  |  | 0 | 3152289.5843 | 203 | 2925746.5781 | 1723984.9851 | 32142.1641 |  |  | 707783.0055 | 1877402.4344
4860 | 3218713.245 | 77555.0884 | 97552.7427 |  |  | 0 | 3043605.414 | 203 | 2925746.5781 | 1723984.9851 | 32142.1641 |  |  | 707783.0055 | 1877402.4344
4861 | 3185104.244 | 348997.8976 | 84093.3563 |  |  | 0 | 2752012.9901 | 203 | 2925746.5781 | 1723984.9851 | 32142.1641 |  |  | 707783.0055 | 1877402.4344
4862 | 3138712.735 | 697995.7953 | 66851.9935 |  |  | 0 | 2373864.9462 | 203 | 2925746.5781 | 1723984.9851 | 32142.1641 |  |  | 707783.0055 | 1877402.4344
4863 | 3189224.158 | 930661.0603 | 52169.0266 |  |  | 0 | 2206394.0711 | 203 | 2925746.5781 | 1723984.9851 | 32142.1641 |  |  | 707783.0055 | 1877402.4344
4864 | 3390519.933 | 1008216.1487 | 39933.2208 |  |  | 0 | 2342370.5635 | 203 | 2925746.5781 | 1723984.9851 | 32142.1641 |  |  | 707783.0055 | 1877402.4344
4865 | 3396318.076 | 969438.6045 | 25806.4268 |  |  | 0 | 2401073.0447 | 203 | 2925746.5781 | 1723984.9851 | 32142.1641 |  |  | 707783.0055 | 1877402.4344
4866 | 3234498.586 | 775550.8836 | 12235.8058 |  |  | 0 | 2446711.8966 | 203 | 2925746.5781 | 1723984.9851 | 32142.1641 |  |  | 707783.0055 | 1877402.4344
4867 | 3079458.024 | 465330.5302 | 2335.9266 |  |  | 0 | 2611791.5673 | 203 | 2925746.5781 | 1723984.9851 | 32142.1641 |  |  | 707783.0055 | 1877402.4344
4868 | 2986806.619 | 155110.1767 | 0 |  |  | 0 | 2831696.4423 | 203 | 2925746.5781 | 1723984.9851 | 32142.1641 |  |  | 707783.0055 | 1877402.4344
4869 | 2919686.021 | 38777.5442 | 0 |  |  | 0 | 2880908.4768 | 203 | 2925746.5781 | 1723984.9851 | 32142.1641 |  |  | 707783.0055 | 1877402.4344
4870 | 2731816.961 | 38777.5442 | 0 |  |  | 0 | 2693039.4168 | 203 | 2925746.5781 | 1723984.9851 | 32142.1641 |  |  | 707783.0055 | 1877402.4344
4871 | 2548154.732 | 38777.5442 | 0 |  |  | 0 | 2509377.1878 | 203 | 2925746.5781 | 1723984.9851 | 32142.1641 |  |  | 707783.0055 | 1877402.4344
4872 | 2391404.201 | 38777.5442 | 0 |  |  | 0 | 2352626.6568 | 203 | 2925746.5781 | 1723984.9851 | 32142.1641 |  |  | 707783.0055 | 1877402.4344
4873 | 2319110.089 | 77555.0884 | 0 |  |  | 0 | 2241555.0006 | 204 | 2957133.0392 | 2118223.3509 | 35845.3493 |  |  | 378789.4215 | 1181853.7606
4874 | 2304779.484 | 116332.6325 | 0 |  |  | 0 | 2188446.8515 | 204 | 2957133.0392 | 2118223.3509 | 35845.3493 |  |  | 378789.4215 | 1181853.7606
4875 | 2296381.556 | 193887.7209 | 0 |  |  | 0 | 2102493.8351 | 204 | 2957133.0392 | 2118223.3509 | 35845.3493 |  |  | 378789.4215 | 1181853.7606
4876 | 2264448.296 | 310220.3534 | 0 |  |  | 0 | 1954227.9426 | 204 | 2957133.0392 | 2118223.3509 | 35845.3493 |  |  | 378789.4215 | 1181853.7606
4877 | 2365042.399 | 465330.5302 | 667.4076 |  |  | 0 | 1899044.4612 | 204 | 2957133.0392 | 2118223.3509 | 35845.3493 |  |  | 378789.4215 | 1181853.7606
4878 | 2570551.867 | 697995.7953 | 17241.3627 |  |  | 0 | 1855314.709 | 204 | 2957133.0392 | 2118223.3509 | 35845.3493 |  |  | 378789.4215 | 1181853.7606
4879 | 2836817.333 | 775550.8836 | 41045.5668 |  |  | 0 | 2020220.8826 | 204 | 2957133.0392 | 2118223.3509 | 35845.3493 |  |  | 378789.4215 | 1181853.7606
4880 | 3075206.696 | 581663.1627 | 63959.894 |  |  | 0 | 2429583.6393 | 204 | 2957133.0392 | 2118223.3509 | 35845.3493 |  |  | 378789.4215 | 1181853.7606
4881 | 3218701.388 | 1163326.3254 | 82536.0719 |  |  | 0 | 1972838.9907 | 204 | 2957133.0392 | 2118223.3509 | 35845.3493 |  |  | 378789.4215 | 1181853.7606
4882 | 3312828.99 | 1473546.6789 | 95216.8161 |  |  | 0 | 1744065.495 | 204 | 2957133.0392 | 2118223.3509 | 35845.3493 |  |  | 378789.4215 | 1181853.7606
4883 | 3297681.352 | 1512324.2231 | 97552.7427 |  |  | 0 | 1687804.3863 | 204 | 2957133.0392 | 2118223.3509 | 35845.3493 |  |  | 378789.4215 | 1181853.7606
4884 | 3282268.515 | 1744989.4882 | 95995.4583 |  |  | 0 | 1441283.5686 | 204 | 2957133.0392 | 2118223.3509 | 35845.3493 |  |  | 378789.4215 | 1181853.7606
4885 | 3298351.78 | 1938877.2091 | 96440.3967 |  |  | 0 | 1263034.1743 | 204 | 2957133.0392 | 2118223.3509 | 35845.3493 |  |  | 378789.4215 | 1181853.7606
4886 | 3257601.776 | 2132764.93 | 90767.4322 |  |  | 0 | 1034069.4139 | 204 | 2957133.0392 | 2118223.3509 | 35845.3493 |  |  | 378789.4215 | 1181853.7606
4887 | 3314166.814 | 2249097.5625 | 76084.4652 |  |  | 0 | 988984.7863 | 204 | 2957133.0392 | 2118223.3509 | 35845.3493 |  |  | 378789.4215 | 1181853.7606
4888 | 3590037.83 | 2520540.3718 | 56507.1759 |  |  | 0 | 1012990.2823 | 204 | 2957133.0392 | 2118223.3509 | 35845.3493 |  |  | 378789.4215 | 1181853.7606
4889 | 3586884.364 | 3024648.4461 | 33704.0833 |  |  | 0 | 528531.8346 | 204 | 2957133.0392 | 2118223.3509 | 35845.3493 |  |  | 378789.4215 | 1181853.7606
4890 | 3445127.014 | 3567534.0647 | 12124.5712 |  |  | 134531.6219 | 0 | 204 | 2957133.0392 | 2118223.3509 | 35845.3493 |  |  | 378789.4215 | 1181853.7606
4891 | 3275937.746 | 3761421.7856 | 444.9384 |  |  | 485928.978 | 0 | 204 | 2957133.0392 | 2118223.3509 | 35845.3493 |  |  | 378789.4215 | 1181853.7606
4892 | 3142135.567 | 4304307.4041 | 0 |  |  | 1162171.8371 | 0 | 204 | 2957133.0392 | 2118223.3509 | 35845.3493 |  |  | 378789.4215 | 1181853.7606
4893 | 3032533.591 | 5118635.8319 | 0 |  |  | 2086102.2409 | 0 | 204 | 2957133.0392 | 2118223.3509 | 35845.3493 |  |  | 378789.4215 | 1181853.7606
4894 | 2807262.899 | 5196190.9203 | 0 |  |  | 2388928.0213 | 0 | 204 | 2957133.0392 | 2118223.3509 | 35845.3493 |  |  | 378789.4215 | 1181853.7606
4895 | 2602726.454 | 4536972.6692 | 0 |  |  | 1934246.2152 | 0 | 204 | 2957133.0392 | 2118223.3509 | 35845.3493 |  |  | 378789.4215 | 1181853.7606
4896 | 2474609.141 | 3373646.3438 | 0 |  |  | 899037.2028 | 0 | 204 | 2957133.0392 | 2118223.3509 | 35845.3493 |  |  | 378789.4215 | 1181853.7606
4897 | 2421787.08 | 2093987.3858 | 0 |  |  | 0 | 327799.6942 | 205 | 3266151.6447 | 1636735.5107 | 33476.9793 |  |  | 418120.2217 | 2014059.3764
4898 | 2411101.306 | 1085771.2371 | 0 |  |  | 0 | 1325330.0689 | 205 | 3266151.6447 | 1636735.5107 | 33476.9793 |  |  | 418120.2217 | 2014059.3764
4899 | 2445347.024 | 426552.986 | 0 |  |  | 0 | 2018794.038 | 205 | 3266151.6447 | 1636735.5107 | 33476.9793 |  |  | 418120.2217 | 2014059.3764
4900 | 2517633.629 | 116332.6325 | 0 |  |  | 0 | 2401300.9965 | 205 | 3266151.6447 | 1636735.5107 | 33476.9793 |  |  | 418120.2217 | 2014059.3764
4901 | 2849244.883 | 0 | 3781.9763 |  |  | 0 | 2845462.9067 | 205 | 3266151.6447 | 1636735.5107 | 33476.9793 |  |  | 418120.2217 | 2014059.3764
4902 | 3280591.691 | 0 | 16907.6589 |  |  | 0 | 3263684.0321 | 205 | 3266151.6447 | 1636735.5107 | 33476.9793 |  |  | 418120.2217 | 2014059.3764
4903 | 3601379.805 | 0 | 36929.8866 |  |  | 0 | 3564449.9184 | 205 | 3266151.6447 | 1636735.5107 | 33476.9793 |  |  | 418120.2217 | 2014059.3764
4904 | 3784676.835 | 0 | 57397.0527 |  |  | 0 | 3727279.7823 | 205 | 3266151.6447 | 1636735.5107 | 33476.9793 |  |  | 418120.2217 | 2014059.3764
4905 | 3871994.804 | 0 | 74304.7116 |  |  | 0 | 3797690.0924 | 205 | 3266151.6447 | 1636735.5107 | 33476.9793 |  |  | 418120.2217 | 2014059.3764
4906 | 3859553.312 | 38777.5442 | 89766.3208 |  |  | 0 | 3731009.447 | 205 | 3266151.6447 | 1636735.5107 | 33476.9793 |  |  | 418120.2217 | 2014059.3764
4907 | 3819770.997 | 38777.5442 | 97552.7427 |  |  | 0 | 3683440.7102 | 205 | 3266151.6447 | 1636735.5107 | 33476.9793 |  |  | 418120.2217 | 2014059.3764
4908 | 3790440.602 | 77555.0884 | 97552.7427 |  |  | 0 | 3615332.771 | 205 | 3266151.6447 | 1636735.5107 | 33476.9793 |  |  | 418120.2217 | 2014059.3764
4909 | 3720100.66 | 232665.2651 | 97552.7427 |  |  | 0 | 3389882.6523 | 205 | 3266151.6447 | 1636735.5107 | 33476.9793 |  |  | 418120.2217 | 2014059.3764
4910 | 3607359.387 | 465330.5302 | 87430.3942 |  |  | 0 | 3054598.4626 | 205 | 3266151.6447 | 1636735.5107 | 33476.9793 |  |  | 418120.2217 | 2014059.3764
4911 | 3562782.029 | 853105.972 | 68965.4509 |  |  | 0 | 2640710.6061 | 205 | 3266151.6447 | 1636735.5107 | 33476.9793 |  |  | 418120.2217 | 2014059.3764
4912 | 3769126.46 | 1395991.5905 | 41601.7397 |  |  | 0 | 2331533.1297 | 205 | 3266151.6447 | 1636735.5107 | 33476.9793 |  |  | 418120.2217 | 2014059.3764
4913 | 3770216.666 | 2055209.8416 | 22135.685 |  |  | 0 | 1692871.1393 | 205 | 3266151.6447 | 1636735.5107 | 33476.9793 |  |  | 418120.2217 | 2014059.3764
4914 | 3575496.478 | 2791983.181 | 9454.9409 |  |  | 0 | 774058.3561 | 205 | 3266151.6447 | 1636735.5107 | 33476.9793 |  |  | 418120.2217 | 2014059.3764
4915 | 3361573.549 | 3838976.8739 | 2113.4574 |  |  | 479516.7823 | 0 | 205 | 3266151.6447 | 1636735.5107 | 33476.9793 |  |  | 418120.2217 | 2014059.3764
4916 | 3242580.496 | 5506411.2737 | 0 |  |  | 2263830.7777 | 0 | 205 | 3266151.6447 | 1636735.5107 | 33476.9793 |  |  | 418120.2217 | 2014059.3764
4917 | 3107085.03 | 6475849.8783 | 0 |  |  | 3368764.8483 | 0 | 205 | 3266151.6447 | 1636735.5107 | 33476.9793 |  |  | 418120.2217 | 2014059.3764
4918 | 2853775.613 | 5622743.9063 | 0 |  |  | 2768968.2933 | 0 | 205 | 3266151.6447 | 1636735.5107 | 33476.9793 |  |  | 418120.2217 | 2014059.3764
4919 | 2646394.71 | 3800199.3298 | 0 |  |  | 1153804.6198 | 0 | 205 | 3266151.6447 | 1636735.5107 | 33476.9793 |  |  | 418120.2217 | 2014059.3764
4920 | 2517626.426 | 2365430.1951 | 0 |  |  | 0 | 152196.2309 | 205 | 3266151.6447 | 1636735.5107 | 33476.9793 |  |  | 418120.2217 | 2014059.3764
4921 | 2461872.52 | 1783767.0323 | 0 |  |  | 0 | 678105.4877 | 206 | 3298137.4459 | 791708.1937 | 34607.8644 |  |  | 0 | 2471821.3878
4922 | 2449120.646 | 1589879.3114 | 0 |  |  | 0 | 859241.3346 | 206 | 3298137.4459 | 791708.1937 | 34607.8644 |  |  | 0 | 2471821.3878
4923 | 2467268.815 | 1279658.958 | 0 |  |  | 0 | 1187609.857 | 206 | 3298137.4459 | 791708.1937 | 34607.8644 |  |  | 0 | 2471821.3878
4924 | 2564250.922 | 814328.4278 | 0 |  |  | 0 | 1749922.4942 | 206 | 3298137.4459 | 791708.1937 | 34607.8644 |  |  | 0 | 2471821.3878
4925 | 2896875.646 | 581663.1627 | 2335.9266 |  |  | 0 | 2312876.5567 | 206 | 3298137.4459 | 791708.1937 | 34607.8644 |  |  | 0 | 2471821.3878
4926 | 3332333.203 | 504108.0744 | 16573.9551 |  |  | 0 | 2811651.1735 | 206 | 3298137.4459 | 791708.1937 | 34607.8644 |  |  | 0 | 2471821.3878
4927 | 3633695.733 | 271442.8093 | 37486.0596 |  |  | 0 | 3324766.8641 | 206 | 3298137.4459 | 791708.1937 | 34607.8644 |  |  | 0 | 2471821.3878
4928 | 3804244.515 | 0 | 59955.4485 |  |  | 0 | 3744289.0665 | 206 | 3298137.4459 | 791708.1937 | 34607.8644 |  |  | 0 | 2471821.3878
4929 | 3906455.911 | 193887.7209 | 78531.6264 |  |  | 0 | 3634036.5637 | 206 | 3298137.4459 | 791708.1937 | 34607.8644 |  |  | 0 | 2471821.3878
4930 | 3915467.85 | 387775.4418 | 91101.136 |  |  | 0 | 3436591.2722 | 206 | 3298137.4459 | 791708.1937 | 34607.8644 |  |  | 0 | 2471821.3878
4931 | 3859637.728 | 387775.4418 | 95995.4583 |  |  | 0 | 3375866.8279 | 206 | 3298137.4459 | 791708.1937 | 34607.8644 |  |  | 0 | 2471821.3878
4932 | 3846228.18 | 426552.986 | 96440.3967 |  |  | 0 | 3323234.7973 | 206 | 3298137.4459 | 791708.1937 | 34607.8644 |  |  | 0 | 2471821.3878
4933 | 3796213.656 | 542885.6185 | 92769.6549 |  |  | 0 | 3160558.3825 | 206 | 3298137.4459 | 791708.1937 | 34607.8644 |  |  | 0 | 2471821.3878
4934 | 3681312.111 | 659218.2511 | 85761.8752 |  |  | 0 | 2936331.9847 | 206 | 3298137.4459 | 791708.1937 | 34607.8644 |  |  | 0 | 2471821.3878
4935 | 3649173.676 | 814328.4278 | 73526.0694 |  |  | 0 | 2761319.1788 | 206 | 3298137.4459 | 791708.1937 | 34607.8644 |  |  | 0 | 2471821.3878
4936 | 3810459.155 | 1008216.1487 | 54727.4223 |  |  | 0 | 2747515.584 | 206 | 3298137.4459 | 791708.1937 | 34607.8644 |  |  | 0 | 2471821.3878
4937 | 3781437.909 | 1395991.5905 | 32702.9719 |  |  | 0 | 2352743.3466 | 206 | 3298137.4459 | 791708.1937 | 34607.8644 |  |  | 0 | 2471821.3878
4938 | 3578785.881 | 1551101.7672 | 12013.3366 |  |  | 0 | 2015670.7771 | 206 | 3298137.4459 | 791708.1937 | 34607.8644 |  |  | 0 | 2471821.3878
4939 | 3368400.192 | 1473546.6789 | 667.4076 |  |  | 0 | 1894186.1055 | 206 | 3298137.4459 | 791708.1937 | 34607.8644 |  |  | 0 | 2471821.3878
4940 | 3243111.241 | 1279658.958 | 0 |  |  | 0 | 1963452.283 | 206 | 3298137.4459 | 791708.1937 | 34607.8644 |  |  | 0 | 2471821.3878
4941 | 3114689.292 | 697995.7953 | 0 |  |  | 0 | 2416693.4967 | 206 | 3298137.4459 | 791708.1937 | 34607.8644 |  |  | 0 | 2471821.3878
4942 | 2872680.291 | 426552.986 | 0 |  |  | 0 | 2446127.305 | 206 | 3298137.4459 | 791708.1937 | 34607.8644 |  |  | 0 | 2471821.3878
4943 | 2636149.477 | 504108.0744 | 0 |  |  | 0 | 2132041.4026 | 206 | 3298137.4459 | 791708.1937 | 34607.8644 |  |  | 0 | 2471821.3878
4944 | 2485434.151 | 426552.986 | 0 |  |  | 0 | 2058881.165 | 206 | 3298137.4459 | 791708.1937 | 34607.8644 |  |  | 0 | 2471821.3878
4945 | 2426873.623 | 348997.8976 | 0 |  |  | 0 | 2077875.7254 | 207 | 3271499.241 | 431400.179 | 18474.2129 |  |  | 0 | 2821624.8491
4946 | 2422603.015 | 310220.3534 | 0 |  |  | 0 | 2112382.6616 | 207 | 3271499.241 | 431400.179 | 18474.2129 |  |  | 0 | 2821624.8491
4947 | 2446148.199 | 387775.4418 | 0 |  |  | 0 | 2058372.7572 | 207 | 3271499.241 | 431400.179 | 18474.2129 |  |  | 0 | 2821624.8491
4948 | 2536837.987 | 348997.8976 | 0 |  |  | 0 | 2187840.0894 | 207 | 3271499.241 | 431400.179 | 18474.2129 |  |  | 0 | 2821624.8491
4949 | 2887845.089 | 387775.4418 | 4449.3839 |  |  | 0 | 2495620.2633 | 207 | 3271499.241 | 431400.179 | 18474.2129 |  |  | 0 | 2821624.8491
4950 | 3323179.599 | 504108.0744 | 13570.621 |  |  | 0 | 2805500.9037 | 207 | 3271499.241 | 431400.179 | 18474.2129 |  |  | 0 | 2821624.8491
4951 | 3644568.246 | 465330.5302 | 25027.7846 |  |  | 0 | 3154209.9312 | 207 | 3271499.241 | 431400.179 | 18474.2129 |  |  | 0 | 2821624.8491
4952 | 3793525.856 | 155110.1767 | 37152.3558 |  |  | 0 | 3601263.3235 | 207 | 3271499.241 | 431400.179 | 18474.2129 |  |  | 0 | 2821624.8491
4953 | 3877415.212 | 155110.1767 | 44271.3701 |  |  | 0 | 3678033.6652 | 207 | 3271499.241 | 431400.179 | 18474.2129 |  |  | 0 | 2821624.8491
4954 | 3869531.958 | 232665.2651 | 48387.0502 |  |  | 0 | 3588479.6427 | 207 | 3271499.241 | 431400.179 | 18474.2129 |  |  | 0 | 2821624.8491
4955 | 3820171.674 | 348997.8976 | 55951.0029 |  |  | 0 | 3415222.7735 | 207 | 3271499.241 | 431400.179 | 18474.2129 |  |  | 0 | 2821624.8491
4956 | 3828124.345 | 542885.6185 | 56729.6451 |  |  | 0 | 3228509.0814 | 207 | 3271499.241 | 431400.179 | 18474.2129 |  |  | 0 | 2821624.8491
4957 | 3741844.205 | 659218.2511 | 49610.6308 |  |  | 0 | 3033015.3231 | 207 | 3271499.241 | 431400.179 | 18474.2129 |  |  | 0 | 2821624.8491
4958 | 3633888.945 | 659218.2511 | 38598.4056 |  |  | 0 | 2936072.2883 | 207 | 3271499.241 | 431400.179 | 18474.2129 |  |  | 0 | 2821624.8491
4959 | 3583372.599 | 581663.1627 | 28364.8226 |  |  | 0 | 2973344.6137 | 207 | 3271499.241 | 431400.179 | 18474.2129 |  |  | 0 | 2821624.8491
4960 | 3722602.352 | 581663.1627 | 20355.9315 |  |  | 0 | 3120583.2578 | 207 | 3271499.241 | 431400.179 | 18474.2129 |  |  | 0 | 2821624.8491
4961 | 3673864.375 | 697995.7953 | 13236.9172 |  |  | 0 | 2962631.6625 | 207 | 3271499.241 | 431400.179 | 18474.2129 |  |  | 0 | 2821624.8491
4962 | 3501505.849 | 736773.3394 | 6340.3721 |  |  | 0 | 2758392.1375 | 207 | 3271499.241 | 431400.179 | 18474.2129 |  |  | 0 | 2821624.8491
4963 | 3322179.092 | 620440.7069 | 1334.8152 |  |  | 0 | 2700403.5699 | 207 | 3271499.241 | 431400.179 | 18474.2129 |  |  | 0 | 2821624.8491
4964 | 3218485.001 | 348997.8976 | 0 |  |  | 0 | 2869487.1034 | 207 | 3271499.241 | 431400.179 | 18474.2129 |  |  | 0 | 2821624.8491
4965 | 3142649.327 | 193887.7209 | 0 |  |  | 0 | 2948761.6061 | 207 | 3271499.241 | 431400.179 | 18474.2129 |  |  | 0 | 2821624.8491
4966 | 2899031.585 | 232665.2651 | 0 |  |  | 0 | 2666366.3199 | 207 | 3271499.241 | 431400.179 | 18474.2129 |  |  | 0 | 2821624.8491
4967 | 2680870.595 | 348997.8976 | 0 |  |  | 0 | 2331872.6974 | 207 | 3271499.241 | 431400.179 | 18474.2129 |  |  | 0 | 2821624.8491
4968 | 2518863.055 | 504108.0744 | 0 |  |  | 0 | 2014754.9806 | 207 | 3271499.241 | 431400.179 | 18474.2129 |  |  | 0 | 2821624.8491
4969 | 2459633.005 | 736773.3394 | 0 |  |  | 0 | 1722859.6656 | 208 | 3314980.3364 | 1182715.0975 | 26469.1996 |  |  | 0 | 2105796.0392
4970 | 2442375.874 | 1124548.7813 | 0 |  |  | 0 | 1317827.0927 | 208 | 3314980.3364 | 1182715.0975 | 26469.1996 |  |  | 0 | 2105796.0392
4971 | 2474379.062 | 1473546.6789 | 0 |  |  | 0 | 1000832.3831 | 208 | 3314980.3364 | 1182715.0975 | 26469.1996 |  |  | 0 | 2105796.0392
4972 | 2536892.364 | 1589879.3114 | 0 |  |  | 0 | 947013.0526 | 208 | 3314980.3364 | 1182715.0975 | 26469.1996 |  |  | 0 | 2105796.0392
4973 | 2895150.674 | 1589879.3114 | 2780.865 |  |  | 0 | 1302490.4976 | 208 | 3314980.3364 | 1182715.0975 | 26469.1996 |  |  | 0 | 2105796.0392
4974 | 3343651.764 | 1395991.5905 | 10122.3484 |  |  | 0 | 1937537.825 | 208 | 3314980.3364 | 1182715.0975 | 26469.1996 |  |  | 0 | 2105796.0392
4975 | 3651917.152 | 891883.5162 | 21801.9813 |  |  | 0 | 2738231.6546 | 208 | 3314980.3364 | 1182715.0975 | 26469.1996 |  |  | 0 | 2105796.0392
4976 | 3850188.09 | 620440.7069 | 35928.7752 |  |  | 0 | 3193818.6079 | 208 | 3314980.3364 | 1182715.0975 | 26469.1996 |  |  | 0 | 2105796.0392
4977 | 3966749.989 | 853105.972 | 51390.3844 |  |  | 0 | 3062253.6326 | 208 | 3314980.3364 | 1182715.0975 | 26469.1996 |  |  | 0 | 2105796.0392
4978 | 3959742.902 | 697995.7953 | 67741.8703 |  |  | 0 | 3194005.2364 | 208 | 3314980.3364 | 1182715.0975 | 26469.1996 |  |  | 0 | 2105796.0392
4979 | 3920579.279 | 504108.0744 | 78865.3302 |  |  | 0 | 3337605.8745 | 208 | 3314980.3364 | 1182715.0975 | 26469.1996 |  |  | 0 | 2105796.0392
4980 | 3867841.839 | 465330.5302 | 84093.3563 |  |  | 0 | 3318417.9526 | 208 | 3314980.3364 | 1182715.0975 | 26469.1996 |  |  | 0 | 2105796.0392
4981 | 3819744.696 | 542885.6185 | 81090.0221 |  |  | 0 | 3195769.0553 | 208 | 3314980.3364 | 1182715.0975 | 26469.1996 |  |  | 0 | 2105796.0392
4982 | 3740661.736 | 659218.2511 | 69744.0931 |  |  | 0 | 3011699.3918 | 208 | 3314980.3364 | 1182715.0975 | 26469.1996 |  |  | 0 | 2105796.0392
4983 | 3676687.815 | 814328.4278 | 53726.311 |  |  | 0 | 2808633.0762 | 208 | 3314980.3364 | 1182715.0975 | 26469.1996 |  |  | 0 | 2105796.0392
4984 | 3823345.227 | 1008216.1487 | 39377.0478 |  |  | 0 | 2775752.0305 | 208 | 3314980.3364 | 1182715.0975 | 26469.1996 |  |  | 0 | 2105796.0392
4985 | 3758317.037 | 1395991.5905 | 24916.55 |  |  | 0 | 2337408.8965 | 208 | 3314980.3364 | 1182715.0975 | 26469.1996 |  |  | 0 | 2105796.0392
4986 | 3561642.447 | 1744989.4882 | 11345.929 |  |  | 0 | 1805307.0298 | 208 | 3314980.3364 | 1182715.0975 | 26469.1996 |  |  | 0 | 2105796.0392
4987 | 3352979.659 | 1822544.5765 | 2335.9266 |  |  | 0 | 1528099.1559 | 208 | 3314980.3364 | 1182715.0975 | 26469.1996 |  |  | 0 | 2105796.0392
4988 | 3227557.249 | 1861322.1207 | 0 |  |  | 0 | 1366235.1283 | 208 | 3314980.3364 | 1182715.0975 | 26469.1996 |  |  | 0 | 2105796.0392
4989 | 3123592.765 | 1977654.7532 | 0 |  |  | 0 | 1145938.0118 | 208 | 3314980.3364 | 1182715.0975 | 26469.1996 |  |  | 0 | 2105796.0392
4990 | 2878620.416 | 1744989.4882 | 0 |  |  | 0 | 1133630.9278 | 208 | 3314980.3364 | 1182715.0975 | 26469.1996 |  |  | 0 | 2105796.0392
4991 | 2674396.574 | 1473546.6789 | 0 |  |  | 0 | 1200849.8951 | 208 | 3314980.3364 | 1182715.0975 | 26469.1996 |  |  | 0 | 2105796.0392
4992 | 2552880.458 | 1395991.5905 | 0 |  |  | 0 | 1156888.8675 | 208 | 3314980.3364 | 1182715.0975 | 26469.1996 |  |  | 0 | 2105796.0392
4993 | 2488081.431 | 1395991.5905 | 0 |  |  | 0 | 1092089.8405 | 209 | 3224672.0395 | 6081611.5124 | 34190.7346 |  |  | 3624203.5796 | 733073.3721
4994 | 2434974.396 | 1240881.4138 | 0 |  |  | 0 | 1194092.9822 | 209 | 3224672.0395 | 6081611.5124 | 34190.7346 |  |  | 3624203.5796 | 733073.3721
4995 | 2456229.669 | 930661.0603 | 0 |  |  | 0 | 1525568.6087 | 209 | 3224672.0395 | 6081611.5124 | 34190.7346 |  |  | 3624203.5796 | 733073.3721
4996 | 2543499.104 | 697995.7953 | 0 |  |  | 0 | 1845503.3087 | 209 | 3224672.0395 | 6081611.5124 | 34190.7346 |  |  | 3624203.5796 | 733073.3721
4997 | 2882017.192 | 581663.1627 | 2335.9266 |  |  | 0 | 2298018.1027 | 209 | 3224672.0395 | 6081611.5124 | 34190.7346 |  |  | 3624203.5796 | 733073.3721
4998 | 3298454.189 | 581663.1627 | 16240.2513 |  |  | 0 | 2700550.7749 | 209 | 3224672.0395 | 6081611.5124 | 34190.7346 |  |  | 3624203.5796 | 733073.3721
4999 | 3604110.203 | 542885.6185 | 37597.2942 |  |  | 0 | 3023627.2903 | 209 | 3224672.0395 | 6081611.5124 | 34190.7346 |  |  | 3624203.5796 | 733073.3721
5000 | 3776357.604 | 930661.0603 | 59399.2755 |  |  | 0 | 2786297.2682 | 209 | 3224672.0395 | 6081611.5124 | 34190.7346 |  |  | 3624203.5796 | 733073.3721
5001 | 3880860.114 | 2675650.5485 | 77196.8112 |  |  | 0 | 1128012.7543 | 209 | 3224672.0395 | 6081611.5124 | 34190.7346 |  |  | 3624203.5796 | 733073.3721
5002 | 3888499.743 | 4110419.6832 | 89432.617 |  |  | 311352.5572 | 0 | 209 | 3224672.0395 | 6081611.5124 | 34190.7346 |  |  | 3624203.5796 | 733073.3721
5003 | 3802122.206 | 5196190.9203 | 96662.8659 |  |  | 1490731.5802 | 0 | 209 | 3224672.0395 | 6081611.5124 | 34190.7346 |  |  | 3624203.5796 | 733073.3721
5004 | 3717924.23 | 6553404.9666 | 97552.7427 |  |  | 2933033.4793 | 0 | 209 | 3224672.0395 | 6081611.5124 | 34190.7346 |  |  | 3624203.5796 | 733073.3721
5005 | 3659571.995 | 7677953.7479 | 94215.7047 |  |  | 4112597.4576 | 0 | 209 | 3224672.0395 | 6081611.5124 | 34190.7346 |  |  | 3624203.5796 | 733073.3721
5006 | 3528986.132 | 8569837.2641 | 85316.9369 |  |  | 5126168.0689 | 0 | 209 | 3224672.0395 | 6081611.5124 | 34190.7346 |  |  | 3624203.5796 | 733073.3721
5007 | 3495187.26 | 9073945.3384 | 70745.2045 |  |  | 5649503.2829 | 0 | 209 | 3224672.0395 | 6081611.5124 | 34190.7346 |  |  | 3624203.5796 | 733073.3721
5008 | 3661892.201 | 10702602.194 | 51612.8536 |  |  | 7092322.8466 | 0 | 209 | 3224672.0395 | 6081611.5124 | 34190.7346 |  |  | 3624203.5796 | 733073.3721
5009 | 3641266.671 | 12874144.6682 | 29365.9339 |  |  | 9262243.9311 | 0 | 209 | 3224672.0395 | 6081611.5124 | 34190.7346 |  |  | 3624203.5796 | 733073.3721
5010 | 3420482.034 | 13339475.1983 | 11568.3982 |  |  | 9930561.5626 | 0 | 209 | 3224672.0395 | 6081611.5124 | 34190.7346 |  |  | 3624203.5796 | 733073.3721
5011 | 3231184.487 | 13339475.1983 | 1334.8152 |  |  | 10109625.5265 | 0 | 209 | 3224672.0395 | 6081611.5124 | 34190.7346 |  |  | 3624203.5796 | 733073.3721
5012 | 3109551.415 | 11710818.3427 | 0 |  |  | 8601266.9277 | 0 | 209 | 3224672.0395 | 6081611.5124 | 34190.7346 |  |  | 3624203.5796 | 733073.3721
5013 | 3039439.88 | 11012822.5475 | 0 |  |  | 7973382.6675 | 0 | 209 | 3224672.0395 | 6081611.5124 | 34190.7346 |  |  | 3624203.5796 | 733073.3721
5014 | 2805707.029 | 8647392.3524 | 0 |  |  | 5841685.3234 | 0 | 209 | 3224672.0395 | 6081611.5124 | 34190.7346 |  |  | 3624203.5796 | 733073.3721
5015 | 2577183.906 | 6941180.4084 | 0 |  |  | 4363996.5024 | 0 | 209 | 3224672.0395 | 6081611.5124 | 34190.7346 |  |  | 3624203.5796 | 733073.3721
5016 | 2448545.858 | 6630960.055 | 0 |  |  | 4182414.197 | 0 | 209 | 3224672.0395 | 6081611.5124 | 34190.7346 |  |  | 3624203.5796 | 733073.3721
5017 | 2393908.048 | 7755508.8362 | 0 |  |  | 5361600.7882 | 0 | 210 | 3007383.6162 | 7294204.4544 | 34529.0732 |  |  | 4431500.0147 | 110150.1033
5018 | 2372686.027 | 9306610.6035 | 0 |  |  | 6933924.5765 | 0 | 210 | 3007383.6162 | 7294204.4544 | 34529.0732 |  |  | 4431500.0147 | 110150.1033
5019 | 2385754.85 | 9384165.6919 | 0 |  |  | 6998410.8419 | 0 | 210 | 3007383.6162 | 7294204.4544 | 34529.0732 |  |  | 4431500.0147 | 110150.1033
5020 | 2387056.82 | 8414727.0873 | 0 |  |  | 6027670.2673 | 0 | 210 | 3007383.6162 | 7294204.4544 | 34529.0732 |  |  | 4431500.0147 | 110150.1033
5021 | 2533979.535 | 7522843.5712 | 1446.0498 |  |  | 4990310.0859 | 0 | 210 | 3007383.6162 | 7294204.4544 | 34529.0732 |  |  | 4431500.0147 | 110150.1033
5022 | 2785538.446 | 7135068.1293 | 16129.0167 |  |  | 4365658.7001 | 0 | 210 | 3007383.6162 | 7294204.4544 | 34529.0732 |  |  | 4431500.0147 | 110150.1033
5023 | 3079892.538 | 8182061.8222 | 38932.1094 |  |  | 5141101.3936 | 0 | 210 | 3007383.6162 | 7294204.4544 | 34529.0732 |  |  | 4431500.0147 | 110150.1033
5024 | 3301406.942 | 8724947.4408 | 61290.2636 |  |  | 5484830.7624 | 0 | 210 | 3007383.6162 | 7294204.4544 | 34529.0732 |  |  | 4431500.0147 | 110150.1033
5025 | 3450552.113 | 8026951.6455 | 79421.5031 |  |  | 4655821.0357 | 0 | 210 | 3007383.6162 | 7294204.4544 | 34529.0732 |  |  | 4431500.0147 | 110150.1033
5026 | 3490069.64 | 6359517.2457 | 92658.4203 |  |  | 2962106.0261 | 0 | 210 | 3007383.6162 | 7294204.4544 | 34529.0732 |  |  | 4431500.0147 | 110150.1033
5027 | 3455682.68 | 4614527.7576 | 97552.7427 |  |  | 1256397.8202 | 0 | 210 | 3007383.6162 | 7294204.4544 | 34529.0732 |  |  | 4431500.0147 | 110150.1033
5028 | 3432637.206 | 3451201.4321 | 97552.7427 |  |  | 116116.9688 | 0 | 210 | 3007383.6162 | 7294204.4544 | 34529.0732 |  |  | 4431500.0147 | 110150.1033
5029 | 3422225.974 | 2753205.6369 | 95772.9891 |  |  | 0 | 573247.348 | 210 | 3007383.6162 | 7294204.4544 | 34529.0732 |  |  | 4431500.0147 | 110150.1033
5030 | 3476934.597 | 2442985.2834 | 85873.1098 |  |  | 0 | 948076.2037 | 210 | 3007383.6162 | 7294204.4544 | 34529.0732 |  |  | 4431500.0147 | 110150.1033
5031 | 3345103.836 | 2404207.7392 | 70300.2661 |  |  | 0 | 870595.8307 | 210 | 3007383.6162 | 7294204.4544 | 34529.0732 |  |  | 4431500.0147 | 110150.1033
5032 | 3443053.449 | 3140981.0787 | 50389.273 |  |  | 0 | 251683.0973 | 210 | 3007383.6162 | 7294204.4544 | 34529.0732 |  |  | 4431500.0147 | 110150.1033
5033 | 3448387.712 | 4032864.5948 | 28809.7609 |  |  | 613286.6438 | 0 | 210 | 3007383.6162 | 7294204.4544 | 34529.0732 |  |  | 4431500.0147 | 110150.1033
5034 | 3255249.539 | 5041080.7436 | 11123.4598 |  |  | 1796954.6644 | 0 | 210 | 3007383.6162 | 7294204.4544 | 34529.0732 |  |  | 4431500.0147 | 110150.1033
5035 | 3080715.805 | 6747292.6875 | 1446.0498 |  |  | 3668022.9323 | 0 | 210 | 3007383.6162 | 7294204.4544 | 34529.0732 |  |  | 4431500.0147 | 110150.1033
5036 | 3005972.408 | 9035167.7942 | 0 |  |  | 6029195.3862 | 0 | 210 | 3007383.6162 | 7294204.4544 | 34529.0732 |  |  | 4431500.0147 | 110150.1033
5037 | 2964976.233 | 12176148.8729 | 0 |  |  | 9211172.6399 | 0 | 210 | 3007383.6162 | 7294204.4544 | 34529.0732 |  |  | 4431500.0147 | 110150.1033
5038 | 2742708.762 | 12990515.0353 | 0 |  |  | 10247806.2733 | 0 | 210 | 3007383.6162 | 7294204.4544 | 34529.0732 |  |  | 4431500.0147 | 110150.1033
5039 | 2522782.514 | 12770588.7873 | 0 |  |  | 10247806.2733 | 0 | 210 | 3007383.6162 | 7294204.4544 | 34529.0732 |  |  | 4431500.0147 | 110150.1033
5040 | 2399931.115 | 12647737.3883 | 0 |  |  | 10247806.2733 | 0 | 210 | 3007383.6162 | 7294204.4544 | 34529.0732 |  |  | 4431500.0147 | 110150.1033
5041 | 2356036.294 | 12603842.5673 | 0 |  |  | 10247806.2733 | 0 | 211 | 2987476.0305 | 3997415.1146 | 33388.9186 |  |  | 2057793.9204 | 1014465.9177
5042 | 2321250.833 | 12569057.1063 | 0 |  |  | 10247806.2733 | 0 | 211 | 2987476.0305 | 3997415.1146 | 33388.9186 |  |  | 2057793.9204 | 1014465.9177
5043 | 2312162.987 | 12559969.2603 | 0 |  |  | 10247806.2733 | 0 | 211 | 2987476.0305 | 3997415.1146 | 33388.9186 |  |  | 2057793.9204 | 1014465.9177
5044 | 2311763.784 | 10469936.9289 | 0 |  |  | 8158173.1449 | 0 | 211 | 2987476.0305 | 3997415.1146 | 33388.9186 |  |  | 2057793.9204 | 1014465.9177
5045 | 2395783.316 | 7949396.5572 | 3559.5071 |  |  | 5557172.7483 | 0 | 211 | 2987476.0305 | 3997415.1146 | 33388.9186 |  |  | 2057793.9204 | 1014465.9177
5046 | 2591649.796 | 6049296.8923 | 14238.0286 |  |  | 3471885.1248 | 0 | 211 | 2987476.0305 | 3997415.1146 | 33388.9186 |  |  | 2057793.9204 | 1014465.9177
5047 | 2877917.314 | 3800199.3298 | 31368.1567 |  |  | 953650.1725 | 0 | 211 | 2987476.0305 | 3997415.1146 | 33388.9186 |  |  | 2057793.9204 | 1014465.9177
5048 | 3121902.788 | 2326652.6509 | 52169.0266 |  |  | 0 | 743081.1106 | 211 | 2987476.0305 | 3997415.1146 | 33388.9186 |  |  | 2057793.9204 | 1014465.9177
5049 | 3279685.866 | 1085771.2371 | 71635.0813 |  |  | 0 | 2122279.5477 | 211 | 2987476.0305 | 3997415.1146 | 33388.9186 |  |  | 2057793.9204 | 1014465.9177
5050 | 3371930.278 | 504108.0744 | 88320.271 |  |  | 0 | 2779501.9326 | 211 | 2987476.0305 | 3997415.1146 | 33388.9186 |  |  | 2057793.9204 | 1014465.9177
5051 | 3405551.222 | 271442.8093 | 97552.7427 |  |  | 0 | 3036555.6701 | 211 | 2987476.0305 | 3997415.1146 | 33388.9186 |  |  | 2057793.9204 | 1014465.9177
5052 | 3384560.34 | 659218.2511 | 97552.7427 |  |  | 0 | 2627789.3463 | 211 | 2987476.0305 | 3997415.1146 | 33388.9186 |  |  | 2057793.9204 | 1014465.9177
5053 | 3379236.206 | 1628656.8556 | 96217.9275 |  |  | 0 | 1654361.4229 | 211 | 2987476.0305 | 3997415.1146 | 33388.9186 |  |  | 2057793.9204 | 1014465.9177
5054 | 3371586.609 | 2714428.0927 | 86429.2828 |  |  | 0 | 570729.2335 | 211 | 2987476.0305 | 3997415.1146 | 33388.9186 |  |  | 2057793.9204 | 1014465.9177
5055 | 3388894.648 | 3567534.0647 | 71746.3159 |  |  | 250385.7325 | 0 | 211 | 2987476.0305 | 3997415.1146 | 33388.9186 |  |  | 2057793.9204 | 1014465.9177
5056 | 3611515.078 | 3800199.3298 | 49276.927 |  |  | 237961.1788 | 0 | 211 | 2987476.0305 | 3997415.1146 | 33388.9186 |  |  | 2057793.9204 | 1014465.9177
5057 | 3620714.203 | 3606311.6089 | 28809.7609 |  |  | 14407.1668 | 0 | 211 | 2987476.0305 | 3997415.1146 | 33388.9186 |  |  | 2057793.9204 | 1014465.9177
5058 | 3413845.695 | 3024648.4461 | 10900.9906 |  |  | 0 | 378296.2582 | 211 | 2987476.0305 | 3997415.1146 | 33388.9186 |  |  | 2057793.9204 | 1014465.9177
5059 | 3247678 | 2210320.0183 | 1557.2844 |  |  | 0 | 1035800.6973 | 211 | 2987476.0305 | 3997415.1146 | 33388.9186 |  |  | 2057793.9204 | 1014465.9177
5060 | 3114016.826 | 1589879.3114 | 0 |  |  | 0 | 1524137.5146 | 211 | 2987476.0305 | 3997415.1146 | 33388.9186 |  |  | 2057793.9204 | 1014465.9177
5061 | 3026458 | 1085771.2371 | 0 |  |  | 0 | 1940686.7629 | 211 | 2987476.0305 | 3997415.1146 | 33388.9186 |  |  | 2057793.9204 | 1014465.9177
5062 | 2773947.336 | 736773.3394 | 0 |  |  | 0 | 2037173.9966 | 211 | 2987476.0305 | 3997415.1146 | 33388.9186 |  |  | 2057793.9204 | 1014465.9177
5063 | 2580345.271 | 504108.0744 | 0 |  |  | 0 | 2076237.1966 | 211 | 2987476.0305 | 3997415.1146 | 33388.9186 |  |  | 2057793.9204 | 1014465.9177
5064 | 2440992.043 | 620440.7069 | 0 |  |  | 0 | 1820551.3361 | 211 | 2987476.0305 | 3997415.1146 | 33388.9186 |  |  | 2057793.9204 | 1014465.9177
5065 | 2384569.928 | 930661.0603 | 0 |  |  | 0 | 1453908.8677 | 212 | 3388570.572 | 3578844.1817 | 34014.6132 |  |  | 641654.8125 | 417366.5896
5066 | 2385675.685 | 1357214.0463 | 0 |  |  | 0 | 1028461.6387 | 212 | 3388570.572 | 3578844.1817 | 34014.6132 |  |  | 641654.8125 | 417366.5896
5067 | 2413238.049 | 1861322.1207 | 0 |  |  | 0 | 551915.9283 | 212 | 3388570.572 | 3578844.1817 | 34014.6132 |  |  | 641654.8125 | 417366.5896
5068 | 2509586.597 | 2326652.6509 | 0 |  |  | 0 | 182933.9461 | 212 | 3388570.572 | 3578844.1817 | 34014.6132 |  |  | 641654.8125 | 417366.5896
5069 | 2916943.996 | 2908315.8136 | 333.7038 |  |  | 0 | 8294.4786 | 212 | 3388570.572 | 3578844.1817 | 34014.6132 |  |  | 641654.8125 | 417366.5896
5070 | 3440854.86 | 3412423.8879 | 16129.0167 |  |  | 0 | 12301.9553 | 212 | 3388570.572 | 3578844.1817 | 34014.6132 |  |  | 641654.8125 | 417366.5896
5071 | 3808535.984 | 2869538.2694 | 39488.2824 |  |  | 0 | 899509.4322 | 212 | 3388570.572 | 3578844.1817 | 34014.6132 |  |  | 641654.8125 | 417366.5896
5072 | 3973699.519 | 3218536.167 | 61067.7944 |  |  | 0 | 694095.5575 | 212 | 3388570.572 | 3578844.1817 | 34014.6132 |  |  | 641654.8125 | 417366.5896
5073 | 4100652.731 | 4575750.2134 | 78642.861 |  |  | 553740.3433 | 0 | 212 | 3388570.572 | 3578844.1817 | 34014.6132 |  |  | 641654.8125 | 417366.5896
5074 | 4091009.506 | 4459417.5808 | 91212.3706 |  |  | 459620.4454 | 0 | 212 | 3388570.572 | 3578844.1817 | 34014.6132 |  |  | 641654.8125 | 417366.5896
5075 | 4014851.976 | 3645089.153 | 97552.7427 |  |  | 0 | 272210.0803 | 212 | 3388570.572 | 3578844.1817 | 34014.6132 |  |  | 641654.8125 | 417366.5896
5076 | 4013004.19 | 3528756.5205 | 97552.7427 |  |  | 0 | 386694.9268 | 212 | 3388570.572 | 3578844.1817 | 34014.6132 |  |  | 641654.8125 | 417366.5896
5077 | 3963287.135 | 3489978.9763 | 94771.8777 |  |  | 0 | 378536.281 | 212 | 3388570.572 | 3578844.1817 | 34014.6132 |  |  | 641654.8125 | 417366.5896
5078 | 3812423.257 | 3489978.9763 | 83314.7141 |  |  | 0 | 239129.5666 | 212 | 3388570.572 | 3578844.1817 | 34014.6132 |  |  | 641654.8125 | 417366.5896
5079 | 3740447.339 | 3412423.8879 | 68742.9817 |  |  | 0 | 259280.4693 | 212 | 3388570.572 | 3578844.1817 | 34014.6132 |  |  | 641654.8125 | 417366.5896
5080 | 3925721.49 | 3218536.167 | 47497.1734 |  |  | 0 | 659688.1495 | 212 | 3388570.572 | 3578844.1817 | 34014.6132 |  |  | 641654.8125 | 417366.5896
5081 | 3899669.644 | 3024648.4461 | 28476.0571 |  |  | 0 | 846545.1407 | 212 | 3388570.572 | 3578844.1817 | 34014.6132 |  |  | 641654.8125 | 417366.5896
5082 | 3667186.535 | 2714428.0927 | 11123.4598 |  |  | 0 | 941634.9825 | 212 | 3388570.572 | 3578844.1817 | 34014.6132 |  |  | 641654.8125 | 417366.5896
5083 | 3474608.481 | 2520540.3718 | 444.9384 |  |  | 0 | 953623.1708 | 212 | 3388570.572 | 3578844.1817 | 34014.6132 |  |  | 641654.8125 | 417366.5896
5084 | 3350237.113 | 3102203.5345 | 0 |  |  | 0 | 248033.5785 | 212 | 3388570.572 | 3578844.1817 | 34014.6132 |  |  | 641654.8125 | 417366.5896
5085 | 3219399.84 | 4149197.2274 | 0 |  |  | 929797.3874 | 0 | 212 | 3388570.572 | 3578844.1817 | 34014.6132 |  |  | 641654.8125 | 417366.5896
5086 | 2924384.724 | 5661521.4505 | 0 |  |  | 2737136.7265 | 0 | 212 | 3388570.572 | 3578844.1817 | 34014.6132 |  |  | 641654.8125 | 417366.5896
5087 | 2726333.456 | 7290178.3061 | 0 |  |  | 4563844.8501 | 0 | 212 | 3388570.572 | 3578844.1817 | 34014.6132 |  |  | 641654.8125 | 417366.5896
5088 | 2569371.694 | 8724947.4408 | 0 |  |  | 6155575.7468 | 0 | 212 | 3388570.572 | 3578844.1817 | 34014.6132 |  |  | 641654.8125 | 417366.5896
5089 | 2509237.725 | 9927051.3104 | 0 |  |  | 7417813.5854 | 0 | 213 | 3437403.3345 | 9232286.9772 | 33050.58 |  |  | 5827934.2227 | 0
5090 | 2512506.121 | 10547492.0173 | 0 |  |  | 8034985.8963 | 0 | 213 | 3437403.3345 | 9232286.9772 | 33050.58 |  |  | 5827934.2227 | 0
5091 | 2551804.79 | 10431159.3848 | 0 |  |  | 7879354.5948 | 0 | 213 | 3437403.3345 | 9232286.9772 | 33050.58 |  |  | 5827934.2227 | 0
5092 | 2637919.271 | 9345388.1477 | 0 |  |  | 6707468.8767 | 0 | 213 | 3437403.3345 | 9232286.9772 | 33050.58 |  |  | 5827934.2227 | 0
5093 | 3018927.61 | 7755508.8362 | 3003.3342 |  |  | 4739584.5604 | 0 | 213 | 3437403.3345 | 9232286.9772 | 33050.58 |  |  | 5827934.2227 | 0
5094 | 3505707.054 | 5971741.8039 | 15239.14 |  |  | 2481273.8899 | 0 | 213 | 3437403.3345 | 9232286.9772 | 33050.58 |  |  | 5827934.2227 | 0
5095 | 3832950.589 | 3800199.3298 | 34260.2563 |  |  | 1508.997 | 0 | 213 | 3437403.3345 | 9232286.9772 | 33050.58 |  |  | 5827934.2227 | 0
5096 | 3967478.332 | 3955309.5065 | 54504.9531 |  |  | 42336.1276 | 0 | 213 | 3437403.3345 | 9232286.9772 | 33050.58 |  |  | 5827934.2227 | 0
5097 | 4054853.36 | 4071642.139 | 74082.2424 |  |  | 90871.0215 | 0 | 213 | 3437403.3345 | 9232286.9772 | 33050.58 |  |  | 5827934.2227 | 0
5098 | 4063844.874 | 4343084.9483 | 87986.5672 |  |  | 367226.6415 | 0 | 213 | 3437403.3345 | 9232286.9772 | 33050.58 |  |  | 5827934.2227 | 0
5099 | 4017235.178 | 5467633.7296 | 95439.2853 |  |  | 1545837.8368 | 0 | 213 | 3437403.3345 | 9232286.9772 | 33050.58 |  |  | 5827934.2227 | 0
5100 | 4022132.263 | 7716731.2921 | 96662.8659 |  |  | 3791261.8949 | 0 | 213 | 3437403.3345 | 9232286.9772 | 33050.58 |  |  | 5827934.2227 | 0
5101 | 3950077.317 | 10314826.7522 | 92324.7165 |  |  | 6457074.1518 | 0 | 213 | 3437403.3345 | 9232286.9772 | 33050.58 |  |  | 5827934.2227 | 0
5102 | 3792211.141 | 12757812.0356 | 83425.9487 |  |  | 9049026.8433 | 0 | 213 | 3437403.3345 | 9232286.9772 | 33050.58 |  |  | 5827934.2227 | 0
5103 | 3794659.688 | 13339475.1983 | 70077.7969 |  |  | 9614893.3072 | 0 | 213 | 3437403.3345 | 9232286.9772 | 33050.58 |  |  | 5827934.2227 | 0
5104 | 4014176.577 | 13339475.1983 | 47163.4697 |  |  | 9372462.091 | 0 | 213 | 3437403.3345 | 9232286.9772 | 33050.58 |  |  | 5827934.2227 | 0
5105 | 3961082.534 | 13339475.1983 | 27363.7112 |  |  | 9405756.3755 | 0 | 213 | 3437403.3345 | 9232286.9772 | 33050.58 |  |  | 5827934.2227 | 0
5106 | 3749005.612 | 13339475.1983 | 10678.5214 |  |  | 9601148.1078 | 0 | 213 | 3437403.3345 | 9232286.9772 | 33050.58 |  |  | 5827934.2227 | 0
5107 | 3534404.884 | 13339475.1983 | 1001.1114 |  |  | 9806071.4257 | 0 | 213 | 3437403.3345 | 9232286.9772 | 33050.58 |  |  | 5827934.2227 | 0
5108 | 3419741.541 | 9771941.1337 | 0 |  |  | 6352199.5927 | 0 | 213 | 3437403.3345 | 9232286.9772 | 33050.58 |  |  | 5827934.2227 | 0
5109 | 3249801.188 | 8724947.4408 | 0 |  |  | 5475146.2528 | 0 | 213 | 3437403.3345 | 9232286.9772 | 33050.58 |  |  | 5827934.2227 | 0
5110 | 2963713.611 | 9229055.5151 | 0 |  |  | 6265341.9041 | 0 | 213 | 3437403.3345 | 9232286.9772 | 33050.58 |  |  | 5827934.2227 | 0
5111 | 2754842.396 | 10159716.5755 | 0 |  |  | 7404874.1795 | 0 | 213 | 3437403.3345 | 9232286.9772 | 33050.58 |  |  | 5827934.2227 | 0
5112 | 2619366.372 | 10586269.5615 | 0 |  |  | 7966903.1895 | 0 | 213 | 3437403.3345 | 9232286.9772 | 33050.58 |  |  | 5827934.2227 | 0
5113 | 2542156.483 | 10508714.4731 | 0 |  |  | 7966557.9901 | 0 | 214 | 3461701.7052 | 9256522.9423 | 29240.795 |  |  | 5824062.0321 | 0
5114 | 2524064.23 | 10082161.4871 | 0 |  |  | 7558097.2571 | 0 | 214 | 3461701.7052 | 9256522.9423 | 29240.795 |  |  | 5824062.0321 | 0
5115 | 2568707.65 | 9694386.0453 | 0 |  |  | 7125678.3953 | 0 | 214 | 3461701.7052 | 9256522.9423 | 29240.795 |  |  | 5824062.0321 | 0
5116 | 2652517.509 | 7988174.1013 | 0 |  |  | 5335656.5923 | 0 | 214 | 3461701.7052 | 9256522.9423 | 29240.795 |  |  | 5824062.0321 | 0
5117 | 3051307.169 | 6514627.4224 | 3337.0379 |  |  | 3466657.2914 | 0 | 214 | 3461701.7052 | 9256522.9423 | 29240.795 |  |  | 5824062.0321 | 0
5118 | 3561354.525 | 5506411.2737 | 12569.5096 |  |  | 1957626.2583 | 0 | 214 | 3461701.7052 | 9256522.9423 | 29240.795 |  |  | 5824062.0321 | 0
5119 | 3874058.965 | 4381862.4925 | 24026.6732 |  |  | 531830.2007 | 0 | 214 | 3461701.7052 | 9256522.9423 | 29240.795 |  |  | 5824062.0321 | 0
5120 | 4037140.414 | 4885970.5668 | 38598.4056 |  |  | 887428.5584 | 0 | 214 | 3461701.7052 | 9256522.9423 | 29240.795 |  |  | 5824062.0321 | 0
5121 | 4158627.406 | 5234968.4645 | 62402.6096 |  |  | 1138743.6681 | 0 | 214 | 3461701.7052 | 9256522.9423 | 29240.795 |  |  | 5824062.0321 | 0
5122 | 4133617.647 | 6630960.055 | 85205.7023 |  |  | 2582548.1102 | 0 | 214 | 3461701.7052 | 9256522.9423 | 29240.795 |  |  | 5824062.0321 | 0
5123 | 4093884.736 | 8724947.4408 | 95772.9891 |  |  | 4726835.6939 | 0 | 214 | 3461701.7052 | 9256522.9423 | 29240.795 |  |  | 5824062.0321 | 0
5124 | 4079907.944 | 10974045.0033 | 96440.3967 |  |  | 6990577.456 | 0 | 214 | 3461701.7052 | 9256522.9423 | 29240.795 |  |  | 5824062.0321 | 0
5125 | 4010234.941 | 13223142.5658 | 87207.925 |  |  | 9300115.5498 | 0 | 214 | 3461701.7052 | 9256522.9423 | 29240.795 |  |  | 5824062.0321 | 0
5126 | 3876592.648 | 13339475.1983 | 79199.0339 |  |  | 9542081.5843 | 0 | 214 | 3461701.7052 | 9256522.9423 | 29240.795 |  |  | 5824062.0321 | 0
5127 | 3812263.339 | 13339475.1983 | 57508.2873 |  |  | 9584720.1466 | 0 | 214 | 3461701.7052 | 9256522.9423 | 29240.795 |  |  | 5824062.0321 | 0
5128 | 3976658.722 | 13339475.1983 | 31813.0951 |  |  | 9394629.5714 | 0 | 214 | 3461701.7052 | 9256522.9423 | 29240.795 |  |  | 5824062.0321 | 0
5129 | 3908758.003 | 13339475.1983 | 17575.0665 |  |  | 9448292.2619 | 0 | 214 | 3461701.7052 | 9256522.9423 | 29240.795 |  |  | 5824062.0321 | 0
5130 | 3684105.792 | 13339475.1983 | 8676.2987 |  |  | 9664045.705 | 0 | 214 | 3461701.7052 | 9256522.9423 | 29240.795 |  |  | 5824062.0321 | 0
5131 | 3494346.225 | 13068032.3891 | 1446.0498 |  |  | 9575132.2139 | 0 | 214 | 3461701.7052 | 9256522.9423 | 29240.795 |  |  | 5824062.0321 | 0
5132 | 3407157.72 | 8414727.0873 | 0 |  |  | 5007569.3673 | 0 | 214 | 3461701.7052 | 9256522.9423 | 29240.795 |  |  | 5824062.0321 | 0
5133 | 3263707.444 | 7406510.9386 | 0 |  |  | 4142803.4946 | 0 | 214 | 3461701.7052 | 9256522.9423 | 29240.795 |  |  | 5824062.0321 | 0
5134 | 2978733.741 | 7484066.027 | 0 |  |  | 4505332.286 | 0 | 214 | 3461701.7052 | 9256522.9423 | 29240.795 |  |  | 5824062.0321 | 0
5135 | 2768465.276 | 7561621.1153 | 0 |  |  | 4793155.8393 | 0 | 214 | 3461701.7052 | 9256522.9423 | 29240.795 |  |  | 5824062.0321 | 0
5136 | 2622472.396 | 7173845.6735 | 0 |  |  | 4551373.2775 | 0 | 214 | 3461701.7052 | 9256522.9423 | 29240.795 |  |  | 5824062.0321 | 0
5137 | 2547784.865 | 6437072.3341 | 0 |  |  | 3889287.4691 | 0 | 215 | 3635743.0091 | 1612499.5455 | 14678.3322 |  |  | 335214.8068 | 2343779.9381
5138 | 2533162.366 | 5312523.5528 | 0 |  |  | 2779361.1868 | 0 | 215 | 3635743.0091 | 1612499.5455 | 14678.3322 |  |  | 335214.8068 | 2343779.9381
5139 | 2578802.8 | 3955309.5065 | 0 |  |  | 1376506.7065 | 0 | 215 | 3635743.0091 | 1612499.5455 | 14678.3322 |  |  | 335214.8068 | 2343779.9381
5140 | 2699875.643 | 2055209.8416 | 0 |  |  | 0 | 644665.8014 | 215 | 3635743.0091 | 1612499.5455 | 14678.3322 |  |  | 335214.8068 | 2343779.9381
5141 | 3125938.067 | 620440.7069 | 1557.2844 |  |  | 0 | 2503940.0757 | 215 | 3635743.0091 | 1612499.5455 | 14678.3322 |  |  | 335214.8068 | 2343779.9381
5142 | 3758133.805 | 77555.0884 | 5005.5569 |  |  | 0 | 3675573.1597 | 215 | 3635743.0091 | 1612499.5455 | 14678.3322 |  |  | 335214.8068 | 2343779.9381
5143 | 4080313.774 | 0 | 9232.4717 |  |  | 0 | 4071081.3023 | 215 | 3635743.0091 | 1612499.5455 | 14678.3322 |  |  | 335214.8068 | 2343779.9381
5144 | 4260866.76 | 155110.1767 | 14571.7324 |  |  | 0 | 4091184.8509 | 215 | 3635743.0091 | 1612499.5455 | 14678.3322 |  |  | 335214.8068 | 2343779.9381
5145 | 4448158.733 | 581663.1627 | 19354.8201 |  |  | 0 | 3847140.7502 | 215 | 3635743.0091 | 1612499.5455 | 14678.3322 |  |  | 335214.8068 | 2343779.9381
5146 | 4521690.558 | 891883.5162 | 26028.896 |  |  | 0 | 3603778.1458 | 215 | 3635743.0091 | 1612499.5455 | 14678.3322 |  |  | 335214.8068 | 2343779.9381
5147 | 4398919.644 | 1085771.2371 | 34149.0217 |  |  | 0 | 3278999.3853 | 215 | 3635743.0091 | 1612499.5455 | 14678.3322 |  |  | 335214.8068 | 2343779.9381
5148 | 4307254.817 | 1240881.4138 | 42936.5549 |  |  | 0 | 3023436.8483 | 215 | 3635743.0091 | 1612499.5455 | 14678.3322 |  |  | 335214.8068 | 2343779.9381
5149 | 4190984.642 | 1163326.3254 | 49833.1 |  |  | 0 | 2977825.2166 | 215 | 3635743.0091 | 1612499.5455 | 14678.3322 |  |  | 335214.8068 | 2343779.9381
5150 | 4065221.603 | 1008216.1487 | 51279.1498 |  |  | 0 | 3005726.3045 | 215 | 3635743.0091 | 1612499.5455 | 14678.3322 |  |  | 335214.8068 | 2343779.9381
5151 | 4020781.195 | 814328.4278 | 42380.3819 |  |  | 0 | 3164072.3853 | 215 | 3635743.0091 | 1612499.5455 | 14678.3322 |  |  | 335214.8068 | 2343779.9381
5152 | 4226929.175 | 814328.4278 | 29365.9339 |  |  | 0 | 3383234.8133 | 215 | 3635743.0091 | 1612499.5455 | 14678.3322 |  |  | 335214.8068 | 2343779.9381
5153 | 4074403.898 | 891883.5162 | 17018.8935 |  |  | 0 | 3165501.4883 | 215 | 3635743.0091 | 1612499.5455 | 14678.3322 |  |  | 335214.8068 | 2343779.9381
5154 | 3899223.983 | 814328.4278 | 8120.1257 |  |  | 0 | 3076775.4295 | 215 | 3635743.0091 | 1612499.5455 | 14678.3322 |  |  | 335214.8068 | 2343779.9381
5155 | 3683280.457 | 814328.4278 | 1446.0498 |  |  | 0 | 2867505.9794 | 215 | 3635743.0091 | 1612499.5455 | 14678.3322 |  |  | 335214.8068 | 2343779.9381
5156 | 3626775.421 | 1357214.0463 | 0 |  |  | 0 | 2269561.3747 | 215 | 3635743.0091 | 1612499.5455 | 14678.3322 |  |  | 335214.8068 | 2343779.9381
5157 | 3429420.143 | 1706211.944 | 0 |  |  | 0 | 1723208.199 | 215 | 3635743.0091 | 1612499.5455 | 14678.3322 |  |  | 335214.8068 | 2343779.9381
5158 | 3163381.233 | 2210320.0183 | 0 |  |  | 0 | 953061.2147 | 215 | 3635743.0091 | 1612499.5455 | 14678.3322 |  |  | 335214.8068 | 2343779.9381
5159 | 2913420.011 | 2404207.7392 | 0 |  |  | 0 | 509212.2718 | 215 | 3635743.0091 | 1612499.5455 | 14678.3322 |  |  | 335214.8068 | 2343779.9381
5160 | 2703108.625 | 2287875.1067 | 0 |  |  | 0 | 415233.5183 | 215 | 3635743.0091 | 1612499.5455 | 14678.3322 |  |  | 335214.8068 | 2343779.9381
5161 | 2627666.53 | 2171542.4741 | 0 |  |  | 0 | 456124.0559 | 216 | 3553074.9172 | 3260545.1732 | 22001.2766 |  |  | 994443.2759 | 1264971.7433
5162 | 2625763.099 | 1861322.1207 | 0 |  |  | 0 | 764440.9783 | 216 | 3553074.9172 | 3260545.1732 | 22001.2766 |  |  | 994443.2759 | 1264971.7433
5163 | 2659630.807 | 1279658.958 | 0 |  |  | 0 | 1379971.849 | 216 | 3553074.9172 | 3260545.1732 | 22001.2766 |  |  | 994443.2759 | 1264971.7433
5164 | 2754693.941 | 504108.0744 | 0 |  |  | 0 | 2250585.8666 | 216 | 3553074.9172 | 3260545.1732 | 22001.2766 |  |  | 994443.2759 | 1264971.7433
5165 | 3172770.895 | 77555.0884 | 667.4076 |  |  | 0 | 3094548.399 | 216 | 3553074.9172 | 3260545.1732 | 22001.2766 |  |  | 994443.2759 | 1264971.7433
5166 | 3667569.687 | 0 | 4004.4455 |  |  | 0 | 3663565.2415 | 216 | 3553074.9172 | 3260545.1732 | 22001.2766 |  |  | 994443.2759 | 1264971.7433
5167 | 4025891.295 | 0 | 9232.4717 |  |  | 0 | 4016658.8233 | 216 | 3553074.9172 | 3260545.1732 | 22001.2766 |  |  | 994443.2759 | 1264971.7433
5168 | 4195729.587 | 0 | 16907.6589 |  |  | 0 | 4178821.9281 | 216 | 3553074.9172 | 3260545.1732 | 22001.2766 |  |  | 994443.2759 | 1264971.7433
5169 | 4224892.459 | 271442.8093 | 29699.6377 |  |  | 0 | 3923750.012 | 216 | 3553074.9172 | 3260545.1732 | 22001.2766 |  |  | 994443.2759 | 1264971.7433
5170 | 4330831.851 | 1085771.2371 | 48387.0502 |  |  | 0 | 3196673.5637 | 216 | 3553074.9172 | 3260545.1732 | 22001.2766 |  |  | 994443.2759 | 1264971.7433
5171 | 4235290.202 | 1977654.7532 | 76418.169 |  |  | 0 | 2181217.2798 | 216 | 3553074.9172 | 3260545.1732 | 22001.2766 |  |  | 994443.2759 | 1264971.7433
5172 | 4178383.572 | 3063425.9903 | 95550.5199 |  |  | 0 | 1019407.0618 | 216 | 3553074.9172 | 3260545.1732 | 22001.2766 |  |  | 994443.2759 | 1264971.7433
5173 | 4078220.254 | 4149197.2274 | 92769.6549 |  |  | 163746.6283 | 0 | 216 | 3553074.9172 | 3260545.1732 | 22001.2766 |  |  | 994443.2759 | 1264971.7433
5174 | 3982470.61 | 5118635.8319 | 70745.2045 |  |  | 1206910.4264 | 0 | 216 | 3553074.9172 | 3260545.1732 | 22001.2766 |  |  | 994443.2759 | 1264971.7433
5175 | 3849498.073 | 5816631.6272 | 38932.1094 |  |  | 2006065.6636 | 0 | 216 | 3553074.9172 | 3260545.1732 | 22001.2766 |  |  | 994443.2759 | 1264971.7433
5176 | 3982357.894 | 6359517.2457 | 24249.1424 |  |  | 2401408.4941 | 0 | 216 | 3553074.9172 | 3260545.1732 | 22001.2766 |  |  | 994443.2759 | 1264971.7433
5177 | 4018068.752 | 6592182.5108 | 14460.4978 |  |  | 2588574.2566 | 0 | 216 | 3553074.9172 | 3260545.1732 | 22001.2766 |  |  | 994443.2759 | 1264971.7433
5178 | 3740285.628 | 6669737.5992 | 5450.4953 |  |  | 2934902.4665 | 0 | 216 | 3553074.9172 | 3260545.1732 | 22001.2766 |  |  | 994443.2759 | 1264971.7433
5179 | 3530946.113 | 5971741.8039 | 556.173 |  |  | 2441351.8639 | 0 | 216 | 3553074.9172 | 3260545.1732 | 22001.2766 |  |  | 994443.2759 | 1264971.7433
5180 | 3445374.914 | 6359517.2457 | 0 |  |  | 2914142.3317 | 0 | 216 | 3553074.9172 | 3260545.1732 | 22001.2766 |  |  | 994443.2759 | 1264971.7433
5181 | 3290301.778 | 6708515.1434 | 0 |  |  | 3418213.3654 | 0 | 216 | 3553074.9172 | 3260545.1732 | 22001.2766 |  |  | 994443.2759 | 1264971.7433
5182 | 3074783.342 | 5700298.9946 | 0 |  |  | 2625515.6526 | 0 | 216 | 3553074.9172 | 3260545.1732 | 22001.2766 |  |  | 994443.2759 | 1264971.7433
5183 | 2867057.122 | 4032864.5948 | 0 |  |  | 1165807.4728 | 0 | 216 | 3553074.9172 | 3260545.1732 | 22001.2766 |  |  | 994443.2759 | 1264971.7433
5184 | 2715319.608 | 2481762.8276 | 0 |  |  | 0 | 233556.7804 | 216 | 3553074.9172 | 3260545.1732 | 22001.2766 |  |  | 994443.2759 | 1264971.7433
5185 | 2650388.596 | 1202103.8696 | 0 |  |  | 0 | 1448284.7264 | 217 | 3058074.999 | 344150.7046 | 25264.1581 |  |  | 0 | 2688660.1363
5186 | 2574958.489 | 426552.986 | 0 |  |  | 0 | 2148405.503 | 217 | 3058074.999 | 344150.7046 | 25264.1581 |  |  | 0 | 2688660.1363
5187 | 2559865.463 | 155110.1767 | 0 |  |  | 0 | 2404755.2863 | 217 | 3058074.999 | 344150.7046 | 25264.1581 |  |  | 0 | 2688660.1363
5188 | 2521329.414 | 38777.5442 | 0 |  |  | 0 | 2482551.8698 | 217 | 3058074.999 | 344150.7046 | 25264.1581 |  |  | 0 | 2688660.1363
5189 | 2618929.197 | 0 | 2780.865 |  |  | 0 | 2616148.332 | 217 | 3058074.999 | 344150.7046 | 25264.1581 |  |  | 0 | 2688660.1363
5190 | 2866500.52 | 0 | 11568.3982 |  |  | 0 | 2854932.1218 | 217 | 3058074.999 | 344150.7046 | 25264.1581 |  |  | 0 | 2688660.1363
5191 | 3152492.85 | 0 | 24360.377 |  |  | 0 | 3128132.473 | 217 | 3058074.999 | 344150.7046 | 25264.1581 |  |  | 0 | 2688660.1363
5192 | 3364315.036 | 0 | 39599.517 |  |  | 0 | 3324715.519 | 217 | 3058074.999 | 344150.7046 | 25264.1581 |  |  | 0 | 2688660.1363
5193 | 3460649.098 | 0 | 59399.2755 |  |  | 0 | 3401249.8225 | 217 | 3058074.999 | 344150.7046 | 25264.1581 |  |  | 0 | 2688660.1363
5194 | 3452618.347 | 38777.5442 | 75639.5268 |  |  | 0 | 3338201.276 | 217 | 3058074.999 | 344150.7046 | 25264.1581 |  |  | 0 | 2688660.1363
5195 | 3361769.682 | 77555.0884 | 82091.1335 |  |  | 0 | 3202123.4601 | 217 | 3058074.999 | 344150.7046 | 25264.1581 |  |  | 0 | 2688660.1363
5196 | 3332611.665 | 232665.2651 | 80088.9107 |  |  | 0 | 3019857.4892 | 217 | 3058074.999 | 344150.7046 | 25264.1581 |  |  | 0 | 2688660.1363
5197 | 3290138.639 | 504108.0744 | 73637.304 |  |  | 0 | 2712393.2606 | 217 | 3058074.999 | 344150.7046 | 25264.1581 |  |  | 0 | 2688660.1363
5198 | 3233500.487 | 697995.7953 | 62513.8442 |  |  | 0 | 2472990.8475 | 217 | 3058074.999 | 344150.7046 | 25264.1581 |  |  | 0 | 2688660.1363
5199 | 3274416.761 | 814328.4278 | 46162.3583 |  |  | 0 | 2413925.9749 | 217 | 3058074.999 | 344150.7046 | 25264.1581 |  |  | 0 | 2688660.1363
5200 | 3491532.23 | 775550.8836 | 25250.2538 |  |  | 0 | 2690731.0926 | 217 | 3058074.999 | 344150.7046 | 25264.1581 |  |  | 0 | 2688660.1363
5201 | 3514599.697 | 697995.7953 | 15016.6708 |  |  | 0 | 2801587.231 | 217 | 3058074.999 | 344150.7046 | 25264.1581 |  |  | 0 | 2688660.1363
5202 | 3349267.912 | 620440.7069 | 7230.2489 |  |  | 0 | 2721596.9562 | 217 | 3058074.999 | 344150.7046 | 25264.1581 |  |  | 0 | 2688660.1363
5203 | 3253782.696 | 426552.986 | 1001.1114 |  |  | 0 | 2826228.5986 | 217 | 3058074.999 | 344150.7046 | 25264.1581 |  |  | 0 | 2688660.1363
5204 | 3109596.733 | 116332.6325 | 0 |  |  | 0 | 2993264.1005 | 217 | 3058074.999 | 344150.7046 | 25264.1581 |  |  | 0 | 2688660.1363
5205 | 3029990.358 | 38777.5442 | 0 |  |  | 0 | 2991212.8138 | 217 | 3058074.999 | 344150.7046 | 25264.1581 |  |  | 0 | 2688660.1363
5206 | 2823078.854 | 193887.7209 | 0 |  |  | 0 | 2629191.1331 | 217 | 3058074.999 | 344150.7046 | 25264.1581 |  |  | 0 | 2688660.1363
5207 | 2628507.336 | 465330.5302 | 0 |  |  | 0 | 2163176.8058 | 217 | 3058074.999 | 344150.7046 | 25264.1581 |  |  | 0 | 2688660.1363
5208 | 2478959.916 | 736773.3394 | 0 |  |  | 0 | 1742186.5766 | 217 | 3058074.999 | 344150.7046 | 25264.1581 |  |  | 0 | 2688660.1363
5209 | 2405303.408 | 891883.5162 | 0 |  |  | 0 | 1513419.8918 | 218 | 3048960.1316 | 2213551.4803 | 33597.4834 |  |  | 374027.434 | 1175838.6018
5210 | 2401604.413 | 891883.5162 | 0 |  |  | 0 | 1509720.8968 | 218 | 3048960.1316 | 2213551.4803 | 33597.4834 |  |  | 374027.434 | 1175838.6018
5211 | 2398851.002 | 814328.4278 | 0 |  |  | 0 | 1584522.5742 | 218 | 3048960.1316 | 2213551.4803 | 33597.4834 |  |  | 374027.434 | 1175838.6018
5212 | 2370559.052 | 620440.7069 | 0 |  |  | 0 | 1750118.3451 | 218 | 3048960.1316 | 2213551.4803 | 33597.4834 |  |  | 374027.434 | 1175838.6018
5213 | 2468092.78 | 387775.4418 | 667.4076 |  |  | 0 | 2079649.9306 | 218 | 3048960.1316 | 2213551.4803 | 33597.4834 |  |  | 374027.434 | 1175838.6018
5214 | 2708572.188 | 271442.8093 | 15127.9054 |  |  | 0 | 2422001.4734 | 218 | 3048960.1316 | 2213551.4803 | 33597.4834 |  |  | 374027.434 | 1175838.6018
5215 | 3000259.51 | 232665.2651 | 38487.171 |  |  | 0 | 2729107.0739 | 218 | 3048960.1316 | 2213551.4803 | 33597.4834 |  |  | 374027.434 | 1175838.6018
5216 | 3231469.927 | 155110.1767 | 61401.4982 |  |  | 0 | 3014958.252 | 218 | 3048960.1316 | 2213551.4803 | 33597.4834 |  |  | 374027.434 | 1175838.6018
5217 | 3368704.594 | 271442.8093 | 80088.9107 |  |  | 0 | 3017172.874 | 218 | 3048960.1316 | 2213551.4803 | 33597.4834 |  |  | 374027.434 | 1175838.6018
5218 | 3487682.261 | 620440.7069 | 92102.2473 |  |  | 0 | 2775139.3068 | 218 | 3048960.1316 | 2213551.4803 | 33597.4834 |  |  | 374027.434 | 1175838.6018
5219 | 3522203.464 | 1008216.1487 | 97552.7427 |  |  | 0 | 2416434.5726 | 218 | 3048960.1316 | 2213551.4803 | 33597.4834 |  |  | 374027.434 | 1175838.6018
5220 | 3485513.968 | 1512324.2231 | 97552.7427 |  |  | 0 | 1875637.0023 | 218 | 3048960.1316 | 2213551.4803 | 33597.4834 |  |  | 374027.434 | 1175838.6018
5221 | 3406808.844 | 2132764.93 | 95661.7545 |  |  | 0 | 1178382.1595 | 218 | 3048960.1316 | 2213551.4803 | 33597.4834 |  |  | 374027.434 | 1175838.6018
5222 | 3309273.47 | 2869538.2694 | 85873.1098 |  |  | 0 | 353862.0907 | 218 | 3048960.1316 | 2213551.4803 | 33597.4834 |  |  | 374027.434 | 1175838.6018
5223 | 3369241.285 | 3489978.9763 | 68965.4509 |  |  | 189703.1422 | 0 | 218 | 3048960.1316 | 2213551.4803 | 33597.4834 |  |  | 374027.434 | 1175838.6018
5224 | 3553698.358 | 3994087.0507 | 44382.6047 |  |  | 484771.2974 | 0 | 218 | 3048960.1316 | 2213551.4803 | 33597.4834 |  |  | 374027.434 | 1175838.6018
5225 | 3542501.601 | 4265529.8599 | 20578.4007 |  |  | 743606.6596 | 0 | 218 | 3048960.1316 | 2213551.4803 | 33597.4834 |  |  | 374027.434 | 1175838.6018
5226 | 3435512.072 | 4459417.5808 | 7230.2489 |  |  | 1031135.7577 | 0 | 218 | 3048960.1316 | 2213551.4803 | 33597.4834 |  |  | 374027.434 | 1175838.6018
5227 | 3292257.211 | 4226752.3158 | 667.4076 |  |  | 935162.5123 | 0 | 218 | 3048960.1316 | 2213551.4803 | 33597.4834 |  |  | 374027.434 | 1175838.6018
5228 | 3236122.384 | 4226752.3158 | 0 |  |  | 990629.9318 | 0 | 218 | 3048960.1316 | 2213551.4803 | 33597.4834 |  |  | 374027.434 | 1175838.6018
5229 | 3108320.384 | 4575750.2134 | 0 |  |  | 1467429.8294 | 0 | 218 | 3048960.1316 | 2213551.4803 | 33597.4834 |  |  | 374027.434 | 1175838.6018
5230 | 2854426.565 | 4459417.5808 | 0 |  |  | 1604991.0158 | 0 | 218 | 3048960.1316 | 2213551.4803 | 33597.4834 |  |  | 374027.434 | 1175838.6018
5231 | 2662334.887 | 3838976.8739 | 0 |  |  | 1176641.9869 | 0 | 218 | 3048960.1316 | 2213551.4803 | 33597.4834 |  |  | 374027.434 | 1175838.6018
5232 | 2555729.53 | 2908315.8136 | 0 |  |  | 352586.2836 | 0 | 218 | 3048960.1316 | 2213551.4803 | 33597.4834 |  |  | 374027.434 | 1175838.6018
5233 | 2497303.18 | 1977654.7532 | 0 |  |  | 0 | 519648.4268 | 219 | 3626430.9209 | 1040530.7689 | 14970.323 |  |  | 23235.7493 | 2594165.5783
5234 | 2506054.964 | 1124548.7813 | 0 |  |  | 0 | 1381506.1827 | 219 | 3626430.9209 | 1040530.7689 | 14970.323 |  |  | 23235.7493 | 2594165.5783
5235 | 2560154.461 | 465330.5302 | 0 |  |  | 0 | 2094823.9308 | 219 | 3626430.9209 | 1040530.7689 | 14970.323 |  |  | 23235.7493 | 2594165.5783
5236 | 2716367.545 | 116332.6325 | 0 |  |  | 0 | 2600034.9125 | 219 | 3626430.9209 | 1040530.7689 | 14970.323 |  |  | 23235.7493 | 2594165.5783
5237 | 3148927.89 | 0 | 1001.1114 |  |  | 0 | 3147926.7786 | 219 | 3626430.9209 | 1040530.7689 | 14970.323 |  |  | 23235.7493 | 2594165.5783
5238 | 3733597.84 | 0 | 4226.9147 |  |  | 0 | 3729370.9253 | 219 | 3626430.9209 | 1040530.7689 | 14970.323 |  |  | 23235.7493 | 2594165.5783
5239 | 4097425.937 | 0 | 8676.2987 |  |  | 0 | 4088749.6383 | 219 | 3626430.9209 | 1040530.7689 | 14970.323 |  |  | 23235.7493 | 2594165.5783
5240 | 4229098.466 | 0 | 15572.8438 |  |  | 0 | 4213525.6222 | 219 | 3626430.9209 | 1040530.7689 | 14970.323 |  |  | 23235.7493 | 2594165.5783
5241 | 4385158.81 | 271442.8093 | 24471.6116 |  |  | 0 | 4089244.3891 | 219 | 3626430.9209 | 1040530.7689 | 14970.323 |  |  | 23235.7493 | 2594165.5783
5242 | 4406570.708 | 581663.1627 | 35150.133 |  |  | 0 | 3789757.4122 | 219 | 3626430.9209 | 1040530.7689 | 14970.323 |  |  | 23235.7493 | 2594165.5783
5243 | 4346479.57 | 581663.1627 | 46496.0621 |  |  | 0 | 3718320.3452 | 219 | 3626430.9209 | 1040530.7689 | 14970.323 |  |  | 23235.7493 | 2594165.5783
5244 | 4403761.415 | 620440.7069 | 45383.7161 |  |  | 0 | 3737936.992 | 219 | 3626430.9209 | 1040530.7689 | 14970.323 |  |  | 23235.7493 | 2594165.5783
5245 | 4317798.155 | 697995.7953 | 38709.6402 |  |  | 0 | 3581092.7195 | 219 | 3626430.9209 | 1040530.7689 | 14970.323 |  |  | 23235.7493 | 2594165.5783
5246 | 4151456.268 | 853105.972 | 37152.3558 |  |  | 0 | 3261197.9402 | 219 | 3626430.9209 | 1040530.7689 | 14970.323 |  |  | 23235.7493 | 2594165.5783
5247 | 4019579.923 | 969438.6045 | 39043.344 |  |  | 0 | 3011097.9745 | 219 | 3626430.9209 | 1040530.7689 | 14970.323 |  |  | 23235.7493 | 2594165.5783
5248 | 4197301.652 | 1163326.3254 | 32035.5643 |  |  | 0 | 3001939.7623 | 219 | 3626430.9209 | 1040530.7689 | 14970.323 |  |  | 23235.7493 | 2594165.5783
5249 | 4121020.67 | 1395991.5905 | 21023.3391 |  |  | 0 | 2704005.7404 | 219 | 3626430.9209 | 1040530.7689 | 14970.323 |  |  | 23235.7493 | 2594165.5783
5250 | 3892417.689 | 1589879.3114 | 9343.7063 |  |  | 0 | 2293194.6713 | 219 | 3626430.9209 | 1040530.7689 | 14970.323 |  |  | 23235.7493 | 2594165.5783
5251 | 3665984.767 | 1551101.7672 | 1001.1114 |  |  | 0 | 2113881.8884 | 219 | 3626430.9209 | 1040530.7689 | 14970.323 |  |  | 23235.7493 | 2594165.5783
5252 | 3572318.958 | 1357214.0463 | 0 |  |  | 0 | 2215104.9117 | 219 | 3626430.9209 | 1040530.7689 | 14970.323 |  |  | 23235.7493 | 2594165.5783
5253 | 3396904.032 | 1434769.1347 | 0 |  |  | 0 | 1962134.8973 | 219 | 3626430.9209 | 1040530.7689 | 14970.323 |  |  | 23235.7493 | 2594165.5783
5254 | 3079925.73 | 2132764.93 | 0 |  |  | 0 | 947160.8 | 219 | 3626430.9209 | 1040530.7689 | 14970.323 |  |  | 23235.7493 | 2594165.5783
5255 | 2850300.2 | 2791983.181 | 0 |  |  | 0 | 58317.019 | 219 | 3626430.9209 | 1040530.7689 | 14970.323 |  |  | 23235.7493 | 2594165.5783
5256 | 2738433.272 | 3296091.2554 | 0 |  |  | 557657.9834 | 0 | 219 | 3626430.9209 | 1040530.7689 | 14970.323 |  |  | 23235.7493 | 2594165.5783
5257 | 2676409.58 | 3567534.0647 | 0 |  |  | 891124.4847 | 0 | 220 | 3724650.6985 | 6037986.7752 | 34955.4725 |  |  | 2889543.3134 | 541251.7642
5258 | 2666927.588 | 3451201.4321 | 0 |  |  | 784273.8441 | 0 | 220 | 3724650.6985 | 6037986.7752 | 34955.4725 |  |  | 2889543.3134 | 541251.7642
5259 | 2731740.399 | 3140981.0787 | 0 |  |  | 409240.6797 | 0 | 220 | 3724650.6985 | 6037986.7752 | 34955.4725 |  |  | 2889543.3134 | 541251.7642
5260 | 2892356.903 | 2171542.4741 | 0 |  |  | 0 | 720814.4289 | 220 | 3724650.6985 | 6037986.7752 | 34955.4725 |  |  | 2889543.3134 | 541251.7642
5261 | 3336435.652 | 1628656.8556 | 444.9384 |  |  | 0 | 1707333.858 | 220 | 3724650.6985 | 6037986.7752 | 34955.4725 |  |  | 2889543.3134 | 541251.7642
5262 | 3908778.616 | 1473546.6789 | 14460.4978 |  |  | 0 | 2420771.4393 | 220 | 3724650.6985 | 6037986.7752 | 34955.4725 |  |  | 2889543.3134 | 541251.7642
5263 | 4214197.285 | 1202103.8696 | 37708.5288 |  |  | 0 | 2974384.8866 | 220 | 3724650.6985 | 6037986.7752 | 34955.4725 |  |  | 2889543.3134 | 541251.7642
5264 | 4319684.312 | 1163326.3254 | 61846.4366 |  |  | 0 | 3094511.5499 | 220 | 3724650.6985 | 6037986.7752 | 34955.4725 |  |  | 2889543.3134 | 541251.7642
5265 | 4438825.018 | 2985870.902 | 81090.0221 |  |  | 0 | 1371864.0939 | 220 | 3724650.6985 | 6037986.7752 | 34955.4725 |  |  | 2889543.3134 | 541251.7642
5266 | 4436960.707 | 4343084.9483 | 94326.9393 |  |  | 451.1806 | 0 | 220 | 3724650.6985 | 6037986.7752 | 34955.4725 |  |  | 2889543.3134 | 541251.7642
5267 | 4386081.961 | 6204407.069 | 97552.7427 |  |  | 1915877.8507 | 0 | 220 | 3724650.6985 | 6037986.7752 | 34955.4725 |  |  | 2889543.3134 | 541251.7642
5268 | 4394790.874 | 8453504.6315 | 97552.7427 |  |  | 4156266.5002 | 0 | 220 | 3724650.6985 | 6037986.7752 | 34955.4725 |  |  | 2889543.3134 | 541251.7642
5269 | 4308062.752 | 10237271.6638 | 97219.0389 |  |  | 6026427.9507 | 0 | 220 | 3724650.6985 | 6037986.7752 | 34955.4725 |  |  | 2889543.3134 | 541251.7642
5270 | 4152071.939 | 11245487.8126 | 89210.1478 |  |  | 7182626.0214 | 0 | 220 | 3724650.6985 | 6037986.7752 | 34955.4725 |  |  | 2889543.3134 | 541251.7642
5271 | 4095554.387 | 11749595.8869 | 74193.477 |  |  | 7728234.9769 | 0 | 220 | 3724650.6985 | 6037986.7752 | 34955.4725 |  |  | 2889543.3134 | 541251.7642
5272 | 4295857.752 | 12292481.5055 | 53726.311 |  |  | 8050350.0644 | 0 | 220 | 3724650.6985 | 6037986.7752 | 34955.4725 |  |  | 2889543.3134 | 541251.7642
5273 | 4206398.13 | 12563924.3147 | 29922.1069 |  |  | 8387448.2917 | 0 | 220 | 3724650.6985 | 6037986.7752 | 34955.4725 |  |  | 2889543.3134 | 541251.7642
5274 | 4007021.485 | 12292481.5055 | 9232.4717 |  |  | 8294692.4921 | 0 | 220 | 3724650.6985 | 6037986.7752 | 34955.4725 |  |  | 2889543.3134 | 541251.7642
5275 | 3833137.039 | 9694386.0453 | 444.9384 |  |  | 5861693.9447 | 0 | 220 | 3724650.6985 | 6037986.7752 | 34955.4725 |  |  | 2889543.3134 | 541251.7642
5276 | 3724642.939 | 8337171.999 | 0 |  |  | 4612529.06 | 0 | 220 | 3724650.6985 | 6037986.7752 | 34955.4725 |  |  | 2889543.3134 | 541251.7642
5277 | 3456722.72 | 6824847.7759 | 0 |  |  | 3368125.0559 | 0 | 220 | 3724650.6985 | 6037986.7752 | 34955.4725 |  |  | 2889543.3134 | 541251.7642
5278 | 3141581.715 | 4730860.3901 | 0 |  |  | 1589278.6751 | 0 | 220 | 3724650.6985 | 6037986.7752 | 34955.4725 |  |  | 2889543.3134 | 541251.7642
5279 | 2934249.998 | 3024648.4461 | 0 |  |  | 90398.4481 | 0 | 220 | 3724650.6985 | 6037986.7752 | 34955.4725 |  |  | 2889543.3134 | 541251.7642
5280 | 2833127.014 | 2132764.93 | 0 |  |  | 0 | 700362.084 | 220 | 3724650.6985 | 6037986.7752 | 34955.4725 |  |  | 2889543.3134 | 541251.7642
5281 | 2763707.645 | 1473546.6789 | 0 |  |  | 0 | 1290160.9661 | 221 | 3839175.7648 | 4908590.8009 | 18339.8044 |  |  | 2434715.7138 | 1346960.8733
5282 | 2772046.401 | 620440.7069 | 0 |  |  | 0 | 2151605.6941 | 221 | 3839175.7648 | 4908590.8009 | 18339.8044 |  |  | 2434715.7138 | 1346960.8733
5283 | 2827434.714 | 77555.0884 | 0 |  |  | 0 | 2749879.6256 | 221 | 3839175.7648 | 4908590.8009 | 18339.8044 |  |  | 2434715.7138 | 1346960.8733
5284 | 2984637.67 | 0 | 0 |  |  | 0 | 2984637.67 | 221 | 3839175.7648 | 4908590.8009 | 18339.8044 |  |  | 2434715.7138 | 1346960.8733
5285 | 3452563.461 | 0 | 2335.9266 |  |  | 0 | 3450227.5344 | 221 | 3839175.7648 | 4908590.8009 | 18339.8044 |  |  | 2434715.7138 | 1346960.8733
5286 | 4032170.567 | 77555.0884 | 10678.5214 |  |  | 0 | 3943936.9572 | 221 | 3839175.7648 | 4908590.8009 | 18339.8044 |  |  | 2434715.7138 | 1346960.8733
5287 | 4337644.618 | 116332.6325 | 21023.3391 |  |  | 0 | 4200288.6464 | 221 | 3839175.7648 | 4908590.8009 | 18339.8044 |  |  | 2434715.7138 | 1346960.8733
5288 | 4452593.378 | 193887.7209 | 32591.7373 |  |  | 0 | 4226113.9198 | 221 | 3839175.7648 | 4908590.8009 | 18339.8044 |  |  | 2434715.7138 | 1346960.8733
5289 | 4585128.221 | 1085771.2371 | 32146.7989 |  |  | 0 | 3467210.185 | 221 | 3839175.7648 | 4908590.8009 | 18339.8044 |  |  | 2434715.7138 | 1346960.8733
5290 | 4607547.693 | 2055209.8416 | 22024.4505 |  |  | 0 | 2530313.4009 | 221 | 3839175.7648 | 4908590.8009 | 18339.8044 |  |  | 2434715.7138 | 1346960.8733
5291 | 4615361.558 | 3257313.7112 | 25361.4884 |  |  | 0 | 1332686.3584 | 221 | 3839175.7648 | 4908590.8009 | 18339.8044 |  |  | 2434715.7138 | 1346960.8733
5292 | 4672066.56 | 4769637.9343 | 45717.4199 |  |  | 143288.7942 | 0 | 221 | 3839175.7648 | 4908590.8009 | 18339.8044 |  |  | 2434715.7138 | 1346960.8733
5293 | 4574185.731 | 6398294.7899 | 60066.6831 |  |  | 1884175.742 | 0 | 221 | 3839175.7648 | 4908590.8009 | 18339.8044 |  |  | 2434715.7138 | 1346960.8733
5294 | 4313659.738 | 7949396.5572 | 41490.5051 |  |  | 3677227.3243 | 0 | 221 | 3839175.7648 | 4908590.8009 | 18339.8044 |  |  | 2434715.7138 | 1346960.8733
5295 | 4294510.385 | 9345388.1477 | 55617.2991 |  |  | 5106495.0618 | 0 | 221 | 3839175.7648 | 4908590.8009 | 18339.8044 |  |  | 2434715.7138 | 1346960.8733
5296 | 4407274.572 | 11051600.0917 | 51390.3844 |  |  | 6695715.904 | 0 | 221 | 3839175.7648 | 4908590.8009 | 18339.8044 |  |  | 2434715.7138 | 1346960.8733
5297 | 4282766.851 | 12331259.0496 | 29699.6377 |  |  | 8078191.8364 | 0 | 221 | 3839175.7648 | 4908590.8009 | 18339.8044 |  |  | 2434715.7138 | 1346960.8733
5298 | 4080334.482 | 12602701.8589 | 9899.8792 |  |  | 8532267.2561 | 0 | 221 | 3839175.7648 | 4908590.8009 | 18339.8044 |  |  | 2434715.7138 | 1346960.8733
5299 | 3835383.263 | 10120939.0313 | 111.2346 |  |  | 6285667.0029 | 0 | 221 | 3839175.7648 | 4908590.8009 | 18339.8044 |  |  | 2434715.7138 | 1346960.8733
5300 | 3737956.422 | 8492282.1757 | 0 |  |  | 4754325.7537 | 0 | 221 | 3839175.7648 | 4908590.8009 | 18339.8044 |  |  | 2434715.7138 | 1346960.8733
5301 | 3515853.513 | 7212623.2177 | 0 |  |  | 3696769.7047 | 0 | 221 | 3839175.7648 | 4908590.8009 | 18339.8044 |  |  | 2434715.7138 | 1346960.8733
5302 | 3193763.395 | 6359517.2457 | 0 |  |  | 3165753.8507 | 0 | 221 | 3839175.7648 | 4908590.8009 | 18339.8044 |  |  | 2434715.7138 | 1346960.8733
5303 | 2969172.294 | 6088074.4365 | 0 |  |  | 3118902.1425 | 0 | 221 | 3839175.7648 | 4908590.8009 | 18339.8044 |  |  | 2434715.7138 | 1346960.8733
5304 | 2832455.223 | 6126851.9806 | 0 |  |  | 3294396.7576 | 0 | 221 | 3839175.7648 | 4908590.8009 | 18339.8044 |  |  | 2434715.7138 | 1346960.8733
5305 | 2776861.226 | 6049296.8923 | 0 |  |  | 3272435.6663 | 0 | 222 | 3774978.0288 | 5596892.2102 | 29755.255 |  |  | 2029869.1237 | 178199.6873
5306 | 2766503.853 | 5545188.8179 | 0 |  |  | 2778684.9649 | 0 | 222 | 3774978.0288 | 5596892.2102 | 29755.255 |  |  | 2029869.1237 | 178199.6873
5307 | 2834133.722 | 4963525.6552 | 0 |  |  | 2129391.9332 | 0 | 222 | 3774978.0288 | 5596892.2102 | 29755.255 |  |  | 2029869.1237 | 178199.6873
5308 | 2992463.277 | 4459417.5808 | 0 |  |  | 1466954.3038 | 0 | 222 | 3774978.0288 | 5596892.2102 | 29755.255 |  |  | 2029869.1237 | 178199.6873
5309 | 3457762.829 | 3838976.8739 | 2002.2228 |  |  | 383216.2677 | 0 | 222 | 3774978.0288 | 5596892.2102 | 29755.255 |  |  | 2029869.1237 | 178199.6873
5310 | 4023992.816 | 3063425.9903 | 12347.0404 |  |  | 0 | 948219.7853 | 222 | 3774978.0288 | 5596892.2102 | 29755.255 |  |  | 2029869.1237 | 178199.6873
5311 | 4299464.377 | 2132764.93 | 35928.7752 |  |  | 0 | 2130770.6718 | 222 | 3774978.0288 | 5596892.2102 | 29755.255 |  |  | 2029869.1237 | 178199.6873
5312 | 4428394.873 | 3179758.6229 | 50834.2114 |  |  | 0 | 1197802.0387 | 222 | 3774978.0288 | 5596892.2102 | 29755.255 |  |  | 2029869.1237 | 178199.6873
5313 | 4513535.051 | 4963525.6552 | 61846.4366 |  |  | 511837.0408 | 0 | 222 | 3774978.0288 | 5596892.2102 | 29755.255 |  |  | 2029869.1237 | 178199.6873
5314 | 4483680.25 | 6979957.9526 | 86874.2212 |  |  | 2583151.9239 | 0 | 222 | 3774978.0288 | 5596892.2102 | 29755.255 |  |  | 2029869.1237 | 178199.6873
5315 | 4434219.808 | 8259616.9106 | 88431.5056 |  |  | 3913828.6082 | 0 | 222 | 3774978.0288 | 5596892.2102 | 29755.255 |  |  | 2029869.1237 | 178199.6873
5316 | 4456246.817 | 8104506.7339 | 87875.3326 |  |  | 3736135.2495 | 0 | 222 | 3774978.0288 | 5596892.2102 | 29755.255 |  |  | 2029869.1237 | 178199.6873
5317 | 4351725.401 | 7290178.3061 | 88876.444 |  |  | 3027329.3491 | 0 | 222 | 3774978.0288 | 5596892.2102 | 29755.255 |  |  | 2029869.1237 | 178199.6873
5318 | 4182216.619 | 6359517.2457 | 83537.1833 |  |  | 2260837.81 | 0 | 222 | 3774978.0288 | 5596892.2102 | 29755.255 |  |  | 2029869.1237 | 178199.6873
5319 | 4116454.882 | 5467633.7296 | 62068.9058 |  |  | 1413247.7534 | 0 | 222 | 3774978.0288 | 5596892.2102 | 29755.255 |  |  | 2029869.1237 | 178199.6873
5320 | 4273769.723 | 5196190.9203 | 37041.1212 |  |  | 959462.3185 | 0 | 222 | 3774978.0288 | 5596892.2102 | 29755.255 |  |  | 2029869.1237 | 178199.6873
5321 | 4196546.53 | 5506411.2737 | 14126.794 |  |  | 1323991.5377 | 0 | 222 | 3774978.0288 | 5596892.2102 | 29755.255 |  |  | 2029869.1237 | 178199.6873
5322 | 3987887.075 | 5971741.8039 | 2335.9266 |  |  | 1986190.6555 | 0 | 222 | 3774978.0288 | 5596892.2102 | 29755.255 |  |  | 2029869.1237 | 178199.6873
5323 | 3801979.298 | 5777854.083 | 0 |  |  | 1975874.785 | 0 | 222 | 3774978.0288 | 5596892.2102 | 29755.255 |  |  | 2029869.1237 | 178199.6873
5324 | 3715916.023 | 6437072.3341 | 0 |  |  | 2721156.3111 | 0 | 222 | 3774978.0288 | 5596892.2102 | 29755.255 |  |  | 2029869.1237 | 178199.6873
5325 | 3507871.476 | 6669737.5992 | 0 |  |  | 3161866.1232 | 0 | 222 | 3774978.0288 | 5596892.2102 | 29755.255 |  |  | 2029869.1237 | 178199.6873
5326 | 3186759.749 | 6708515.1434 | 0 |  |  | 3521755.3944 | 0 | 222 | 3774978.0288 | 5596892.2102 | 29755.255 |  |  | 2029869.1237 | 178199.6873
5327 | 2961448.187 | 6204407.069 | 0 |  |  | 3242958.882 | 0 | 222 | 3774978.0288 | 5596892.2102 | 29755.255 |  |  | 2029869.1237 | 178199.6873
5328 | 2849638.83 | 5196190.9203 | 0 |  |  | 2346552.0903 | 0 | 222 | 3774978.0288 | 5596892.2102 | 29755.255 |  |  | 2029869.1237 | 178199.6873
5329 | 2782554.877 | 4343084.9483 | 0 |  |  | 1560530.0713 | 0 | 223 | 3613917.5433 | 1859706.3897 | 34107.3087 |  |  | 104319.5503 | 1824423.3953
5330 | 2761030.128 | 3645089.153 | 0 |  |  | 884059.025 | 0 | 223 | 3613917.5433 | 1859706.3897 | 34107.3087 |  |  | 104319.5503 | 1824423.3953
5331 | 2810458.158 | 2869538.2694 | 0 |  |  | 59080.1114 | 0 | 223 | 3613917.5433 | 1859706.3897 | 34107.3087 |  |  | 104319.5503 | 1824423.3953
5332 | 2971198.074 | 1589879.3114 | 0 |  |  | 0 | 1381318.7626 | 223 | 3613917.5433 | 1859706.3897 | 34107.3087 |  |  | 104319.5503 | 1824423.3953
5333 | 3431867.48 | 581663.1627 | 444.9384 |  |  | 0 | 2849759.3789 | 223 | 3613917.5433 | 1859706.3897 | 34107.3087 |  |  | 104319.5503 | 1824423.3953
5334 | 3999304.692 | 77555.0884 | 13681.8556 |  |  | 0 | 3908067.7481 | 223 | 3613917.5433 | 1859706.3897 | 34107.3087 |  |  | 104319.5503 | 1824423.3953
5335 | 4279241.227 | 0 | 35928.7752 |  |  | 0 | 4243312.4518 | 223 | 3613917.5433 | 1859706.3897 | 34107.3087 |  |  | 104319.5503 | 1824423.3953
5336 | 4377800.007 | 0 | 57953.2257 |  |  | 0 | 4319846.7813 | 223 | 3613917.5433 | 1859706.3897 | 34107.3087 |  |  | 104319.5503 | 1824423.3953
5337 | 4487606.003 | 348997.8976 | 77752.9842 |  |  | 0 | 4060855.1212 | 223 | 3613917.5433 | 1859706.3897 | 34107.3087 |  |  | 104319.5503 | 1824423.3953
5338 | 4443949.649 | 1085771.2371 | 90656.1976 |  |  | 0 | 3267522.2144 | 223 | 3613917.5433 | 1859706.3897 | 34107.3087 |  |  | 104319.5503 | 1824423.3953
5339 | 4323682.905 | 1628656.8556 | 97219.0389 |  |  | 0 | 2597807.0105 | 223 | 3613917.5433 | 1859706.3897 | 34107.3087 |  |  | 104319.5503 | 1824423.3953
5340 | 4201254.368 | 1861322.1207 | 97552.7427 |  |  | 0 | 2242379.5046 | 223 | 3613917.5433 | 1859706.3897 | 34107.3087 |  |  | 104319.5503 | 1824423.3953
5341 | 4019934.752 | 1861322.1207 | 95550.5199 |  |  | 0 | 2063062.1114 | 223 | 3613917.5433 | 1859706.3897 | 34107.3087 |  |  | 104319.5503 | 1824423.3953
5342 | 3864110.293 | 1667434.3998 | 86874.2212 |  |  | 0 | 2109801.672 | 223 | 3613917.5433 | 1859706.3897 | 34107.3087 |  |  | 104319.5503 | 1824423.3953
5343 | 3844246.017 | 1512324.2231 | 72747.4272 |  |  | 0 | 2259174.3667 | 223 | 3613917.5433 | 1859706.3897 | 34107.3087 |  |  | 104319.5503 | 1824423.3953
5344 | 3982454.964 | 1744989.4882 | 53615.0764 |  |  | 0 | 2183850.3995 | 223 | 3613917.5433 | 1859706.3897 | 34107.3087 |  |  | 104319.5503 | 1824423.3953
5345 | 3945255.583 | 2210320.0183 | 29922.1069 |  |  | 0 | 1705013.4577 | 223 | 3613917.5433 | 1859706.3897 | 34107.3087 |  |  | 104319.5503 | 1824423.3953
5346 | 3700654.647 | 2714428.0927 | 8676.2987 |  |  | 0 | 977550.2556 | 223 | 3613917.5433 | 1859706.3897 | 34107.3087 |  |  | 104319.5503 | 1824423.3953
5347 | 3499965.749 | 2908315.8136 | 0 |  |  | 0 | 591649.9354 | 223 | 3613917.5433 | 1859706.3897 | 34107.3087 |  |  | 104319.5503 | 1824423.3953
5348 | 3431153.952 | 3218536.167 | 0 |  |  | 0 | 212617.785 | 223 | 3613917.5433 | 1859706.3897 | 34107.3087 |  |  | 104319.5503 | 1824423.3953
5349 | 3235908.354 | 2869538.2694 | 0 |  |  | 0 | 366370.0846 | 223 | 3613917.5433 | 1859706.3897 | 34107.3087 |  |  | 104319.5503 | 1824423.3953
5350 | 2984821.419 | 2636873.0043 | 0 |  |  | 0 | 347948.4147 | 223 | 3613917.5433 | 1859706.3897 | 34107.3087 |  |  | 104319.5503 | 1824423.3953
5351 | 2741032.546 | 2093987.3858 | 0 |  |  | 0 | 647045.1602 | 223 | 3613917.5433 | 1859706.3897 | 34107.3087 |  |  | 104319.5503 | 1824423.3953
5352 | 2614535.196 | 1163326.3254 | 0 |  |  | 0 | 1451208.8706 | 223 | 3613917.5433 | 1859706.3897 | 34107.3087 |  |  | 104319.5503 | 1824423.3953
5353 | 2541912.663 | 426552.986 | 0 |  |  | 0 | 2115359.677 | 224 | 3155625.859 | 5628327.0548 | 22056.8939 |  |  | 3503106.7333 | 1008348.6435
5354 | 2512154.375 | 77555.0884 | 0 |  |  | 0 | 2434599.2866 | 224 | 3155625.859 | 5628327.0548 | 22056.8939 |  |  | 3503106.7333 | 1008348.6435
5355 | 2520108.974 | 38777.5442 | 0 |  |  | 0 | 2481331.4298 | 224 | 3155625.859 | 5628327.0548 | 22056.8939 |  |  | 3503106.7333 | 1008348.6435
5356 | 2548252.163 | 38777.5442 | 0 |  |  | 0 | 2509474.6188 | 224 | 3155625.859 | 5628327.0548 | 22056.8939 |  |  | 3503106.7333 | 1008348.6435
5357 | 2636738.897 | 38777.5442 | 1001.1114 |  |  | 0 | 2596960.2414 | 224 | 3155625.859 | 5628327.0548 | 22056.8939 |  |  | 3503106.7333 | 1008348.6435
5358 | 2906999.747 | 116332.6325 | 4226.9147 |  |  | 0 | 2786440.1997 | 224 | 3155625.859 | 5628327.0548 | 22056.8939 |  |  | 3503106.7333 | 1008348.6435
5359 | 3225883.277 | 193887.7209 | 8120.1257 |  |  | 0 | 3023875.4304 | 224 | 3155625.859 | 5628327.0548 | 22056.8939 |  |  | 3503106.7333 | 1008348.6435
5360 | 3471144.934 | 232665.2651 | 18464.9433 |  |  | 0 | 3220014.7256 | 224 | 3155625.859 | 5628327.0548 | 22056.8939 |  |  | 3503106.7333 | 1008348.6435
5361 | 3617116.497 | 1589879.3114 | 39488.2824 |  |  | 0 | 1987748.9032 | 224 | 3155625.859 | 5628327.0548 | 22056.8939 |  |  | 3503106.7333 | 1008348.6435
5362 | 3629197.86 | 2636873.0043 | 58398.1641 |  |  | 0 | 933926.6916 | 224 | 3155625.859 | 5628327.0548 | 22056.8939 |  |  | 3503106.7333 | 1008348.6435
5363 | 3594695.209 | 3412423.8879 | 71635.0813 |  |  | 0 | 110636.2398 | 224 | 3155625.859 | 5628327.0548 | 22056.8939 |  |  | 3503106.7333 | 1008348.6435
5364 | 3554950.221 | 4032864.5948 | 72302.4889 |  |  | 550216.8627 | 0 | 224 | 3155625.859 | 5628327.0548 | 22056.8939 |  |  | 3503106.7333 | 1008348.6435
5365 | 3500781.48 | 4614527.7576 | 68965.4509 |  |  | 1182711.7285 | 0 | 224 | 3155625.859 | 5628327.0548 | 22056.8939 |  |  | 3503106.7333 | 1008348.6435
5366 | 3402625.923 | 5273746.0086 | 63403.721 |  |  | 1934523.8066 | 0 | 224 | 3155625.859 | 5628327.0548 | 22056.8939 |  |  | 3503106.7333 | 1008348.6435
5367 | 3455250.94 | 6088074.4365 | 52613.965 |  |  | 2685437.4614 | 0 | 224 | 3155625.859 | 5628327.0548 | 22056.8939 |  |  | 3503106.7333 | 1008348.6435
5368 | 3666896.466 | 7328955.8503 | 38375.9364 |  |  | 3700435.3206 | 0 | 224 | 3155625.859 | 5628327.0548 | 22056.8939 |  |  | 3503106.7333 | 1008348.6435
5369 | 3669903.835 | 9112722.8826 | 23248.031 |  |  | 5466067.0786 | 0 | 224 | 3155625.859 | 5628327.0548 | 22056.8939 |  |  | 3503106.7333 | 1008348.6435
5370 | 3466072.342 | 11555708.166 | 8787.5333 |  |  | 8098423.3573 | 0 | 224 | 3155625.859 | 5628327.0548 | 22056.8939 |  |  | 3503106.7333 | 1008348.6435
5371 | 3254706.175 | 12602701.8589 | 333.7038 |  |  | 9348329.3877 | 0 | 224 | 3155625.859 | 5628327.0548 | 22056.8939 |  |  | 3503106.7333 | 1008348.6435
5372 | 3213117.96 | 13339475.1983 | 0 |  |  | 10126357.2383 | 0 | 224 | 3155625.859 | 5628327.0548 | 22056.8939 |  |  | 3503106.7333 | 1008348.6435
5373 | 3100834.662 | 13339475.1983 | 0 |  |  | 10238640.5363 | 0 | 224 | 3155625.859 | 5628327.0548 | 22056.8939 |  |  | 3503106.7333 | 1008348.6435
5374 | 2904376.695 | 13152182.9683 | 0 |  |  | 10247806.2733 | 0 | 224 | 3155625.859 | 5628327.0548 | 22056.8939 |  |  | 3503106.7333 | 1008348.6435
5375 | 2729034.285 | 12976840.5583 | 0 |  |  | 10247806.2733 | 0 | 224 | 3155625.859 | 5628327.0548 | 22056.8939 |  |  | 3503106.7333 | 1008348.6435
5376 | 2612265.035 | 12860071.3083 | 0 |  |  | 10247806.2733 | 0 | 224 | 3155625.859 | 5628327.0548 | 22056.8939 |  |  | 3503106.7333 | 1008348.6435
5377 | 2543319.559 | 12791125.8323 | 0 |  |  | 10247806.2733 | 0 | 225 | 3124452.768 | 5511109.6715 | 25560.7837 |  |  | 2943972.4751 | 531754.7879
5378 | 2512937.581 | 12760743.8543 | 0 |  |  | 10247806.2733 | 0 | 225 | 3124452.768 | 5511109.6715 | 25560.7837 |  |  | 2943972.4751 | 531754.7879
5379 | 2508227.884 | 11516930.6218 | 0 |  |  | 9008702.7378 | 0 | 225 | 3124452.768 | 5511109.6715 | 25560.7837 |  |  | 2943972.4751 | 531754.7879
5380 | 2494100.222 | 9500498.3244 | 0 |  |  | 7006398.1024 | 0 | 225 | 3124452.768 | 5511109.6715 | 25560.7837 |  |  | 2943972.4751 | 531754.7879
5381 | 2537134.188 | 7677953.7479 | 1001.1114 |  |  | 5141820.6713 | 0 | 225 | 3124452.768 | 5511109.6715 | 25560.7837 |  |  | 2943972.4751 | 531754.7879
5382 | 2777504.465 | 5971741.8039 | 3893.2109 |  |  | 3198130.5499 | 0 | 225 | 3124452.768 | 5511109.6715 | 25560.7837 |  |  | 2943972.4751 | 531754.7879
5383 | 3065513.861 | 4575750.2134 | 11123.4598 |  |  | 1521359.8122 | 0 | 225 | 3124452.768 | 5511109.6715 | 25560.7837 |  |  | 2943972.4751 | 531754.7879
5384 | 3307705.277 | 3877754.4181 | 24249.1424 |  |  | 594298.2835 | 0 | 225 | 3124452.768 | 5511109.6715 | 25560.7837 |  |  | 2943972.4751 | 531754.7879
5385 | 3443030.753 | 3063425.9903 | 45939.8891 |  |  | 0 | 333664.8736 | 225 | 3124452.768 | 5511109.6715 | 25560.7837 |  |  | 2943972.4751 | 531754.7879
5386 | 3486240.566 | 2559317.916 | 64961.0054 |  |  | 0 | 861961.6447 | 225 | 3124452.768 | 5511109.6715 | 25560.7837 |  |  | 2943972.4751 | 531754.7879
5387 | 3443996.03 | 2287875.1067 | 76751.8728 |  |  | 0 | 1079369.0505 | 225 | 3124452.768 | 5511109.6715 | 25560.7837 |  |  | 2943972.4751 | 531754.7879
5388 | 3434036.706 | 2171542.4741 | 82869.7757 |  |  | 0 | 1179624.4562 | 225 | 3124452.768 | 5511109.6715 | 25560.7837 |  |  | 2943972.4751 | 531754.7879
5389 | 3379898.197 | 2132764.93 | 82869.7757 |  |  | 0 | 1164263.4913 | 225 | 3124452.768 | 5511109.6715 | 25560.7837 |  |  | 2943972.4751 | 531754.7879
5390 | 3363185.443 | 1977654.7532 | 76751.8728 |  |  | 0 | 1308778.817 | 225 | 3124452.768 | 5511109.6715 | 25560.7837 |  |  | 2943972.4751 | 531754.7879
5391 | 3433241.311 | 1744989.4882 | 62291.375 |  |  | 0 | 1625960.4478 | 225 | 3124452.768 | 5511109.6715 | 25560.7837 |  |  | 2943972.4751 | 531754.7879
5392 | 3674097.365 | 2055209.8416 | 46384.8275 |  |  | 0 | 1572502.6959 | 225 | 3124452.768 | 5511109.6715 | 25560.7837 |  |  | 2943972.4751 | 531754.7879
5393 | 3678432.23 | 2287875.1067 | 25917.6614 |  |  | 0 | 1364639.4619 | 225 | 3124452.768 | 5511109.6715 | 25560.7837 |  |  | 2943972.4751 | 531754.7879
5394 | 3564171.086 | 2210320.0183 | 8120.1257 |  |  | 0 | 1345730.942 | 225 | 3124452.768 | 5511109.6715 | 25560.7837 |  |  | 2943972.4751 | 531754.7879
5395 | 3407715.559 | 2481762.8276 | 333.7038 |  |  | 0 | 925619.0276 | 225 | 3124452.768 | 5511109.6715 | 25560.7837 |  |  | 2943972.4751 | 531754.7879
5396 | 3386779.818 | 3645089.153 | 0 |  |  | 258309.335 | 0 | 225 | 3124452.768 | 5511109.6715 | 25560.7837 |  |  | 2943972.4751 | 531754.7879
5397 | 3190220.839 | 4614527.7576 | 0 |  |  | 1424306.9186 | 0 | 225 | 3124452.768 | 5511109.6715 | 25560.7837 |  |  | 2943972.4751 | 531754.7879
5398 | 2927145.505 | 6863625.3201 | 0 |  |  | 3936479.8151 | 0 | 225 | 3124452.768 | 5511109.6715 | 25560.7837 |  |  | 2943972.4751 | 531754.7879
5399 | 2764155.204 | 10586269.5615 | 0 |  |  | 7822114.3575 | 0 | 225 | 3124452.768 | 5511109.6715 | 25560.7837 |  |  | 2943972.4751 | 531754.7879
5400 | 2664076.782 | 12911883.0553 | 0 |  |  | 10247806.2733 | 0 | 225 | 3124452.768 | 5511109.6715 | 25560.7837 |  |  | 2943972.4751 | 531754.7879
5401 | 2614328.043 | 12862134.3163 | 0 |  |  | 10247806.2733 | 0 | 226 | 3717492.0725 | 5652940.7811 | 31428.4088 |  |  | 2966209.4811 | 999332.3638
5402 | 2608395.458 | 12856201.7313 | 0 |  |  | 10247806.2733 | 0 | 226 | 3717492.0725 | 5652940.7811 | 31428.4088 |  |  | 2966209.4811 | 999332.3638
5403 | 2672997.824 | 12920804.0973 | 0 |  |  | 10247806.2733 | 0 | 226 | 3717492.0725 | 5652940.7811 | 31428.4088 |  |  | 2966209.4811 | 999332.3638
5404 | 2869026.72 | 13116832.9933 | 0 |  |  | 10247806.2733 | 0 | 226 | 3717492.0725 | 5652940.7811 | 31428.4088 |  |  | 2966209.4811 | 999332.3638
5405 | 3392033.637 | 13184365.0216 | 111.2346 |  |  | 9792442.6192 | 0 | 226 | 3717492.0725 | 5652940.7811 | 31428.4088 |  |  | 2966209.4811 | 999332.3638
5406 | 3995414.278 | 11400597.9893 | 13348.1518 |  |  | 7418531.8631 | 0 | 226 | 3717492.0725 | 5652940.7811 | 31428.4088 |  |  | 2966209.4811 | 999332.3638
5407 | 4265176.016 | 8918835.1617 | 35261.3676 |  |  | 4688920.5133 | 0 | 226 | 3717492.0725 | 5652940.7811 | 31428.4088 |  |  | 2966209.4811 | 999332.3638
5408 | 4333549.059 | 7212623.2177 | 55506.0645 |  |  | 2934580.2232 | 0 | 226 | 3717492.0725 | 5652940.7811 | 31428.4088 |  |  | 2966209.4811 | 999332.3638
5409 | 4426941.513 | 4924748.111 | 72080.0197 |  |  | 569886.6177 | 0 | 226 | 3717492.0725 | 5652940.7811 | 31428.4088 |  |  | 2966209.4811 | 999332.3638
5410 | 4437351.084 | 2947093.3578 | 84427.0601 |  |  | 0 | 1405830.6662 | 226 | 3717492.0725 | 5652940.7811 | 31428.4088 |  |  | 2966209.4811 | 999332.3638
5411 | 4366973.49 | 1551101.7672 | 91546.0744 |  |  | 0 | 2724325.6484 | 226 | 3717492.0725 | 5652940.7811 | 31428.4088 |  |  | 2966209.4811 | 999332.3638
5412 | 4382730.412 | 853105.972 | 92658.4203 |  |  | 0 | 3436966.0197 | 226 | 3717492.0725 | 5652940.7811 | 31428.4088 |  |  | 2966209.4811 | 999332.3638
5413 | 4290637.498 | 581663.1627 | 87764.098 |  |  | 0 | 3621210.2373 | 226 | 3717492.0725 | 5652940.7811 | 31428.4088 |  |  | 2966209.4811 | 999332.3638
5414 | 4142776.008 | 581663.1627 | 78531.6264 |  |  | 0 | 3482581.2189 | 226 | 3717492.0725 | 5652940.7811 | 31428.4088 |  |  | 2966209.4811 | 999332.3638
5415 | 4098273.721 | 814328.4278 | 64293.5978 |  |  | 0 | 3219651.6954 | 226 | 3717492.0725 | 5652940.7811 | 31428.4088 |  |  | 2966209.4811 | 999332.3638
5416 | 4273064.233 | 1357214.0463 | 46162.3583 |  |  | 0 | 2869687.8284 | 226 | 3717492.0725 | 5652940.7811 | 31428.4088 |  |  | 2966209.4811 | 999332.3638
5417 | 4186268.285 | 2055209.8416 | 25027.7846 |  |  | 0 | 2106030.6588 | 226 | 3717492.0725 | 5652940.7811 | 31428.4088 |  |  | 2966209.4811 | 999332.3638
5418 | 3990724.334 | 2947093.3578 | 7452.7181 |  |  | 0 | 1036178.2581 | 226 | 3717492.0725 | 5652940.7811 | 31428.4088 |  |  | 2966209.4811 | 999332.3638
5419 | 3804269.976 | 3722644.2414 | 111.2346 |  |  | 0 | 81514.5 | 226 | 3717492.0725 | 5652940.7811 | 31428.4088 |  |  | 2966209.4811 | 999332.3638
5420 | 3741429.611 | 4343084.9483 | 0 |  |  | 601655.3373 | 0 | 226 | 3717492.0725 | 5652940.7811 | 31428.4088 |  |  | 2966209.4811 | 999332.3638
5421 | 3456554.779 | 4304307.4041 | 0 |  |  | 847752.6251 | 0 | 226 | 3717492.0725 | 5652940.7811 | 31428.4088 |  |  | 2966209.4811 | 999332.3638
5422 | 3139478.91 | 4381862.4925 | 0 |  |  | 1242383.5825 | 0 | 226 | 3717492.0725 | 5652940.7811 | 31428.4088 |  |  | 2966209.4811 | 999332.3638
5423 | 2935291.155 | 4110419.6832 | 0 |  |  | 1175128.5282 | 0 | 226 | 3717492.0725 | 5652940.7811 | 31428.4088 |  |  | 2966209.4811 | 999332.3638
5424 | 2796123.697 | 3722644.2414 | 0 |  |  | 926520.5444 | 0 | 226 | 3717492.0725 | 5652940.7811 | 31428.4088 |  |  | 2966209.4811 | 999332.3638
5425 | 2731525.658 | 3063425.9903 | 0 |  |  | 331900.3323 | 0 | 227 | 3837328.5885 | 885420.5921 | 28596.5613 |  |  | 13829.1805 | 2937140.6156
5426 | 2727283.158 | 2404207.7392 | 0 |  |  | 0 | 323075.4188 | 227 | 3837328.5885 | 885420.5921 | 28596.5613 |  |  | 13829.1805 | 2937140.6156
5427 | 2811693.912 | 1744989.4882 | 0 |  |  | 0 | 1066704.4238 | 227 | 3837328.5885 | 885420.5921 | 28596.5613 |  |  | 13829.1805 | 2937140.6156
5428 | 3032445.335 | 1008216.1487 | 0 |  |  | 0 | 2024229.1863 | 227 | 3837328.5885 | 885420.5921 | 28596.5613 |  |  | 13829.1805 | 2937140.6156
5429 | 3535888.622 | 426552.986 | 889.8768 |  |  | 0 | 3108445.7592 | 227 | 3837328.5885 | 885420.5921 | 28596.5613 |  |  | 13829.1805 | 2937140.6156
5430 | 4120652.663 | 155110.1767 | 12680.7442 |  |  | 0 | 3952861.7421 | 227 | 3837328.5885 | 885420.5921 | 28596.5613 |  |  | 13829.1805 | 2937140.6156
5431 | 4385285.848 | 116332.6325 | 32369.2681 |  |  | 0 | 4236583.9474 | 227 | 3837328.5885 | 885420.5921 | 28596.5613 |  |  | 13829.1805 | 2937140.6156
5432 | 4463748.899 | 77555.0884 | 52280.2612 |  |  | 0 | 4333913.5495 | 227 | 3837328.5885 | 885420.5921 | 28596.5613 |  |  | 13829.1805 | 2937140.6156
5433 | 4545527.933 | 193887.7209 | 67853.1049 |  |  | 0 | 4283787.1072 | 227 | 3837328.5885 | 885420.5921 | 28596.5613 |  |  | 13829.1805 | 2937140.6156
5434 | 4540294.528 | 465330.5302 | 77530.515 |  |  | 0 | 3997433.4829 | 227 | 3837328.5885 | 885420.5921 | 28596.5613 |  |  | 13829.1805 | 2937140.6156
5435 | 4470325.085 | 620440.7069 | 81868.6643 |  |  | 0 | 3768015.7138 | 227 | 3837328.5885 | 885420.5921 | 28596.5613 |  |  | 13829.1805 | 2937140.6156
5436 | 4481338.295 | 620440.7069 | 81868.6643 |  |  | 0 | 3779028.9238 | 227 | 3837328.5885 | 885420.5921 | 28596.5613 |  |  | 13829.1805 | 2937140.6156
5437 | 4420885.887 | 697995.7953 | 77419.2804 |  |  | 0 | 3645470.8114 | 227 | 3837328.5885 | 885420.5921 | 28596.5613 |  |  | 13829.1805 | 2937140.6156
5438 | 4270828.995 | 853105.972 | 69855.3277 |  |  | 0 | 3347867.6953 | 227 | 3837328.5885 | 885420.5921 | 28596.5613 |  |  | 13829.1805 | 2937140.6156
5439 | 4227895.522 | 1046993.6929 | 57953.2257 |  |  | 0 | 3122948.6034 | 227 | 3837328.5885 | 885420.5921 | 28596.5613 |  |  | 13829.1805 | 2937140.6156
5440 | 4462726.724 | 1085771.2371 | 41935.4435 |  |  | 0 | 3335020.0434 | 227 | 3837328.5885 | 885420.5921 | 28596.5613 |  |  | 13829.1805 | 2937140.6156
5441 | 4367766.003 | 1085771.2371 | 24249.1424 |  |  | 0 | 3257745.6235 | 227 | 3837328.5885 | 885420.5921 | 28596.5613 |  |  | 13829.1805 | 2937140.6156
5442 | 4156169.1 | 1085771.2371 | 7452.7181 |  |  | 0 | 3062945.1448 | 227 | 3837328.5885 | 885420.5921 | 28596.5613 |  |  | 13829.1805 | 2937140.6156
5443 | 3978562.632 | 581663.1627 | 111.2346 |  |  | 0 | 3396788.2347 | 227 | 3837328.5885 | 885420.5921 | 28596.5613 |  |  | 13829.1805 | 2937140.6156
5444 | 3865041.599 | 38777.5442 | 0 |  |  | 0 | 3826264.0548 | 227 | 3837328.5885 | 885420.5921 | 28596.5613 |  |  | 13829.1805 | 2937140.6156
5445 | 3537267.64 | 0 | 0 |  |  | 0 | 3537267.64 | 227 | 3837328.5885 | 885420.5921 | 28596.5613 |  |  | 13829.1805 | 2937140.6156
5446 | 3198298.311 | 116332.6325 | 0 |  |  | 0 | 3081965.6785 | 227 | 3837328.5885 | 885420.5921 | 28596.5613 |  |  | 13829.1805 | 2937140.6156
5447 | 2950879.055 | 1124548.7813 | 0 |  |  | 0 | 1826330.2737 | 227 | 3837328.5885 | 885420.5921 | 28596.5613 |  |  | 13829.1805 | 2937140.6156
5448 | 2813554.72 | 2636873.0043 | 0 |  |  | 0 | 176681.7157 | 227 | 3837328.5885 | 885420.5921 | 28596.5613 |  |  | 13829.1805 | 2937140.6156
5449 | 2755772.053 | 3994087.0507 | 0 |  |  | 1238314.9977 | 0 | 228 | 3798804.8181 | 4950662.9085 | 24782.1415 |  |  | 2618273.374 | 1441633.1421
5450 | 2750833.015 | 5390078.6412 | 0 |  |  | 2639245.6262 | 0 | 228 | 3798804.8181 | 4950662.9085 | 24782.1415 |  |  | 2618273.374 | 1441633.1421
5451 | 2804790.222 | 6553404.9666 | 0 |  |  | 3748614.7446 | 0 | 228 | 3798804.8181 | 4950662.9085 | 24782.1415 |  |  | 2618273.374 | 1441633.1421
5452 | 3021788.553 | 6088074.4365 | 0 |  |  | 3066285.8835 | 0 | 228 | 3798804.8181 | 4950662.9085 | 24782.1415 |  |  | 2618273.374 | 1441633.1421
5453 | 3502663.354 | 5351301.097 | 0 |  |  | 1848637.743 | 0 | 228 | 3798804.8181 | 4950662.9085 | 24782.1415 |  |  | 2618273.374 | 1441633.1421
5454 | 4083205.065 | 5079858.2877 | 13348.1518 |  |  | 1010001.3745 | 0 | 228 | 3798804.8181 | 4950662.9085 | 24782.1415 |  |  | 2618273.374 | 1441633.1421
5455 | 4353883.81 | 4459417.5808 | 36484.9482 |  |  | 142018.7191 | 0 | 228 | 3798804.8181 | 4950662.9085 | 24782.1415 |  |  | 2618273.374 | 1441633.1421
5456 | 4403091.391 | 3955309.5065 | 59621.7447 |  |  | 0 | 388160.1399 | 228 | 3798804.8181 | 4950662.9085 | 24782.1415 |  |  | 2618273.374 | 1441633.1421
5457 | 4529011.539 | 3102203.5345 | 77419.2804 |  |  | 0 | 1349388.7241 | 228 | 3798804.8181 | 4950662.9085 | 24782.1415 |  |  | 2618273.374 | 1441633.1421
5458 | 4515640.842 | 2055209.8416 | 82981.0103 |  |  | 0 | 2377449.9901 | 228 | 3798804.8181 | 4950662.9085 | 24782.1415 |  |  | 2618273.374 | 1441633.1421
5459 | 4448712.924 | 1046993.6929 | 73192.3656 |  |  | 0 | 3328526.8655 | 228 | 3798804.8181 | 4950662.9085 | 24782.1415 |  |  | 2618273.374 | 1441633.1421
5460 | 4465297.742 | 387775.4418 | 70411.5007 |  |  | 0 | 4007110.7995 | 228 | 3798804.8181 | 4950662.9085 | 24782.1415 |  |  | 2618273.374 | 1441633.1421
5461 | 4405328.822 | 116332.6325 | 55061.1261 |  |  | 0 | 4233935.0633 | 228 | 3798804.8181 | 4950662.9085 | 24782.1415 |  |  | 2618273.374 | 1441633.1421
5462 | 4206809.289 | 38777.5442 | 40155.69 |  |  | 0 | 4127876.0549 | 228 | 3798804.8181 | 4950662.9085 | 24782.1415 |  |  | 2618273.374 | 1441633.1421
5463 | 4131957.75 | 38777.5442 | 32369.2681 |  |  | 0 | 4060810.9377 | 228 | 3798804.8181 | 4950662.9085 | 24782.1415 |  |  | 2618273.374 | 1441633.1421
5464 | 4330607.228 | 155110.1767 | 27252.4766 |  |  | 0 | 4148244.5747 | 228 | 3798804.8181 | 4950662.9085 | 24782.1415 |  |  | 2618273.374 | 1441633.1421
5465 | 4258133.547 | 387775.4418 | 19132.3509 |  |  | 0 | 3851225.7543 | 228 | 3798804.8181 | 4950662.9085 | 24782.1415 |  |  | 2618273.374 | 1441633.1421
5466 | 4052133.257 | 1318436.5022 | 7230.2489 |  |  | 0 | 2726466.506 | 228 | 3798804.8181 | 4950662.9085 | 24782.1415 |  |  | 2618273.374 | 1441633.1421
5467 | 3870879.174 | 4614527.7576 | 111.2346 |  |  | 743759.8182 | 0 | 228 | 3798804.8181 | 4950662.9085 | 24782.1415 |  |  | 2618273.374 | 1441633.1421
5468 | 3826462.25 | 11749595.8869 | 0 |  |  | 7923133.6369 | 0 | 228 | 3798804.8181 | 4950662.9085 | 24782.1415 |  |  | 2618273.374 | 1441633.1421
5469 | 3518494.476 | 13339475.1983 | 0 |  |  | 9820980.7223 | 0 | 228 | 3798804.8181 | 4950662.9085 | 24782.1415 |  |  | 2618273.374 | 1441633.1421
5470 | 3177520.035 | 13339475.1983 | 0 |  |  | 10161955.1633 | 0 | 228 | 3798804.8181 | 4950662.9085 | 24782.1415 |  |  | 2618273.374 | 1441633.1421
5471 | 2949427.355 | 13197233.6283 | 0 |  |  | 10247806.2733 | 0 | 228 | 3798804.8181 | 4950662.9085 | 24782.1415 |  |  | 2618273.374 | 1441633.1421
5472 | 2808871.941 | 13056678.2143 | 0 |  |  | 10247806.2733 | 0 | 228 | 3798804.8181 | 4950662.9085 | 24782.1415 |  |  | 2618273.374 | 1441633.1421
5473 | 2745333.295 | 12993139.5683 | 0 |  |  | 10247806.2733 | 0 | 229 | 3837569.0435 | 5241899.529 | 9320.5324 |  |  | 2975139.568 | 1561488.5502
5474 | 2751244.131 | 12999050.4043 | 0 |  |  | 10247806.2733 | 0 | 229 | 3837569.0435 | 5241899.529 | 9320.5324 |  |  | 2975139.568 | 1561488.5502
5475 | 2811775.155 | 11439375.5335 | 0 |  |  | 8627600.3785 | 0 | 229 | 3837569.0435 | 5241899.529 | 9320.5324 |  |  | 2975139.568 | 1561488.5502
5476 | 3010535.133 | 9655608.5011 | 0 |  |  | 6645073.3681 | 0 | 229 | 3837569.0435 | 5241899.529 | 9320.5324 |  |  | 2975139.568 | 1561488.5502
5477 | 3490863.488 | 8492282.1757 | 333.7038 |  |  | 5001752.3915 | 0 | 229 | 3837569.0435 | 5241899.529 | 9320.5324 |  |  | 2975139.568 | 1561488.5502
5478 | 4084686.9 | 7677953.7479 | 4338.1493 |  |  | 3597604.9972 | 0 | 229 | 3837569.0435 | 5241899.529 | 9320.5324 |  |  | 2975139.568 | 1561488.5502
5479 | 4346375.343 | 6708515.1434 | 11345.929 |  |  | 2373485.7294 | 0 | 229 | 3837569.0435 | 5241899.529 | 9320.5324 |  |  | 2975139.568 | 1561488.5502
5480 | 4406219.344 | 6010519.3481 | 16685.1897 |  |  | 1620985.1938 | 0 | 229 | 3837569.0435 | 5241899.529 | 9320.5324 |  |  | 2975139.568 | 1561488.5502
5481 | 4517043.474 | 4343084.9483 | 20022.2277 |  |  | 0 | 153936.298 | 229 | 3837569.0435 | 5241899.529 | 9320.5324 |  |  | 2975139.568 | 1561488.5502
5482 | 4514146.076 | 2830760.7252 | 23248.031 |  |  | 0 | 1660137.3197 | 229 | 3837569.0435 | 5241899.529 | 9320.5324 |  |  | 2975139.568 | 1561488.5502
5483 | 4472189.734 | 1628656.8556 | 27697.415 |  |  | 0 | 2815835.4634 | 229 | 3837569.0435 | 5241899.529 | 9320.5324 |  |  | 2975139.568 | 1561488.5502
5484 | 4488308.868 | 814328.4278 | 31145.6875 |  |  | 0 | 3642834.7527 | 229 | 3837569.0435 | 5241899.529 | 9320.5324 |  |  | 2975139.568 | 1561488.5502
5485 | 4416684.82 | 387775.4418 | 24916.55 |  |  | 0 | 4003992.8282 | 229 | 3837569.0435 | 5241899.529 | 9320.5324 |  |  | 2975139.568 | 1561488.5502
5486 | 4319023.523 | 232665.2651 | 21468.2775 |  |  | 0 | 4064889.9805 | 229 | 3837569.0435 | 5241899.529 | 9320.5324 |  |  | 2975139.568 | 1561488.5502
5487 | 4336857.677 | 193887.7209 | 17463.8319 |  |  | 0 | 4125506.1242 | 229 | 3837569.0435 | 5241899.529 | 9320.5324 |  |  | 2975139.568 | 1561488.5502
5488 | 4526376.239 | 116332.6325 | 11234.6944 |  |  | 0 | 4398808.912 | 229 | 3837569.0435 | 5241899.529 | 9320.5324 |  |  | 2975139.568 | 1561488.5502
5489 | 4425797.126 | 116332.6325 | 9343.7063 |  |  | 0 | 4300120.7872 | 229 | 3837569.0435 | 5241899.529 | 9320.5324 |  |  | 2975139.568 | 1561488.5502
5490 | 4198300.585 | 193887.7209 | 4338.1493 |  |  | 0 | 4000074.7148 | 229 | 3837569.0435 | 5241899.529 | 9320.5324 |  |  | 2975139.568 | 1561488.5502
5491 | 3970917.028 | 620440.7069 | 111.2346 |  |  | 0 | 3350365.0865 | 229 | 3837569.0435 | 5241899.529 | 9320.5324 |  |  | 2975139.568 | 1561488.5502
5492 | 3828761.208 | 2869538.2694 | 0 |  |  | 0 | 959222.9386 | 229 | 3837569.0435 | 5241899.529 | 9320.5324 |  |  | 2975139.568 | 1561488.5502
5493 | 3507083.218 | 6359517.2457 | 0 |  |  | 2852434.0277 | 0 | 229 | 3837569.0435 | 5241899.529 | 9320.5324 |  |  | 2975139.568 | 1561488.5502
5494 | 3166777.066 | 9035167.7942 | 0 |  |  | 5868390.7282 | 0 | 229 | 3837569.0435 | 5241899.529 | 9320.5324 |  |  | 2975139.568 | 1561488.5502
5495 | 2938617.878 | 10237271.6638 | 0 |  |  | 7298653.7858 | 0 | 229 | 3837569.0435 | 5241899.529 | 9320.5324 |  |  | 2975139.568 | 1561488.5502
5496 | 2827739.736 | 9849496.222 | 0 |  |  | 7021756.486 | 0 | 229 | 3837569.0435 | 5241899.529 | 9320.5324 |  |  | 2975139.568 | 1561488.5502
5497 | 2786036.545 | 8724947.4408 | 0 |  |  | 5938910.8958 | 0 | 230 | 3712996.324 | 4360857.9894 | 12708.5528 |  |  | 2107660.0709 | 1447089.8526
5498 | 2773853.981 | 7406510.9386 | 0 |  |  | 4632656.9576 | 0 | 230 | 3712996.324 | 4360857.9894 | 12708.5528 |  |  | 2107660.0709 | 1447089.8526
5499 | 2843960.459 | 6359517.2457 | 0 |  |  | 3515556.7867 | 0 | 230 | 3712996.324 | 4360857.9894 | 12708.5528 |  |  | 2107660.0709 | 1447089.8526
5500 | 3047305.835 | 4653305.3017 | 0 |  |  | 1605999.4667 | 0 | 230 | 3712996.324 | 4360857.9894 | 12708.5528 |  |  | 2107660.0709 | 1447089.8526
5501 | 3532224.076 | 2869538.2694 | 1112.346 |  |  | 0 | 661573.4606 | 230 | 3712996.324 | 4360857.9894 | 12708.5528 |  |  | 2107660.0709 | 1447089.8526
5502 | 4100273.345 | 1434769.1347 | 10122.3484 |  |  | 0 | 2655381.8619 | 230 | 3712996.324 | 4360857.9894 | 12708.5528 |  |  | 2107660.0709 | 1447089.8526
5503 | 4375485.499 | 465330.5302 | 21801.9813 |  |  | 0 | 3888352.9876 | 230 | 3712996.324 | 4360857.9894 | 12708.5528 |  |  | 2107660.0709 | 1447089.8526
5504 | 4473274.903 | 193887.7209 | 30367.0453 |  |  | 0 | 4249020.1368 | 230 | 3712996.324 | 4360857.9894 | 12708.5528 |  |  | 2107660.0709 | 1447089.8526
5505 | 4553714.22 | 271442.8093 | 33259.1449 |  |  | 0 | 4249012.2659 | 230 | 3712996.324 | 4360857.9894 | 12708.5528 |  |  | 2107660.0709 | 1447089.8526
5506 | 4530173.339 | 620440.7069 | 24805.3154 |  |  | 0 | 3884927.3167 | 230 | 3712996.324 | 4360857.9894 | 12708.5528 |  |  | 2107660.0709 | 1447089.8526
5507 | 4389393.553 | 775550.8836 | 17908.7703 |  |  | 0 | 3595933.8991 | 230 | 3712996.324 | 4360857.9894 | 12708.5528 |  |  | 2107660.0709 | 1447089.8526
5508 | 4288512.371 | 659218.2511 | 21801.9813 |  |  | 0 | 3607492.1387 | 230 | 3712996.324 | 4360857.9894 | 12708.5528 |  |  | 2107660.0709 | 1447089.8526
5509 | 4134332.874 | 659218.2511 | 24694.0808 |  |  | 0 | 3450420.5421 | 230 | 3712996.324 | 4360857.9894 | 12708.5528 |  |  | 2107660.0709 | 1447089.8526
5510 | 4009255.786 | 1124548.7813 | 26696.3036 |  |  | 0 | 2858010.7012 | 230 | 3712996.324 | 4360857.9894 | 12708.5528 |  |  | 2107660.0709 | 1447089.8526
5511 | 3990721.591 | 2326652.6509 | 34037.7871 |  |  | 0 | 1630031.1531 | 230 | 3712996.324 | 4360857.9894 | 12708.5528 |  |  | 2107660.0709 | 1447089.8526
5512 | 4191105.87 | 4420640.0367 | 32702.9719 |  |  | 262237.1385 | 0 | 230 | 3712996.324 | 4360857.9894 | 12708.5528 |  |  | 2107660.0709 | 1447089.8526
5513 | 4118001.44 | 7251400.7619 | 19466.0547 |  |  | 3152865.3766 | 0 | 230 | 3712996.324 | 4360857.9894 | 12708.5528 |  |  | 2107660.0709 | 1447089.8526
5514 | 3831311.65 | 10237271.6638 | 6229.1375 |  |  | 6412189.1514 | 0 | 230 | 3712996.324 | 4360857.9894 | 12708.5528 |  |  | 2107660.0709 | 1447089.8526
5515 | 3650444.005 | 9927051.3104 | 0 |  |  | 6276607.3054 | 0 | 230 | 3712996.324 | 4360857.9894 | 12708.5528 |  |  | 2107660.0709 | 1447089.8526
5516 | 3575956.236 | 9073945.3384 | 0 |  |  | 5497989.1024 | 0 | 230 | 3712996.324 | 4360857.9894 | 12708.5528 |  |  | 2107660.0709 | 1447089.8526
5517 | 3304399.469 | 8259616.9106 | 0 |  |  | 4955217.4416 | 0 | 230 | 3712996.324 | 4360857.9894 | 12708.5528 |  |  | 2107660.0709 | 1447089.8526
5518 | 3046880.202 | 6824847.7759 | 0 |  |  | 3777967.5739 | 0 | 230 | 3712996.324 | 4360857.9894 | 12708.5528 |  |  | 2107660.0709 | 1447089.8526
5519 | 2858598.046 | 5467633.7296 | 0 |  |  | 2609035.6836 | 0 | 230 | 3712996.324 | 4360857.9894 | 12708.5528 |  |  | 2107660.0709 | 1447089.8526
5520 | 2706696.481 | 4653305.3017 | 0 |  |  | 1946608.8207 | 0 | 230 | 3712996.324 | 4360857.9894 | 12708.5528 |  |  | 2107660.0709 | 1447089.8526
5521 | 2614855.825 | 4420640.0367 | 0 |  |  | 1805784.2117 | 0 | 231 | 3227880.0415 | 4396404.0715 | 25495.8969 |  |  | 2233887.6254 | 1039867.6985
5522 | 2578961.251 | 4498195.125 | 0 |  |  | 1919233.874 | 0 | 231 | 3227880.0415 | 4396404.0715 | 25495.8969 |  |  | 2233887.6254 | 1039867.6985
5523 | 2609819.13 | 4769637.9343 | 0 |  |  | 2159818.8043 | 0 | 231 | 3227880.0415 | 4396404.0715 | 25495.8969 |  |  | 2233887.6254 | 1039867.6985
5524 | 2657632.383 | 3761421.7856 | 0 |  |  | 1103789.4026 | 0 | 231 | 3227880.0415 | 4396404.0715 | 25495.8969 |  |  | 2233887.6254 | 1039867.6985
5525 | 2735416.296 | 2365430.1951 | 0 |  |  | 0 | 369986.1009 | 231 | 3227880.0415 | 4396404.0715 | 25495.8969 |  |  | 2233887.6254 | 1039867.6985
5526 | 3027883.793 | 1279658.958 | 12569.5096 |  |  | 0 | 1735655.3254 | 231 | 3227880.0415 | 4396404.0715 | 25495.8969 |  |  | 2233887.6254 | 1039867.6985
5527 | 3333170.073 | 465330.5302 | 34705.1947 |  |  | 0 | 2833134.3482 | 231 | 3227880.0415 | 4396404.0715 | 25495.8969 |  |  | 2233887.6254 | 1039867.6985
5528 | 3576705.295 | 116332.6325 | 57730.7565 |  |  | 0 | 3402641.906 | 231 | 3227880.0415 | 4396404.0715 | 25495.8969 |  |  | 2233887.6254 | 1039867.6985
5529 | 3648408.067 | 232665.2651 | 75083.3538 |  |  | 0 | 3340659.4481 | 231 | 3227880.0415 | 4396404.0715 | 25495.8969 |  |  | 2233887.6254 | 1039867.6985
5530 | 3642880.996 | 465330.5302 | 80533.8491 |  |  | 0 | 3097016.6167 | 231 | 3227880.0415 | 4396404.0715 | 25495.8969 |  |  | 2233887.6254 | 1039867.6985
5531 | 3711956.748 | 736773.3394 | 75973.2306 |  |  | 0 | 2899210.178 | 231 | 3227880.0415 | 4396404.0715 | 25495.8969 |  |  | 2233887.6254 | 1039867.6985
5532 | 3674529.894 | 1085771.2371 | 72191.2543 |  |  | 0 | 2516567.4027 | 231 | 3227880.0415 | 4396404.0715 | 25495.8969 |  |  | 2233887.6254 | 1039867.6985
5533 | 3590715.993 | 1434769.1347 | 63292.4864 |  |  | 0 | 2092654.3719 | 231 | 3227880.0415 | 4396404.0715 | 25495.8969 |  |  | 2233887.6254 | 1039867.6985
5534 | 3592066.07 | 1938877.2091 | 54616.1877 |  |  | 0 | 1598572.6732 | 231 | 3227880.0415 | 4396404.0715 | 25495.8969 |  |  | 2233887.6254 | 1039867.6985
5535 | 3633313.442 | 2520540.3718 | 42046.6781 |  |  | 0 | 1070726.3921 | 231 | 3227880.0415 | 4396404.0715 | 25495.8969 |  |  | 2233887.6254 | 1039867.6985
5536 | 3714966.29 | 4032864.5948 | 25695.1922 |  |  | 343593.497 | 0 | 231 | 3227880.0415 | 4396404.0715 | 25495.8969 |  |  | 2233887.6254 | 1039867.6985
5537 | 3695073.526 | 6204407.069 | 12124.5712 |  |  | 2521458.1142 | 0 | 231 | 3227880.0415 | 4396404.0715 | 25495.8969 |  |  | 2233887.6254 | 1039867.6985
5538 | 3458018.133 | 8492282.1757 | 5339.2607 |  |  | 5039603.3034 | 0 | 231 | 3227880.0415 | 4396404.0715 | 25495.8969 |  |  | 2233887.6254 | 1039867.6985
5539 | 3377477.104 | 9073945.3384 | 0 |  |  | 5696468.2344 | 0 | 231 | 3227880.0415 | 4396404.0715 | 25495.8969 |  |  | 2233887.6254 | 1039867.6985
5540 | 3296349.327 | 9965828.8546 | 0 |  |  | 6669479.5276 | 0 | 231 | 3227880.0415 | 4396404.0715 | 25495.8969 |  |  | 2233887.6254 | 1039867.6985
5541 | 3100988.373 | 10508714.4731 | 0 |  |  | 7407726.1001 | 0 | 231 | 3227880.0415 | 4396404.0715 | 25495.8969 |  |  | 2233887.6254 | 1039867.6985
5542 | 2898477.401 | 10586269.5615 | 0 |  |  | 7687792.1605 | 0 | 231 | 3227880.0415 | 4396404.0715 | 25495.8969 |  |  | 2233887.6254 | 1039867.6985
5543 | 2703662.167 | 9267833.0593 | 0 |  |  | 6564170.8923 | 0 | 231 | 3227880.0415 | 4396404.0715 | 25495.8969 |  |  | 2233887.6254 | 1039867.6985
5544 | 2595793.419 | 7290178.3061 | 0 |  |  | 4694384.8871 | 0 | 231 | 3227880.0415 | 4396404.0715 | 25495.8969 |  |  | 2233887.6254 | 1039867.6985
5545 | 2541919.608 | 5739076.5388 | 0 |  |  | 3197156.9308 | 0 | 232 | 3214671.9345 | 5840867.5923 | 30482.9147 |  |  | 2709772.2369 | 53093.6644
5546 | 2508937.052 | 4769637.9343 | 0 |  |  | 2260700.8823 | 0 | 232 | 3214671.9345 | 5840867.5923 | 30482.9147 |  |  | 2709772.2369 | 53093.6644
5547 | 2552879.469 | 4265529.8599 | 0 |  |  | 1712650.3909 | 0 | 232 | 3214671.9345 | 5840867.5923 | 30482.9147 |  |  | 2709772.2369 | 53093.6644
5548 | 2580644.903 | 3334868.7996 | 0 |  |  | 754223.8966 | 0 | 232 | 3214671.9345 | 5840867.5923 | 30482.9147 |  |  | 2709772.2369 | 53093.6644
5549 | 2683131.703 | 2985870.902 | 444.9384 |  |  | 303184.1373 | 0 | 232 | 3214671.9345 | 5840867.5923 | 30482.9147 |  |  | 2709772.2369 | 53093.6644
5550 | 2891599.96 | 3102203.5345 | 9121.2371 |  |  | 219724.8116 | 0 | 232 | 3214671.9345 | 5840867.5923 | 30482.9147 |  |  | 2709772.2369 | 53093.6644
5551 | 3145497.779 | 2947093.3578 | 27919.8842 |  |  | 0 | 170484.5371 | 232 | 3214671.9345 | 5840867.5923 | 30482.9147 |  |  | 2709772.2369 | 53093.6644
5552 | 3330033.306 | 2171542.4741 | 54727.4223 |  |  | 0 | 1103763.4095 | 232 | 3214671.9345 | 5840867.5923 | 30482.9147 |  |  | 2709772.2369 | 53093.6644
5553 | 3523879.518 | 4420640.0367 | 75528.2922 |  |  | 972288.8109 | 0 | 232 | 3214671.9345 | 5840867.5923 | 30482.9147 |  |  | 2709772.2369 | 53093.6644
5554 | 3562283.708 | 4885970.5668 | 88653.9748 |  |  | 1412340.8336 | 0 | 232 | 3214671.9345 | 5840867.5923 | 30482.9147 |  |  | 2709772.2369 | 53093.6644
5555 | 3566002.227 | 5428856.1854 | 95550.5199 |  |  | 1958404.4783 | 0 | 232 | 3214671.9345 | 5840867.5923 | 30482.9147 |  |  | 2709772.2369 | 53093.6644
5556 | 3589686.648 | 6243184.6132 | 93770.7663 |  |  | 2747268.7315 | 0 | 232 | 3214671.9345 | 5840867.5923 | 30482.9147 |  |  | 2709772.2369 | 53093.6644
5557 | 3633124.491 | 7096290.5852 | 86762.9866 |  |  | 3549929.0808 | 0 | 232 | 3214671.9345 | 5840867.5923 | 30482.9147 |  |  | 2709772.2369 | 53093.6644
5558 | 3518526.341 | 7833063.9246 | 73637.304 |  |  | 4388174.8876 | 0 | 232 | 3214671.9345 | 5840867.5923 | 30482.9147 |  |  | 2709772.2369 | 53093.6644
5559 | 3598751.541 | 8220839.3664 | 55283.5953 |  |  | 4677371.4207 | 0 | 232 | 3214671.9345 | 5840867.5923 | 30482.9147 |  |  | 2709772.2369 | 53093.6644
5560 | 3902029.748 | 8841280.0733 | 40600.6284 |  |  | 4979850.9537 | 0 | 232 | 3214671.9345 | 5840867.5923 | 30482.9147 |  |  | 2709772.2369 | 53093.6644
5561 | 3853826.854 | 9229055.5151 | 23359.2656 |  |  | 5398587.9268 | 0 | 232 | 3214671.9345 | 5840867.5923 | 30482.9147 |  |  | 2709772.2369 | 53093.6644
5562 | 3647213.468 | 9461720.7802 | 6229.1375 |  |  | 5820736.4497 | 0 | 232 | 3214671.9345 | 5840867.5923 | 30482.9147 |  |  | 2709772.2369 | 53093.6644
5563 | 3504646.118 | 8026951.6455 | 0 |  |  | 4522305.5275 | 0 | 232 | 3214671.9345 | 5840867.5923 | 30482.9147 |  |  | 2709772.2369 | 53093.6644
5564 | 3452525.398 | 7755508.8362 | 0 |  |  | 4302983.4382 | 0 | 232 | 3214671.9345 | 5840867.5923 | 30482.9147 |  |  | 2709772.2369 | 53093.6644
5565 | 3184462.491 | 7716731.2921 | 0 |  |  | 4532268.8011 | 0 | 232 | 3214671.9345 | 5840867.5923 | 30482.9147 |  |  | 2709772.2369 | 53093.6644
5566 | 2926755.439 | 6747292.6875 | 0 |  |  | 3820537.2485 | 0 | 232 | 3214671.9345 | 5840867.5923 | 30482.9147 |  |  | 2709772.2369 | 53093.6644
5567 | 2766552.303 | 5312523.5528 | 0 |  |  | 2545971.2498 | 0 | 232 | 3214671.9345 | 5840867.5923 | 30482.9147 |  |  | 2709772.2369 | 53093.6644
5568 | 2687216.356 | 3645089.153 | 0 |  |  | 957872.797 | 0 | 232 | 3214671.9345 | 5840867.5923 | 30482.9147 |  |  | 2709772.2369 | 53093.6644
5569 | 2654411.093 | 2326652.6509 | 0 |  |  | 0 | 327758.4421 | 233 | 3805304.259 | 4706624.425 | 23706.8738 |  |  | 2005879.7342 | 1080852.6944
5570 | 2667266.072 | 1434769.1347 | 0 |  |  | 0 | 1232496.9373 | 233 | 3805304.259 | 4706624.425 | 23706.8738 |  |  | 2005879.7342 | 1080852.6944
5571 | 2735990.436 | 697995.7953 | 0 |  |  | 0 | 2037994.6407 | 233 | 3805304.259 | 4706624.425 | 23706.8738 |  |  | 2005879.7342 | 1080852.6944
5572 | 2986485.372 | 232665.2651 | 0 |  |  | 0 | 2753820.1069 | 233 | 3805304.259 | 4706624.425 | 23706.8738 |  |  | 2005879.7342 | 1080852.6944
5573 | 3504040.24 | 38777.5442 | 556.173 |  |  | 0 | 3464706.5228 | 233 | 3805304.259 | 4706624.425 | 23706.8738 |  |  | 2005879.7342 | 1080852.6944
5574 | 4105132.743 | 0 | 10789.756 |  |  | 0 | 4094342.987 | 233 | 3805304.259 | 4706624.425 | 23706.8738 |  |  | 2005879.7342 | 1080852.6944
5575 | 4361901.227 | 38777.5442 | 28364.8226 |  |  | 0 | 4294758.8603 | 233 | 3805304.259 | 4706624.425 | 23706.8738 |  |  | 2005879.7342 | 1080852.6944
5576 | 4466490.572 | 232665.2651 | 49610.6308 |  |  | 0 | 4184214.6761 | 233 | 3805304.259 | 4706624.425 | 23706.8738 |  |  | 2005879.7342 | 1080852.6944
5577 | 4574618.822 | 2093987.3858 | 66184.586 |  |  | 0 | 2414446.8503 | 233 | 3805304.259 | 4706624.425 | 23706.8738 |  |  | 2005879.7342 | 1080852.6944
5578 | 4565524.861 | 4032864.5948 | 75528.2922 |  |  | 0 | 457131.9739 | 233 | 3805304.259 | 4706624.425 | 23706.8738 |  |  | 2005879.7342 | 1080852.6944
5579 | 4474839.723 | 5506411.2737 | 80088.9107 |  |  | 1111660.4615 | 0 | 233 | 3805304.259 | 4706624.425 | 23706.8738 |  |  | 2005879.7342 | 1080852.6944
5580 | 4473180.162 | 6863625.3201 | 78086.688 |  |  | 2468531.846 | 0 | 233 | 3805304.259 | 4706624.425 | 23706.8738 |  |  | 2005879.7342 | 1080852.6944
5581 | 4401962.804 | 8026951.6455 | 64849.7708 |  |  | 3689838.6123 | 0 | 233 | 3805304.259 | 4706624.425 | 23706.8738 |  |  | 2005879.7342 | 1080852.6944
5582 | 4233364.129 | 8918835.1617 | 47830.8772 |  |  | 4733301.9099 | 0 | 233 | 3805304.259 | 4706624.425 | 23706.8738 |  |  | 2005879.7342 | 1080852.6944
5583 | 4184975.679 | 9461720.7802 | 34593.9601 |  |  | 5311339.0613 | 0 | 233 | 3805304.259 | 4706624.425 | 23706.8738 |  |  | 2005879.7342 | 1080852.6944
5584 | 4432794.046 | 10857712.3707 | 22580.6234 |  |  | 6447498.9482 | 0 | 233 | 3805304.259 | 4706624.425 | 23706.8738 |  |  | 2005879.7342 | 1080852.6944
5585 | 4332555.262 | 11827150.9753 | 8342.5949 |  |  | 7502938.3081 | 0 | 233 | 3805304.259 | 4706624.425 | 23706.8738 |  |  | 2005879.7342 | 1080852.6944
5586 | 4113137.984 | 11439375.5335 | 1557.2844 |  |  | 7327794.8338 | 0 | 233 | 3805304.259 | 4706624.425 | 23706.8738 |  |  | 2005879.7342 | 1080852.6944
5587 | 3919757.108 | 8492282.1757 | 0 |  |  | 4572525.0677 | 0 | 233 | 3805304.259 | 4706624.425 | 23706.8738 |  |  | 2005879.7342 | 1080852.6944
5588 | 3798696.564 | 6398294.7899 | 0 |  |  | 2599598.2259 | 0 | 233 | 3805304.259 | 4706624.425 | 23706.8738 |  |  | 2005879.7342 | 1080852.6944
5589 | 3473779.2 | 5041080.7436 | 0 |  |  | 1567301.5436 | 0 | 233 | 3805304.259 | 4706624.425 | 23706.8738 |  |  | 2005879.7342 | 1080852.6944
5590 | 3127145.886 | 3916531.9623 | 0 |  |  | 789386.0763 | 0 | 233 | 3805304.259 | 4706624.425 | 23706.8738 |  |  | 2005879.7342 | 1080852.6944
5591 | 2927694.632 | 2947093.3578 | 0 |  |  | 19398.7258 | 0 | 233 | 3805304.259 | 4706624.425 | 23706.8738 |  |  | 2005879.7342 | 1080852.6944
5592 | 2811557.599 | 2132764.93 | 0 |  |  | 0 | 678792.669 | 233 | 3805304.259 | 4706624.425 | 23706.8738 |  |  | 2005879.7342 | 1080852.6944
5593 | 2777084.692 | 1706211.944 | 0 |  |  | 0 | 1070872.748 | 234 | 3810334.5474 | 5272130.2776 | 9672.7753 |  |  | 2305366.8103 | 833898.3048
5594 | 2791851.922 | 1667434.3998 | 0 |  |  | 0 | 1124417.5222 | 234 | 3810334.5474 | 5272130.2776 | 9672.7753 |  |  | 2305366.8103 | 833898.3048
5595 | 2845326.571 | 1861322.1207 | 0 |  |  | 0 | 984004.4503 | 234 | 3810334.5474 | 5272130.2776 | 9672.7753 |  |  | 2305366.8103 | 833898.3048
5596 | 3054008.73 | 1900099.6649 | 0 |  |  | 0 | 1153909.0651 | 234 | 3810334.5474 | 5272130.2776 | 9672.7753 |  |  | 2305366.8103 | 833898.3048
5597 | 3551979.892 | 1861322.1207 | 111.2346 |  |  | 0 | 1690546.5367 | 234 | 3810334.5474 | 5272130.2776 | 9672.7753 |  |  | 2305366.8103 | 833898.3048
5598 | 4114224.259 | 1628656.8556 | 3337.0379 |  |  | 0 | 2482230.3654 | 234 | 3810334.5474 | 5272130.2776 | 9672.7753 |  |  | 2305366.8103 | 833898.3048
5599 | 4362382.79 | 1202103.8696 | 7452.7181 |  |  | 0 | 3152826.2023 | 234 | 3810334.5474 | 5272130.2776 | 9672.7753 |  |  | 2305366.8103 | 833898.3048
5600 | 4426682.236 | 1163326.3254 | 13014.448 |  |  | 0 | 3250341.4626 | 234 | 3810334.5474 | 5272130.2776 | 9672.7753 |  |  | 2305366.8103 | 833898.3048
5601 | 4508602.739 | 2985870.902 | 19021.1163 |  |  | 0 | 1503710.7207 | 234 | 3810334.5474 | 5272130.2776 | 9672.7753 |  |  | 2305366.8103 | 833898.3048
5602 | 4490531.837 | 5196190.9203 | 24805.3154 |  |  | 730464.3987 | 0 | 234 | 3810334.5474 | 5272130.2776 | 9672.7753 |  |  | 2305366.8103 | 833898.3048
5603 | 4442289.983 | 7600398.6595 | 27808.6496 |  |  | 3185917.3261 | 0 | 234 | 3810334.5474 | 5272130.2776 | 9672.7753 |  |  | 2305366.8103 | 833898.3048
5604 | 4445809.415 | 9927051.3104 | 33815.3179 |  |  | 5515057.2133 | 0 | 234 | 3810334.5474 | 5272130.2776 | 9672.7753 |  |  | 2305366.8103 | 833898.3048
5605 | 4380313.43 | 11827150.9753 | 32702.9719 |  |  | 7479540.5172 | 0 | 234 | 3810334.5474 | 5272130.2776 | 9672.7753 |  |  | 2305366.8103 | 833898.3048
5606 | 4226182.988 | 13068032.3891 | 27252.4766 |  |  | 8869101.8776 | 0 | 234 | 3810334.5474 | 5272130.2776 | 9672.7753 |  |  | 2305366.8103 | 833898.3048
5607 | 4186949.201 | 13339475.1983 | 23470.5002 |  |  | 9175996.4976 | 0 | 234 | 3810334.5474 | 5272130.2776 | 9672.7753 |  |  | 2305366.8103 | 833898.3048
5608 | 4377254.182 | 12563924.3147 | 13125.6826 |  |  | 8199795.8153 | 0 | 234 | 3810334.5474 | 5272130.2776 | 9672.7753 |  |  | 2305366.8103 | 833898.3048
5609 | 4268056.205 | 10431159.3848 | 5228.0261 |  |  | 6168331.2059 | 0 | 234 | 3810334.5474 | 5272130.2776 | 9672.7753 |  |  | 2305366.8103 | 833898.3048
5610 | 4059251.482 | 8220839.3664 | 1001.1114 |  |  | 4162588.9958 | 0 | 234 | 3810334.5474 | 5272130.2776 | 9672.7753 |  |  | 2305366.8103 | 833898.3048
5611 | 3907876.689 | 5545188.8179 | 0 |  |  | 1637312.1289 | 0 | 234 | 3810334.5474 | 5272130.2776 | 9672.7753 |  |  | 2305366.8103 | 833898.3048
5612 | 3828167.124 | 4032864.5948 | 0 |  |  | 204697.4708 | 0 | 234 | 3810334.5474 | 5272130.2776 | 9672.7753 |  |  | 2305366.8103 | 833898.3048
5613 | 3495277.718 | 2869538.2694 | 0 |  |  | 0 | 625739.4486 | 234 | 3810334.5474 | 5272130.2776 | 9672.7753 |  |  | 2305366.8103 | 833898.3048
5614 | 3138670.789 | 2404207.7392 | 0 |  |  | 0 | 734463.0498 | 234 | 3810334.5474 | 5272130.2776 | 9672.7753 |  |  | 2305366.8103 | 833898.3048
5615 | 2940330.485 | 1977654.7532 | 0 |  |  | 0 | 962675.7318 | 234 | 3810334.5474 | 5272130.2776 | 9672.7753 |  |  | 2305366.8103 | 833898.3048
5616 | 2828923.779 | 1551101.7672 | 0 |  |  | 0 | 1277822.0118 | 234 | 3810334.5474 | 5272130.2776 | 9672.7753 |  |  | 2305366.8103 | 833898.3048
5617 | 2785799.19 | 1163326.3254 | 0 |  |  | 0 | 1622472.8646 | 235 | 3796991.9657 | 315067.5465 | 27006.8335 |  |  | 0 | 3454917.5857
5618 | 2794908.523 | 891883.5162 | 0 |  |  | 0 | 1903025.0068 | 235 | 3796991.9657 | 315067.5465 | 27006.8335 |  |  | 0 | 3454917.5857
5619 | 2860112.79 | 659218.2511 | 0 |  |  | 0 | 2200894.5389 | 235 | 3796991.9657 | 315067.5465 | 27006.8335 |  |  | 0 | 3454917.5857
5620 | 3067618.602 | 387775.4418 | 0 |  |  | 0 | 2679843.1602 | 235 | 3796991.9657 | 315067.5465 | 27006.8335 |  |  | 0 | 3454917.5857
5621 | 3558633.701 | 232665.2651 | 444.9384 |  |  | 0 | 3325523.4975 | 235 | 3796991.9657 | 315067.5465 | 27006.8335 |  |  | 0 | 3454917.5857
5622 | 4089181.326 | 271442.8093 | 8120.1257 |  |  | 0 | 3809618.3911 | 235 | 3796991.9657 | 315067.5465 | 27006.8335 |  |  | 0 | 3454917.5857
5623 | 4358726.528 | 387775.4418 | 24805.3154 |  |  | 0 | 3946145.7708 | 235 | 3796991.9657 | 315067.5465 | 27006.8335 |  |  | 0 | 3454917.5857
5624 | 4414275.502 | 271442.8093 | 51612.8536 |  |  | 0 | 4091219.8391 | 235 | 3796991.9657 | 315067.5465 | 27006.8335 |  |  | 0 | 3454917.5857
5625 | 4495538.29 | 38777.5442 | 70411.5007 |  |  | 0 | 4386349.2451 | 235 | 3796991.9657 | 315067.5465 | 27006.8335 |  |  | 0 | 3454917.5857
5626 | 4467352.085 | 77555.0884 | 81090.0221 |  |  | 0 | 4308706.9745 | 235 | 3796991.9657 | 315067.5465 | 27006.8335 |  |  | 0 | 3454917.5857
5627 | 4412722.373 | 155110.1767 | 85984.3444 |  |  | 0 | 4171627.8518 | 235 | 3796991.9657 | 315067.5465 | 27006.8335 |  |  | 0 | 3454917.5857
5628 | 4438657.504 | 193887.7209 | 84093.3563 |  |  | 0 | 4160676.4268 | 235 | 3796991.9657 | 315067.5465 | 27006.8335 |  |  | 0 | 3454917.5857
5629 | 4344700.28 | 232665.2651 | 76195.6998 |  |  | 0 | 4035839.3151 | 235 | 3796991.9657 | 315067.5465 | 27006.8335 |  |  | 0 | 3454917.5857
5630 | 4172372.408 | 232665.2651 | 63848.6594 |  |  | 0 | 3875858.4835 | 235 | 3796991.9657 | 315067.5465 | 27006.8335 |  |  | 0 | 3454917.5857
5631 | 4118607.748 | 232665.2651 | 48943.2232 |  |  | 0 | 3836999.2597 | 235 | 3796991.9657 | 315067.5465 | 27006.8335 |  |  | 0 | 3454917.5857
5632 | 4301402.735 | 193887.7209 | 32258.0335 |  |  | 0 | 4075256.9806 | 235 | 3796991.9657 | 315067.5465 | 27006.8335 |  |  | 0 | 3454917.5857
5633 | 4214710.869 | 77555.0884 | 16129.0167 |  |  | 0 | 4121026.7639 | 235 | 3796991.9657 | 315067.5465 | 27006.8335 |  |  | 0 | 3454917.5857
5634 | 4030159.419 | 0 | 4226.9147 |  |  | 0 | 4025932.5043 | 235 | 3796991.9657 | 315067.5465 | 27006.8335 |  |  | 0 | 3454917.5857
5635 | 3919061.33 | 0 | 0 |  |  | 0 | 3919061.33 | 235 | 3796991.9657 | 315067.5465 | 27006.8335 |  |  | 0 | 3454917.5857
5636 | 3852158.408 | 0 | 0 |  |  | 0 | 3852158.408 | 235 | 3796991.9657 | 315067.5465 | 27006.8335 |  |  | 0 | 3454917.5857
5637 | 3505072.237 | 116332.6325 | 0 |  |  | 0 | 3388739.6045 | 235 | 3796991.9657 | 315067.5465 | 27006.8335 |  |  | 0 | 3454917.5857
5638 | 3159024.325 | 348997.8976 | 0 |  |  | 0 | 2810026.4274 | 235 | 3796991.9657 | 315067.5465 | 27006.8335 |  |  | 0 | 3454917.5857
5639 | 2944601.107 | 581663.1627 | 0 |  |  | 0 | 2362937.9443 | 235 | 3796991.9657 | 315067.5465 | 27006.8335 |  |  | 0 | 3454917.5857
5640 | 2822409.897 | 814328.4278 | 0 |  |  | 0 | 2008081.4692 | 235 | 3796991.9657 | 315067.5465 | 27006.8335 |  |  | 0 | 3454917.5857
5641 | 2773235.346 | 969438.6045 | 0 |  |  | 0 | 1803796.7415 | 236 | 3856213.2827 | 675375.5612 | 28976.6128 |  |  | 0 | 3151861.1087
5642 | 2765454.141 | 1046993.6929 | 0 |  |  | 0 | 1718460.4481 | 236 | 3856213.2827 | 675375.5612 | 28976.6128 |  |  | 0 | 3151861.1087
5643 | 2843783.79 | 1046993.6929 | 0 |  |  | 0 | 1796790.0971 | 236 | 3856213.2827 | 675375.5612 | 28976.6128 |  |  | 0 | 3151861.1087
5644 | 3064448.989 | 969438.6045 | 0 |  |  | 0 | 2095010.3845 | 236 | 3856213.2827 | 675375.5612 | 28976.6128 |  |  | 0 | 3151861.1087
5645 | 3568652.938 | 891883.5162 | 0 |  |  | 0 | 2676769.4218 | 236 | 3856213.2827 | 675375.5612 | 28976.6128 |  |  | 0 | 3151861.1087
5646 | 4118613.746 | 697995.7953 | 10789.756 |  |  | 0 | 3409828.1947 | 236 | 3856213.2827 | 675375.5612 | 28976.6128 |  |  | 0 | 3151861.1087
5647 | 4382932.096 | 581663.1627 | 33592.8487 |  |  | 0 | 3767676.0846 | 236 | 3856213.2827 | 675375.5612 | 28976.6128 |  |  | 0 | 3151861.1087
5648 | 4464341.505 | 348997.8976 | 57174.5835 |  |  | 0 | 4058169.0239 | 236 | 3856213.2827 | 675375.5612 | 28976.6128 |  |  | 0 | 3151861.1087
5649 | 4557812.544 | 310220.3534 | 75639.5268 |  |  | 0 | 4171952.6637 | 236 | 3856213.2827 | 675375.5612 | 28976.6128 |  |  | 0 | 3151861.1087
5650 | 4556116.555 | 387775.4418 | 86429.2828 |  |  | 0 | 4081911.8304 | 236 | 3856213.2827 | 675375.5612 | 28976.6128 |  |  | 0 | 3151861.1087
5651 | 4510744.791 | 465330.5302 | 87764.098 |  |  | 0 | 3957650.1628 | 236 | 3856213.2827 | 675375.5612 | 28976.6128 |  |  | 0 | 3151861.1087
5652 | 4504749.414 | 581663.1627 | 81423.7259 |  |  | 0 | 3841662.5254 | 236 | 3856213.2827 | 675375.5612 | 28976.6128 |  |  | 0 | 3151861.1087
5653 | 4431951.766 | 659218.2511 | 75750.7614 |  |  | 0 | 3696982.7535 | 236 | 3856213.2827 | 675375.5612 | 28976.6128 |  |  | 0 | 3151861.1087
5654 | 4315971.634 | 620440.7069 | 67964.3395 |  |  | 0 | 3627566.5876 | 236 | 3856213.2827 | 675375.5612 | 28976.6128 |  |  | 0 | 3151861.1087
5655 | 4254933.486 | 581663.1627 | 53615.0764 |  |  | 0 | 3619655.2469 | 236 | 3856213.2827 | 675375.5612 | 28976.6128 |  |  | 0 | 3151861.1087
5656 | 4454560.598 | 659218.2511 | 39043.344 |  |  | 0 | 3756299.0029 | 236 | 3856213.2827 | 675375.5612 | 28976.6128 |  |  | 0 | 3151861.1087
5657 | 4355284.808 | 775550.8836 | 20912.1045 |  |  | 0 | 3558821.8199 | 236 | 3856213.2827 | 675375.5612 | 28976.6128 |  |  | 0 | 3151861.1087
5658 | 4126202.571 | 853105.972 | 5339.2607 |  |  | 0 | 3267757.3383 | 236 | 3856213.2827 | 675375.5612 | 28976.6128 |  |  | 0 | 3151861.1087
5659 | 3987106.121 | 853105.972 | 0 |  |  | 0 | 3134000.149 | 236 | 3856213.2827 | 675375.5612 | 28976.6128 |  |  | 0 | 3151861.1087
5660 | 3904808.563 | 697995.7953 | 0 |  |  | 0 | 3206812.7677 | 236 | 3856213.2827 | 675375.5612 | 28976.6128 |  |  | 0 | 3151861.1087
5661 | 3559260.28 | 504108.0744 | 0 |  |  | 0 | 3055152.2056 | 236 | 3856213.2827 | 675375.5612 | 28976.6128 |  |  | 0 | 3151861.1087
5662 | 3204436.717 | 465330.5302 | 0 |  |  | 0 | 2739106.1868 | 236 | 3856213.2827 | 675375.5612 | 28976.6128 |  |  | 0 | 3151861.1087
5663 | 2986326.772 | 581663.1627 | 0 |  |  | 0 | 2404663.6093 | 236 | 3856213.2827 | 675375.5612 | 28976.6128 |  |  | 0 | 3151861.1087
5664 | 2857389.613 | 659218.2511 | 0 |  |  | 0 | 2198171.3619 | 236 | 3856213.2827 | 675375.5612 | 28976.6128 |  |  | 0 | 3151861.1087
5665 | 2802505.185 | 775550.8836 | 0 |  |  | 0 | 2026954.3014 | 237 | 3698254.9557 | 2630410.0803 | 27414.6937 |  |  | 611974.8172 | 1652404.9989
5666 | 2790083.589 | 853105.972 | 0 |  |  | 0 | 1936977.617 | 237 | 3698254.9557 | 2630410.0803 | 27414.6937 |  |  | 611974.8172 | 1652404.9989
5667 | 2861800.343 | 775550.8836 | 0 |  |  | 0 | 2086249.4594 | 237 | 3698254.9557 | 2630410.0803 | 27414.6937 |  |  | 611974.8172 | 1652404.9989
5668 | 3079675.015 | 465330.5302 | 0 |  |  | 0 | 2614344.4848 | 237 | 3698254.9557 | 2630410.0803 | 27414.6937 |  |  | 611974.8172 | 1652404.9989
5669 | 3579221.507 | 232665.2651 | 111.2346 |  |  | 0 | 3346445.0073 | 237 | 3698254.9557 | 2630410.0803 | 27414.6937 |  |  | 611974.8172 | 1652404.9989
5670 | 4134517.429 | 232665.2651 | 10233.583 |  |  | 0 | 3891618.5809 | 237 | 3698254.9557 | 2630410.0803 | 27414.6937 |  |  | 611974.8172 | 1652404.9989
5671 | 4370131.756 | 465330.5302 | 27363.7112 |  |  | 0 | 3877437.5147 | 237 | 3698254.9557 | 2630410.0803 | 27414.6937 |  |  | 611974.8172 | 1652404.9989
5672 | 4431717.103 | 426552.986 | 44493.8393 |  |  | 0 | 3960670.2777 | 237 | 3698254.9557 | 2630410.0803 | 27414.6937 |  |  | 611974.8172 | 1652404.9989
5673 | 4521487.904 | 930661.0603 | 57063.3489 |  |  | 0 | 3533763.4948 | 237 | 3698254.9557 | 2630410.0803 | 27414.6937 |  |  | 611974.8172 | 1652404.9989
5674 | 4475083.287 | 2404207.7392 | 72302.4889 |  |  | 0 | 1998573.0589 | 237 | 3698254.9557 | 2630410.0803 | 27414.6937 |  |  | 611974.8172 | 1652404.9989
5675 | 4362264.98 | 2753205.6369 | 86874.2212 |  |  | 0 | 1522185.1219 | 237 | 3698254.9557 | 2630410.0803 | 27414.6937 |  |  | 611974.8172 | 1652404.9989
5676 | 4265782.262 | 2636873.0043 | 85428.1714 |  |  | 0 | 1543481.0862 | 237 | 3698254.9557 | 2630410.0803 | 27414.6937 |  |  | 611974.8172 | 1652404.9989
5677 | 4121567.423 | 2287875.1067 | 80422.6145 |  |  | 0 | 1753269.7018 | 237 | 3698254.9557 | 2630410.0803 | 27414.6937 |  |  | 611974.8172 | 1652404.9989
5678 | 4002961.557 | 2132764.93 | 69744.0931 |  |  | 0 | 1800452.5339 | 237 | 3698254.9557 | 2630410.0803 | 27414.6937 |  |  | 611974.8172 | 1652404.9989
5679 | 3952965.658 | 2171542.4741 | 55283.5953 |  |  | 0 | 1726139.5885 | 237 | 3698254.9557 | 2630410.0803 | 27414.6937 |  |  | 611974.8172 | 1652404.9989
5680 | 4116808.796 | 2675650.5485 | 41601.7397 |  |  | 0 | 1399556.5078 | 237 | 3698254.9557 | 2630410.0803 | 27414.6937 |  |  | 611974.8172 | 1652404.9989
5681 | 4035383.666 | 3373646.3438 | 22135.685 |  |  | 0 | 639601.6372 | 237 | 3698254.9557 | 2630410.0803 | 27414.6937 |  |  | 611974.8172 | 1652404.9989
5682 | 3801762.26 | 4343084.9483 | 4894.3223 |  |  | 546217.0106 | 0 | 237 | 3698254.9557 | 2630410.0803 | 27414.6937 |  |  | 611974.8172 | 1652404.9989
5683 | 3637252.731 | 4187974.7716 | 0 |  |  | 550722.0406 | 0 | 237 | 3698254.9557 | 2630410.0803 | 27414.6937 |  |  | 611974.8172 | 1652404.9989
5684 | 3566849.514 | 5002303.1994 | 0 |  |  | 1435453.6854 | 0 | 237 | 3698254.9557 | 2630410.0803 | 27414.6937 |  |  | 611974.8172 | 1652404.9989
5685 | 3294637.623 | 5545188.8179 | 0 |  |  | 2250551.1949 | 0 | 237 | 3698254.9557 | 2630410.0803 | 27414.6937 |  |  | 611974.8172 | 1652404.9989
5686 | 3025401.609 | 6126851.9806 | 0 |  |  | 3101450.3716 | 0 | 237 | 3698254.9557 | 2630410.0803 | 27414.6937 |  |  | 611974.8172 | 1652404.9989
5687 | 2832338.417 | 6359517.2457 | 0 |  |  | 3527178.8287 | 0 | 237 | 3698254.9557 | 2630410.0803 | 27414.6937 |  |  | 611974.8172 | 1652404.9989
5688 | 2695919.322 | 5971741.8039 | 0 |  |  | 3275822.4819 | 0 | 237 | 3698254.9557 | 2630410.0803 | 27414.6937 |  |  | 611974.8172 | 1652404.9989
5689 | 2598326.748 | 5234968.4645 | 0 |  |  | 2636641.7165 | 0 | 238 | 3208962.0163 | 7311182.8092 | 32911.5368 |  |  | 4329826.9329 | 194694.6032
5690 | 2570567.916 | 4498195.125 | 0 |  |  | 1927627.209 | 0 | 238 | 3208962.0163 | 7311182.8092 | 32911.5368 |  |  | 4329826.9329 | 194694.6032
5691 | 2569238.183 | 3838976.8739 | 0 |  |  | 1269738.6909 | 0 | 238 | 3208962.0163 | 7311182.8092 | 32911.5368 |  |  | 4329826.9329 | 194694.6032
5692 | 2623743.497 | 2636873.0043 | 0 |  |  | 13129.5073 | 0 | 238 | 3208962.0163 | 7311182.8092 | 32911.5368 |  |  | 4329826.9329 | 194694.6032
5693 | 2722344.503 | 1861322.1207 | 0 |  |  | 0 | 861022.3823 | 238 | 3208962.0163 | 7311182.8092 | 32911.5368 |  |  | 4329826.9329 | 194694.6032
5694 | 3019241.202 | 1822544.5765 | 10344.8176 |  |  | 0 | 1186351.8078 | 238 | 3208962.0163 | 7311182.8092 | 32911.5368 |  |  | 4329826.9329 | 194694.6032
5695 | 3364280.027 | 2287875.1067 | 33592.8487 |  |  | 0 | 1042812.0716 | 238 | 3208962.0163 | 7311182.8092 | 32911.5368 |  |  | 4329826.9329 | 194694.6032
5696 | 3557543.514 | 2016432.2974 | 57174.5835 |  |  | 0 | 1483936.6331 | 238 | 3208962.0163 | 7311182.8092 | 32911.5368 |  |  | 4329826.9329 | 194694.6032
5697 | 3665055.962 | 3489978.9763 | 76529.4036 |  |  | 0 | 98547.5821 | 238 | 3208962.0163 | 7311182.8092 | 32911.5368 |  |  | 4329826.9329 | 194694.6032
5698 | 3637947.46 | 6979957.9526 | 90211.2592 |  |  | 3432221.7518 | 0 | 238 | 3208962.0163 | 7311182.8092 | 32911.5368 |  |  | 4329826.9329 | 194694.6032
5699 | 3579093.809 | 8569837.2641 | 97552.7427 |  |  | 5088296.1977 | 0 | 238 | 3208962.0163 | 7311182.8092 | 32911.5368 |  |  | 4329826.9329 | 194694.6032
5700 | 3541636.67 | 9190277.971 | 97552.7427 |  |  | 5746194.0436 | 0 | 238 | 3208962.0163 | 7311182.8092 | 32911.5368 |  |  | 4329826.9329 | 194694.6032
5701 | 3470697.182 | 9384165.6919 | 96217.9275 |  |  | 6009686.4373 | 0 | 238 | 3208962.0163 | 7311182.8092 | 32911.5368 |  |  | 4329826.9329 | 194694.6032
5702 | 3438314.339 | 9694386.0453 | 84871.9985 |  |  | 6340943.7048 | 0 | 238 | 3208962.0163 | 7311182.8092 | 32911.5368 |  |  | 4329826.9329 | 194694.6032
5703 | 3504814.96 | 10353604.2964 | 68854.2163 |  |  | 6917643.5527 | 0 | 238 | 3208962.0163 | 7311182.8092 | 32911.5368 |  |  | 4329826.9329 | 194694.6032
5704 | 3715262.16 | 10857712.3707 | 48275.8156 |  |  | 7190726.0264 | 0 | 238 | 3208962.0163 | 7311182.8092 | 32911.5368 |  |  | 4329826.9329 | 194694.6032
5705 | 3710351.266 | 11129155.18 | 24249.1424 |  |  | 7443053.0564 | 0 | 238 | 3208962.0163 | 7311182.8092 | 32911.5368 |  |  | 4329826.9329 | 194694.6032
5706 | 3536261.504 | 11478153.0776 | 4449.3839 |  |  | 7946340.9576 | 0 | 238 | 3208962.0163 | 7311182.8092 | 32911.5368 |  |  | 4329826.9329 | 194694.6032
5707 | 3426795.879 | 10159716.5755 | 0 |  |  | 6732920.6965 | 0 | 238 | 3208962.0163 | 7311182.8092 | 32911.5368 |  |  | 4329826.9329 | 194694.6032
5708 | 3348038.58 | 11090377.6358 | 0 |  |  | 7742339.0558 | 0 | 238 | 3208962.0163 | 7311182.8092 | 32911.5368 |  |  | 4329826.9329 | 194694.6032
5709 | 3141209.237 | 11594485.7102 | 0 |  |  | 8453276.4732 | 0 | 238 | 3208962.0163 | 7311182.8092 | 32911.5368 |  |  | 4329826.9329 | 194694.6032
5710 | 2914337.894 | 10896489.9149 | 0 |  |  | 7982152.0209 | 0 | 238 | 3208962.0163 | 7311182.8092 | 32911.5368 |  |  | 4329826.9329 | 194694.6032
5711 | 2733781.767 | 9151500.4268 | 0 |  |  | 6417718.6598 | 0 | 238 | 3208962.0163 | 7311182.8092 | 32911.5368 |  |  | 4329826.9329 | 194694.6032
5712 | 2626204.131 | 7251400.7619 | 0 |  |  | 4625196.6309 | 0 | 238 | 3208962.0163 | 7311182.8092 | 32911.5368 |  |  | 4329826.9329 | 194694.6032
5713 | 2557413.662 | 5661521.4505 | 0 |  |  | 3104107.7885 | 0 | 239 | 3182027.2034 | 1449310.7138 | 32753.9544 |  |  | 225497.2563 | 1925459.7915
5714 | 2529746.951 | 4343084.9483 | 0 |  |  | 1813337.9973 | 0 | 239 | 3182027.2034 | 1449310.7138 | 32753.9544 |  |  | 225497.2563 | 1925459.7915
5715 | 2530160.08 | 3024648.4461 | 0 |  |  | 494488.3661 | 0 | 239 | 3182027.2034 | 1449310.7138 | 32753.9544 |  |  | 225497.2563 | 1925459.7915
5716 | 2566844.685 | 2132764.93 | 0 |  |  | 0 | 434079.755 | 239 | 3182027.2034 | 1449310.7138 | 32753.9544 |  |  | 225497.2563 | 1925459.7915
5717 | 2610842.499 | 1551101.7672 | 111.2346 |  |  | 0 | 1059629.4972 | 239 | 3182027.2034 | 1449310.7138 | 32753.9544 |  |  | 225497.2563 | 1925459.7915
5718 | 2819399.695 | 969438.6045 | 9677.41 |  |  | 0 | 1840283.6804 | 239 | 3182027.2034 | 1449310.7138 | 32753.9544 |  |  | 225497.2563 | 1925459.7915
5719 | 3144284.166 | 426552.986 | 33592.8487 |  |  | 0 | 2684138.3313 | 239 | 3182027.2034 | 1449310.7138 | 32753.9544 |  |  | 225497.2563 | 1925459.7915
5720 | 3347087.541 | 0 | 59844.2139 |  |  | 0 | 3287243.3271 | 239 | 3182027.2034 | 1449310.7138 | 32753.9544 |  |  | 225497.2563 | 1925459.7915
5721 | 3464450.758 | 0 | 80088.9107 |  |  | 0 | 3384361.8473 | 239 | 3182027.2034 | 1449310.7138 | 32753.9544 |  |  | 225497.2563 | 1925459.7915
5722 | 3507879.882 | 0 | 93993.2355 |  |  | 0 | 3413886.6465 | 239 | 3182027.2034 | 1449310.7138 | 32753.9544 |  |  | 225497.2563 | 1925459.7915
5723 | 3477886.861 | 232665.2651 | 97552.7427 |  |  | 0 | 3147668.8533 | 239 | 3182027.2034 | 1449310.7138 | 32753.9544 |  |  | 225497.2563 | 1925459.7915
5724 | 3496361.268 | 697995.7953 | 97552.7427 |  |  | 0 | 2700812.7301 | 239 | 3182027.2034 | 1449310.7138 | 32753.9544 |  |  | 225497.2563 | 1925459.7915
5725 | 3458409.851 | 1395991.5905 | 95772.9891 |  |  | 0 | 1966645.2714 | 239 | 3182027.2034 | 1449310.7138 | 32753.9544 |  |  | 225497.2563 | 1925459.7915
5726 | 3427181.737 | 2171542.4741 | 84983.2331 |  |  | 0 | 1170656.0298 | 239 | 3182027.2034 | 1449310.7138 | 32753.9544 |  |  | 225497.2563 | 1925459.7915
5727 | 3518923.314 | 2791983.181 | 66407.0551 |  |  | 0 | 660533.0778 | 239 | 3182027.2034 | 1449310.7138 | 32753.9544 |  |  | 225497.2563 | 1925459.7915
5728 | 3810553.565 | 2753205.6369 | 41379.2705 |  |  | 0 | 1015968.6576 | 239 | 3182027.2034 | 1449310.7138 | 32753.9544 |  |  | 225497.2563 | 1925459.7915
5729 | 3826342.617 | 2210320.0183 | 20912.1045 |  |  | 0 | 1595110.4942 | 239 | 3182027.2034 | 1449310.7138 | 32753.9544 |  |  | 225497.2563 | 1925459.7915
5730 | 3658954.02 | 1744989.4882 | 4226.9147 |  |  | 0 | 1909737.6171 | 239 | 3182027.2034 | 1449310.7138 | 32753.9544 |  |  | 225497.2563 | 1925459.7915
5731 | 3585863.001 | 1279658.958 | 0 |  |  | 0 | 2306204.043 | 239 | 3182027.2034 | 1449310.7138 | 32753.9544 |  |  | 225497.2563 | 1925459.7915
5732 | 3481868.578 | 853105.972 | 0 |  |  | 0 | 2628762.606 | 239 | 3182027.2034 | 1449310.7138 | 32753.9544 |  |  | 225497.2563 | 1925459.7915
5733 | 3194574.789 | 387775.4418 | 0 |  |  | 0 | 2806799.3472 | 239 | 3182027.2034 | 1449310.7138 | 32753.9544 |  |  | 225497.2563 | 1925459.7915
5734 | 2935407.744 | 77555.0884 | 0 |  |  | 0 | 2857852.6556 | 239 | 3182027.2034 | 1449310.7138 | 32753.9544 |  |  | 225497.2563 | 1925459.7915
5735 | 2754446.785 | 38777.5442 | 0 |  |  | 0 | 2715669.2408 | 239 | 3182027.2034 | 1449310.7138 | 32753.9544 |  |  | 225497.2563 | 1925459.7915
5736 | 2663768.832 | 38777.5442 | 0 |  |  | 0 | 2624991.2878 | 239 | 3182027.2034 | 1449310.7138 | 32753.9544 |  |  | 225497.2563 | 1925459.7915
5737 | 2624309.491 | 38777.5442 | 0 |  |  | 0 | 2585531.9468 | 240 | 3788621.4693 | 4868197.5258 | 33940.4568 |  |  | 2892402.3886 | 1778885.8754
5738 | 2628309.948 | 38777.5442 | 0 |  |  | 0 | 2589532.4038 | 240 | 3788621.4693 | 4868197.5258 | 33940.4568 |  |  | 2892402.3886 | 1778885.8754
5739 | 2707897.679 | 38777.5442 | 0 |  |  | 0 | 2669120.1348 | 240 | 3788621.4693 | 4868197.5258 | 33940.4568 |  |  | 2892402.3886 | 1778885.8754
5740 | 2965010.945 | 0 | 0 |  |  | 0 | 2965010.945 | 240 | 3788621.4693 | 4868197.5258 | 33940.4568 |  |  | 2892402.3886 | 1778885.8754
5741 | 3492704.967 | 0 | 0 |  |  | 0 | 3492704.967 | 240 | 3788621.4693 | 4868197.5258 | 33940.4568 |  |  | 2892402.3886 | 1778885.8754
5742 | 4058223.987 | 38777.5442 | 10122.3484 |  |  | 0 | 4009324.0944 | 240 | 3788621.4693 | 4868197.5258 | 33940.4568 |  |  | 2892402.3886 | 1778885.8754
5743 | 4330452.344 | 38777.5442 | 35261.3676 |  |  | 0 | 4256413.4322 | 240 | 3788621.4693 | 4868197.5258 | 33940.4568 |  |  | 2892402.3886 | 1778885.8754
5744 | 4409101.122 | 38777.5442 | 60511.6214 |  |  | 0 | 4309811.9564 | 240 | 3788621.4693 | 4868197.5258 | 33940.4568 |  |  | 2892402.3886 | 1778885.8754
5745 | 4510098.426 | 0 | 81312.4913 |  |  | 0 | 4428785.9347 | 240 | 3788621.4693 | 4868197.5258 | 33940.4568 |  |  | 2892402.3886 | 1778885.8754
5746 | 4507095.665 | 232665.2651 | 95216.8161 |  |  | 0 | 4179213.5838 | 240 | 3788621.4693 | 4868197.5258 | 33940.4568 |  |  | 2892402.3886 | 1778885.8754
5747 | 4441792.428 | 930661.0603 | 97552.7427 |  |  | 0 | 3413578.625 | 240 | 3788621.4693 | 4868197.5258 | 33940.4568 |  |  | 2892402.3886 | 1778885.8754
5748 | 4458060.276 | 1861322.1207 | 97552.7427 |  |  | 0 | 2499185.4126 | 240 | 3788621.4693 | 4868197.5258 | 33940.4568 |  |  | 2892402.3886 | 1778885.8754
5749 | 4378471.218 | 2985870.902 | 97552.7427 |  |  | 0 | 1295047.5734 | 240 | 3788621.4693 | 4868197.5258 | 33940.4568 |  |  | 2892402.3886 | 1778885.8754
5750 | 4226591.747 | 4692082.8459 | 89210.1478 |  |  | 554701.2467 | 0 | 240 | 3788621.4693 | 4868197.5258 | 33940.4568 |  |  | 2892402.3886 | 1778885.8754
5751 | 4188245.575 | 6824847.7759 | 72302.4889 |  |  | 2708904.6898 | 0 | 240 | 3788621.4693 | 4868197.5258 | 33940.4568 |  |  | 2892402.3886 | 1778885.8754
5752 | 4405419.059 | 9578053.4128 | 49833.1 |  |  | 5222467.4538 | 0 | 240 | 3788621.4693 | 4868197.5258 | 33940.4568 |  |  | 2892402.3886 | 1778885.8754
5753 | 4326327.292 | 12176148.8729 | 24360.377 |  |  | 7874181.9579 | 0 | 240 | 3788621.4693 | 4868197.5258 | 33940.4568 |  |  | 2892402.3886 | 1778885.8754
5754 | 4116997.404 | 13339475.1983 | 3781.9763 |  |  | 9226259.7707 | 0 | 240 | 3788621.4693 | 4868197.5258 | 33940.4568 |  |  | 2892402.3886 | 1778885.8754
5755 | 3972535.755 | 13068032.3891 | 0 |  |  | 9095496.6341 | 0 | 240 | 3788621.4693 | 4868197.5258 | 33940.4568 |  |  | 2892402.3886 | 1778885.8754
5756 | 3831789.159 | 13339475.1983 | 0 |  |  | 9507686.0393 | 0 | 240 | 3788621.4693 | 4868197.5258 | 33940.4568 |  |  | 2892402.3886 | 1778885.8754
5757 | 3481502.481 | 12874144.6682 | 0 |  |  | 9392642.1872 | 0 | 240 | 3788621.4693 | 4868197.5258 | 33940.4568 |  |  | 2892402.3886 | 1778885.8754
5758 | 3139742.141 | 10431159.3848 | 0 |  |  | 7291417.2438 | 0 | 240 | 3788621.4693 | 4868197.5258 | 33940.4568 |  |  | 2892402.3886 | 1778885.8754
5759 | 2924180.906 | 8065729.1897 | 0 |  |  | 5141548.2837 | 0 | 240 | 3788621.4693 | 4868197.5258 | 33940.4568 |  |  | 2892402.3886 | 1778885.8754
5760 | 2802055.249 | 6204407.069 | 0 |  |  | 3402351.82 | 0 | 240 | 3788621.4693 | 4868197.5258 | 33940.4568 |  |  | 2892402.3886 | 1778885.8754
5761 | 2741342.031 | 4420640.0367 | 0 |  |  | 1679298.0057 | 0 | 241 | 3841621.5937 | 1895252.4719 | 10317.009 |  |  | 74867.9797 | 2010920.0926
5762 | 2752004.762 | 2869538.2694 | 0 |  |  | 117533.5074 | 0 | 241 | 3841621.5937 | 1895252.4719 | 10317.009 |  |  | 74867.9797 | 2010920.0926
5763 | 2821949.464 | 1861322.1207 | 0 |  |  | 0 | 960627.3433 | 241 | 3841621.5937 | 1895252.4719 | 10317.009 |  |  | 74867.9797 | 2010920.0926
5764 | 3056784.849 | 1473546.6789 | 0 |  |  | 0 | 1583238.1701 | 241 | 3841621.5937 | 1895252.4719 | 10317.009 |  |  | 74867.9797 | 2010920.0926
5765 | 3581293.858 | 1589879.3114 | 0 |  |  | 0 | 1991414.5466 | 241 | 3841621.5937 | 1895252.4719 | 10317.009 |  |  | 74867.9797 | 2010920.0926
5766 | 4157385.799 | 1395991.5905 | 3448.2725 |  |  | 0 | 2757945.9359 | 241 | 3841621.5937 | 1895252.4719 | 10317.009 |  |  | 74867.9797 | 2010920.0926
5767 | 4412955.2 | 736773.3394 | 6674.0759 |  |  | 0 | 3669507.7847 | 241 | 3841621.5937 | 1895252.4719 | 10317.009 |  |  | 74867.9797 | 2010920.0926
5768 | 4473993.61 | 232665.2651 | 10678.5214 |  |  | 0 | 4230649.8235 | 241 | 3841621.5937 | 1895252.4719 | 10317.009 |  |  | 74867.9797 | 2010920.0926
5769 | 4558144.831 | 387775.4418 | 11790.8674 |  |  | 0 | 4158578.5218 | 241 | 3841621.5937 | 1895252.4719 | 10317.009 |  |  | 74867.9797 | 2010920.0926
5770 | 4538707.987 | 697995.7953 | 13793.0902 |  |  | 0 | 3826919.1016 | 241 | 3841621.5937 | 1895252.4719 | 10317.009 |  |  | 74867.9797 | 2010920.0926
5771 | 4452557.71 | 1512324.2231 | 17575.0665 |  |  | 0 | 2922658.4204 | 241 | 3841621.5937 | 1895252.4719 | 10317.009 |  |  | 74867.9797 | 2010920.0926
5772 | 4477168.794 | 2520540.3718 | 27141.242 |  |  | 0 | 1929487.1802 | 241 | 3841621.5937 | 1895252.4719 | 10317.009 |  |  | 74867.9797 | 2010920.0926
5773 | 4407288.069 | 3257313.7112 | 34705.1947 |  |  | 0 | 1115269.1631 | 241 | 3841621.5937 | 1895252.4719 | 10317.009 |  |  | 74867.9797 | 2010920.0926
5774 | 4258912.543 | 3373646.3438 | 39488.2824 |  |  | 0 | 845777.9169 | 241 | 3841621.5937 | 1895252.4719 | 10317.009 |  |  | 74867.9797 | 2010920.0926
5775 | 4223408.654 | 3140981.0787 | 37263.5904 |  |  | 0 | 1045163.9849 | 241 | 3841621.5937 | 1895252.4719 | 10317.009 |  |  | 74867.9797 | 2010920.0926
5776 | 4391830.426 | 2908315.8136 | 27697.415 |  |  | 0 | 1455817.1974 | 241 | 3841621.5937 | 1895252.4719 | 10317.009 |  |  | 74867.9797 | 2010920.0926
5777 | 4301029.899 | 2791983.181 | 14238.0286 |  |  | 0 | 1494808.6894 | 241 | 3841621.5937 | 1895252.4719 | 10317.009 |  |  | 74867.9797 | 2010920.0926
5778 | 4116979.521 | 2675650.5485 | 3114.5688 |  |  | 0 | 1438214.4037 | 241 | 3841621.5937 | 1895252.4719 | 10317.009 |  |  | 74867.9797 | 2010920.0926
5779 | 4129862.573 | 1977654.7532 | 0 |  |  | 0 | 2152207.8198 | 241 | 3841621.5937 | 1895252.4719 | 10317.009 |  |  | 74867.9797 | 2010920.0926
5780 | 3878650.52 | 1395991.5905 | 0 |  |  | 0 | 2482658.9295 | 241 | 3841621.5937 | 1895252.4719 | 10317.009 |  |  | 74867.9797 | 2010920.0926
5781 | 3528578.656 | 1008216.1487 | 0 |  |  | 0 | 2520362.5073 | 241 | 3841621.5937 | 1895252.4719 | 10317.009 |  |  | 74867.9797 | 2010920.0926
5782 | 3164829.56 | 814328.4278 | 0 |  |  | 0 | 2350501.1322 | 241 | 3841621.5937 | 1895252.4719 | 10317.009 |  |  | 74867.9797 | 2010920.0926
5783 | 2952322.449 | 814328.4278 | 0 |  |  | 0 | 2137994.0212 | 241 | 3841621.5937 | 1895252.4719 | 10317.009 |  |  | 74867.9797 | 2010920.0926
5784 | 2820936.485 | 1628656.8556 | 0 |  |  | 0 | 1192279.6294 | 241 | 3841621.5937 | 1895252.4719 | 10317.009 |  |  | 74867.9797 | 2010920.0926
5785 | 2781262.642 | 3218536.167 | 0 |  |  | 437273.525 | 0 | 242 | 3899441.2803 | 2523771.8338 | 14562.4628 |  |  | 520047.4116 | 1881154.3953
5786 | 2780275.957 | 4459417.5808 | 0 |  |  | 1679141.6238 | 0 | 242 | 3899441.2803 | 2523771.8338 | 14562.4628 |  |  | 520047.4116 | 1881154.3953
5787 | 2843735.898 | 5041080.7436 | 0 |  |  | 2197344.8456 | 0 | 242 | 3899441.2803 | 2523771.8338 | 14562.4628 |  |  | 520047.4116 | 1881154.3953
5788 | 3088003.095 | 4963525.6552 | 0 |  |  | 1875522.5602 | 0 | 242 | 3899441.2803 | 2523771.8338 | 14562.4628 |  |  | 520047.4116 | 1881154.3953
5789 | 3638145.461 | 4614527.7576 | 0 |  |  | 976382.2966 | 0 | 242 | 3899441.2803 | 2523771.8338 | 14562.4628 |  |  | 520047.4116 | 1881154.3953
5790 | 4188683.639 | 4459417.5808 | 5450.4953 |  |  | 276184.4372 | 0 | 242 | 3899441.2803 | 2523771.8338 | 14562.4628 |  |  | 520047.4116 | 1881154.3953
5791 | 4471216.875 | 4187974.7716 | 17018.8935 |  |  | 0 | 266223.2099 | 242 | 3899441.2803 | 2523771.8338 | 14562.4628 |  |  | 520047.4116 | 1881154.3953
5792 | 4527431.571 | 3140981.0787 | 26362.5998 |  |  | 0 | 1360087.8925 | 242 | 3899441.2803 | 2523771.8338 | 14562.4628 |  |  | 520047.4116 | 1881154.3953
5793 | 4637883.177 | 2559317.916 | 36707.4174 |  |  | 0 | 2041857.8436 | 242 | 3899441.2803 | 2523771.8338 | 14562.4628 |  |  | 520047.4116 | 1881154.3953
5794 | 4663161.233 | 2249097.5625 | 44827.5431 |  |  | 0 | 2369236.1274 | 242 | 3899441.2803 | 2523771.8338 | 14562.4628 |  |  | 520047.4116 | 1881154.3953
5795 | 4591429.83 | 1861322.1207 | 46273.5929 |  |  | 0 | 2683834.1164 | 242 | 3899441.2803 | 2523771.8338 | 14562.4628 |  |  | 520047.4116 | 1881154.3953
5796 | 4613395.187 | 1318436.5022 | 41490.5051 |  |  | 0 | 3253468.1797 | 242 | 3899441.2803 | 2523771.8338 | 14562.4628 |  |  | 520047.4116 | 1881154.3953
5797 | 4516795.017 | 736773.3394 | 38375.9364 |  |  | 0 | 3741645.7412 | 242 | 3899441.2803 | 2523771.8338 | 14562.4628 |  |  | 520047.4116 | 1881154.3953
5798 | 4362201.73 | 387775.4418 | 30255.8107 |  |  | 0 | 3944170.4775 | 242 | 3899441.2803 | 2523771.8338 | 14562.4628 |  |  | 520047.4116 | 1881154.3953
5799 | 4340321.418 | 193887.7209 | 27363.7112 |  |  | 0 | 4119069.9859 | 242 | 3899441.2803 | 2523771.8338 | 14562.4628 |  |  | 520047.4116 | 1881154.3953
5800 | 4558169.786 | 116332.6325 | 20355.9315 |  |  | 0 | 4421481.222 | 242 | 3899441.2803 | 2523771.8338 | 14562.4628 |  |  | 520047.4116 | 1881154.3953
5801 | 4428632.512 | 38777.5442 | 12013.3366 |  |  | 0 | 4377841.6312 | 242 | 3899441.2803 | 2523771.8338 | 14562.4628 |  |  | 520047.4116 | 1881154.3953
5802 | 4191000.037 | 77555.0884 | 3003.3342 |  |  | 0 | 4110441.6145 | 242 | 3899441.2803 | 2523771.8338 | 14562.4628 |  |  | 520047.4116 | 1881154.3953
5803 | 4039134.747 | 193887.7209 | 0 |  |  | 0 | 3845247.0261 | 242 | 3899441.2803 | 2523771.8338 | 14562.4628 |  |  | 520047.4116 | 1881154.3953
5804 | 3820418.977 | 736773.3394 | 0 |  |  | 0 | 3083645.6376 | 242 | 3899441.2803 | 2523771.8338 | 14562.4628 |  |  | 520047.4116 | 1881154.3953
5805 | 3468331.991 | 1938877.2091 | 0 |  |  | 0 | 1529454.7819 | 242 | 3899441.2803 | 2523771.8338 | 14562.4628 |  |  | 520047.4116 | 1881154.3953
5806 | 3197660.227 | 3412423.8879 | 0 |  |  | 214763.6609 | 0 | 242 | 3899441.2803 | 2523771.8338 | 14562.4628 |  |  | 520047.4116 | 1881154.3953
5807 | 3016305.276 | 4924748.111 | 0 |  |  | 1908442.835 | 0 | 242 | 3899441.2803 | 2523771.8338 | 14562.4628 |  |  | 520047.4116 | 1881154.3953
5808 | 2822994.444 | 5739076.5388 | 0 |  |  | 2916082.0948 | 0 | 242 | 3899441.2803 | 2523771.8338 | 14562.4628 |  |  | 520047.4116 | 1881154.3953
5809 | 2782389.302 | 5777854.083 | 0 |  |  | 2995464.781 | 0 | 243 | 3843132.4273 | 1778919.8393 | 14372.437 |  |  | 373536.946 | 2423377.097
5810 | 2798625.17 | 5506411.2737 | 0 |  |  | 2707786.1037 | 0 | 243 | 3843132.4273 | 1778919.8393 | 14372.437 |  |  | 373536.946 | 2423377.097
5811 | 2850787.995 | 5041080.7436 | 0 |  |  | 2190292.7486 | 0 | 243 | 3843132.4273 | 1778919.8393 | 14372.437 |  |  | 373536.946 | 2423377.097
5812 | 3077854.156 | 4149197.2274 | 0 |  |  | 1071343.0714 | 0 | 243 | 3843132.4273 | 1778919.8393 | 14372.437 |  |  | 373536.946 | 2423377.097
5813 | 3664157.573 | 3412423.8879 | 0 |  |  | 0 | 251733.6851 | 243 | 3843132.4273 | 1778919.8393 | 14372.437 |  |  | 373536.946 | 2423377.097
5814 | 4212992.075 | 2908315.8136 | 4226.9147 |  |  | 0 | 1300449.3467 | 243 | 3843132.4273 | 1778919.8393 | 14372.437 |  |  | 373536.946 | 2423377.097
5815 | 4487420.774 | 2249097.5625 | 12235.8058 |  |  | 0 | 2226087.4057 | 243 | 3843132.4273 | 1778919.8393 | 14372.437 |  |  | 373536.946 | 2423377.097
5816 | 4543738.883 | 1512324.2231 | 22469.3888 |  |  | 0 | 3008945.2711 | 243 | 3843132.4273 | 1778919.8393 | 14372.437 |  |  | 373536.946 | 2423377.097
5817 | 4615991.721 | 1279658.958 | 35706.306 |  |  | 0 | 3300626.457 | 243 | 3843132.4273 | 1778919.8393 | 14372.437 |  |  | 373536.946 | 2423377.097
5818 | 4590092.356 | 814328.4278 | 44382.6047 |  |  | 0 | 3731381.3235 | 243 | 3843132.4273 | 1778919.8393 | 14372.437 |  |  | 373536.946 | 2423377.097
5819 | 4503784.064 | 426552.986 | 48387.0502 |  |  | 0 | 4028844.0278 | 243 | 3843132.4273 | 1778919.8393 | 14372.437 |  |  | 373536.946 | 2423377.097
5820 | 4489955.193 | 193887.7209 | 49165.6924 |  |  | 0 | 4246901.7797 | 243 | 3843132.4273 | 1778919.8393 | 14372.437 |  |  | 373536.946 | 2423377.097
5821 | 4398640.803 | 77555.0884 | 44493.8393 |  |  | 0 | 4276591.8753 | 243 | 3843132.4273 | 1778919.8393 | 14372.437 |  |  | 373536.946 | 2423377.097
5822 | 4224222.847 | 38777.5442 | 36929.8866 |  |  | 0 | 4148515.4162 | 243 | 3843132.4273 | 1778919.8393 | 14372.437 |  |  | 373536.946 | 2423377.097
5823 | 4176560.267 | 38777.5442 | 24249.1424 |  |  | 0 | 4113533.5804 | 243 | 3843132.4273 | 1778919.8393 | 14372.437 |  |  | 373536.946 | 2423377.097
5824 | 4341898.011 | 38777.5442 | 14238.0286 |  |  | 0 | 4288882.4382 | 243 | 3843132.4273 | 1778919.8393 | 14372.437 |  |  | 373536.946 | 2423377.097
5825 | 4236083.906 | 38777.5442 | 6674.0759 |  |  | 0 | 4190632.2859 | 243 | 3843132.4273 | 1778919.8393 | 14372.437 |  |  | 373536.946 | 2423377.097
5826 | 4071557.71 | 155110.1767 | 1779.7536 |  |  | 0 | 3914667.7797 | 243 | 3843132.4273 | 1778919.8393 | 14372.437 |  |  | 373536.946 | 2423377.097
5827 | 3976012.509 | 620440.7069 | 0 |  |  | 0 | 3355571.8021 | 243 | 3843132.4273 | 1778919.8393 | 14372.437 |  |  | 373536.946 | 2423377.097
5828 | 3830198.297 | 1085771.2371 | 0 |  |  | 0 | 2744427.0599 | 243 | 3843132.4273 | 1778919.8393 | 14372.437 |  |  | 373536.946 | 2423377.097
5829 | 3489364.986 | 1357214.0463 | 0 |  |  | 0 | 2132150.9397 | 243 | 3843132.4273 | 1778919.8393 | 14372.437 |  |  | 373536.946 | 2423377.097
5830 | 3138439.295 | 1744989.4882 | 0 |  |  | 0 | 1393449.8068 | 243 | 3843132.4273 | 1778919.8393 | 14372.437 |  |  | 373536.946 | 2423377.097
5831 | 2940783.348 | 2055209.8416 | 0 |  |  | 0 | 885573.5064 | 243 | 3843132.4273 | 1778919.8393 | 14372.437 |  |  | 373536.946 | 2423377.097
5832 | 2793627.015 | 2171542.4741 | 0 |  |  | 0 | 622084.5409 | 243 | 3843132.4273 | 1778919.8393 | 14372.437 |  |  | 373536.946 | 2423377.097
5833 | 2731919.387 | 2016432.2974 | 0 |  |  | 0 | 715487.0896 | 244 | 3639070.5249 | 292447.3124 | 22993.1184 |  |  | 0 | 3323630.0941
5834 | 2747961.605 | 1706211.944 | 0 |  |  | 0 | 1041749.661 | 244 | 3639070.5249 | 292447.3124 | 22993.1184 |  |  | 0 | 3323630.0941
5835 | 2803948.031 | 1279658.958 | 0 |  |  | 0 | 1524289.073 | 244 | 3639070.5249 | 292447.3124 | 22993.1184 |  |  | 0 | 3323630.0941
5836 | 3046226.97 | 814328.4278 | 0 |  |  | 0 | 2231898.5422 | 244 | 3639070.5249 | 292447.3124 | 22993.1184 |  |  | 0 | 3323630.0941
5837 | 3592393.396 | 465330.5302 | 0 |  |  | 0 | 3127062.8658 | 244 | 3639070.5249 | 292447.3124 | 22993.1184 |  |  | 0 | 3323630.0941
5838 | 4128197.754 | 271442.8093 | 6006.6683 |  |  | 0 | 3850748.2764 | 244 | 3639070.5249 | 292447.3124 | 22993.1184 |  |  | 0 | 3323630.0941
5839 | 4347792.036 | 155110.1767 | 20912.1045 |  |  | 0 | 4171769.7548 | 244 | 3639070.5249 | 292447.3124 | 22993.1184 |  |  | 0 | 3323630.0941
5840 | 4376233.759 | 38777.5442 | 39488.2824 |  |  | 0 | 4297967.9324 | 244 | 3639070.5249 | 292447.3124 | 22993.1184 |  |  | 0 | 3323630.0941
5841 | 4449221.987 | 38777.5442 | 54949.8915 |  |  | 0 | 4355494.5513 | 244 | 3639070.5249 | 292447.3124 | 22993.1184 |  |  | 0 | 3323630.0941
5842 | 4415148.904 | 0 | 69410.3893 |  |  | 0 | 4345738.5147 | 244 | 3639070.5249 | 292447.3124 | 22993.1184 |  |  | 0 | 3323630.0941
5843 | 4282081.59 | 0 | 76974.342 |  |  | 0 | 4205107.248 | 244 | 3639070.5249 | 292447.3124 | 22993.1184 |  |  | 0 | 3323630.0941
5844 | 4212999.167 | 0 | 76640.6382 |  |  | 0 | 4136358.5288 | 244 | 3639070.5249 | 292447.3124 | 22993.1184 |  |  | 0 | 3323630.0941
5845 | 3996954.112 | 0 | 68298.0433 |  |  | 0 | 3928656.0687 | 244 | 3639070.5249 | 292447.3124 | 22993.1184 |  |  | 0 | 3323630.0941
5846 | 3888153.634 | 0 | 56952.1143 |  |  | 0 | 3831201.5197 | 244 | 3639070.5249 | 292447.3124 | 22993.1184 |  |  | 0 | 3323630.0941
5847 | 3849371.023 | 0 | 42491.6165 |  |  | 0 | 3806879.4065 | 244 | 3639070.5249 | 292447.3124 | 22993.1184 |  |  | 0 | 3323630.0941
5848 | 3982040.649 | 38777.5442 | 23248.031 |  |  | 0 | 3920015.0738 | 244 | 3639070.5249 | 292447.3124 | 22993.1184 |  |  | 0 | 3323630.0941
5849 | 3950475.859 | 38777.5442 | 13681.8556 |  |  | 0 | 3898016.4592 | 244 | 3639070.5249 | 292447.3124 | 22993.1184 |  |  | 0 | 3323630.0941
5850 | 3738377.155 | 38777.5442 | 2780.865 |  |  | 0 | 3696818.7459 | 244 | 3639070.5249 | 292447.3124 | 22993.1184 |  |  | 0 | 3323630.0941
5851 | 3637449.925 | 38777.5442 | 0 |  |  | 0 | 3598672.3808 | 244 | 3639070.5249 | 292447.3124 | 22993.1184 |  |  | 0 | 3323630.0941
5852 | 3522930.964 | 0 | 0 |  |  | 0 | 3522930.964 | 244 | 3639070.5249 | 292447.3124 | 22993.1184 |  |  | 0 | 3323630.0941
5853 | 3250986.506 | 0 | 0 |  |  | 0 | 3250986.506 | 244 | 3639070.5249 | 292447.3124 | 22993.1184 |  |  | 0 | 3323630.0941
5854 | 2991780.37 | 0 | 0 |  |  | 0 | 2991780.37 | 244 | 3639070.5249 | 292447.3124 | 22993.1184 |  |  | 0 | 3323630.0941
5855 | 2771551.451 | 38777.5442 | 0 |  |  | 0 | 2732773.9068 | 244 | 3639070.5249 | 292447.3124 | 22993.1184 |  |  | 0 | 3323630.0941
5856 | 2623496.363 | 38777.5442 | 0 |  |  | 0 | 2584718.8188 | 244 | 3639070.5249 | 292447.3124 | 22993.1184 |  |  | 0 | 3323630.0941
5857 | 2551259.752 | 77555.0884 | 0 |  |  | 0 | 2473704.6636 | 245 | 3146758.6503 | 1203719.6006 | 31474.7565 |  |  | 153194.1301 | 2064758.4232
5858 | 2518892.899 | 116332.6325 | 0 |  |  | 0 | 2402560.2665 | 245 | 3146758.6503 | 1203719.6006 | 31474.7565 |  |  | 153194.1301 | 2064758.4232
5859 | 2527705.158 | 116332.6325 | 0 |  |  | 0 | 2411372.5255 | 245 | 3146758.6503 | 1203719.6006 | 31474.7565 |  |  | 153194.1301 | 2064758.4232
5860 | 2589638.858 | 77555.0884 | 0 |  |  | 0 | 2512083.7696 | 245 | 3146758.6503 | 1203719.6006 | 31474.7565 |  |  | 153194.1301 | 2064758.4232
5861 | 2704301.57 | 77555.0884 | 0 |  |  | 0 | 2626746.4816 | 245 | 3146758.6503 | 1203719.6006 | 31474.7565 |  |  | 153194.1301 | 2064758.4232
5862 | 2986238.612 | 155110.1767 | 8120.1257 |  |  | 0 | 2823008.3096 | 245 | 3146758.6503 | 1203719.6006 | 31474.7565 |  |  | 153194.1301 | 2064758.4232
5863 | 3292416.642 | 232665.2651 | 28364.8226 |  |  | 0 | 3031386.5544 | 245 | 3146758.6503 | 1203719.6006 | 31474.7565 |  |  | 153194.1301 | 2064758.4232
5864 | 3492634.209 | 155110.1767 | 46941.0005 |  |  | 0 | 3290583.0318 | 245 | 3146758.6503 | 1203719.6006 | 31474.7565 |  |  | 153194.1301 | 2064758.4232
5865 | 3607434.495 | 193887.7209 | 66184.586 |  |  | 0 | 3347362.1881 | 245 | 3146758.6503 | 1203719.6006 | 31474.7565 |  |  | 153194.1301 | 2064758.4232
5866 | 3591038.456 | 426552.986 | 84093.3563 |  |  | 0 | 3080392.1137 | 245 | 3146758.6503 | 1203719.6006 | 31474.7565 |  |  | 153194.1301 | 2064758.4232
5867 | 3517726.041 | 504108.0744 | 97552.7427 |  |  | 0 | 2916065.224 | 245 | 3146758.6503 | 1203719.6006 | 31474.7565 |  |  | 153194.1301 | 2064758.4232
5868 | 3464683.219 | 659218.2511 | 97552.7427 |  |  | 0 | 2707912.2253 | 245 | 3146758.6503 | 1203719.6006 | 31474.7565 |  |  | 153194.1301 | 2064758.4232
5869 | 3413203.827 | 814328.4278 | 97552.7427 |  |  | 0 | 2501322.6565 | 245 | 3146758.6503 | 1203719.6006 | 31474.7565 |  |  | 153194.1301 | 2064758.4232
5870 | 3343822.917 | 853105.972 | 86985.4558 |  |  | 0 | 2403731.4892 | 245 | 3146758.6503 | 1203719.6006 | 31474.7565 |  |  | 153194.1301 | 2064758.4232
5871 | 3385345.434 | 814328.4278 | 70189.0315 |  |  | 0 | 2500827.9747 | 245 | 3146758.6503 | 1203719.6006 | 31474.7565 |  |  | 153194.1301 | 2064758.4232
5872 | 3589113.55 | 1124548.7813 | 47497.1734 |  |  | 0 | 2417067.5953 | 245 | 3146758.6503 | 1203719.6006 | 31474.7565 |  |  | 153194.1301 | 2064758.4232
5873 | 3601282.038 | 1822544.5765 | 21913.2159 |  |  | 0 | 1756824.2456 | 245 | 3146758.6503 | 1203719.6006 | 31474.7565 |  |  | 153194.1301 | 2064758.4232
5874 | 3453322.878 | 2791983.181 | 2447.1612 |  |  | 0 | 658892.5358 | 245 | 3146758.6503 | 1203719.6006 | 31474.7565 |  |  | 153194.1301 | 2064758.4232
5875 | 3398422.681 | 3334868.7996 | 0 |  |  | 0 | 63553.8814 | 245 | 3146758.6503 | 1203719.6006 | 31474.7565 |  |  | 153194.1301 | 2064758.4232
5876 | 3319513.07 | 4343084.9483 | 0 |  |  | 1023571.8783 | 0 | 245 | 3146758.6503 | 1203719.6006 | 31474.7565 |  |  | 153194.1301 | 2064758.4232
5877 | 3088478.036 | 5273746.0086 | 0 |  |  | 2185267.9726 | 0 | 245 | 3146758.6503 | 1203719.6006 | 31474.7565 |  |  | 153194.1301 | 2064758.4232
5878 | 2867049.529 | 3334868.7996 | 0 |  |  | 467819.2706 | 0 | 245 | 3146758.6503 | 1203719.6006 | 31474.7565 |  |  | 153194.1301 | 2064758.4232
5879 | 2669784.887 | 1202103.8696 | 0 |  |  | 0 | 1467681.0174 | 245 | 3146758.6503 | 1203719.6006 | 31474.7565 |  |  | 153194.1301 | 2064758.4232
5880 | 2548898.849 | 387775.4418 | 0 |  |  | 0 | 2161123.4072 | 245 | 3146758.6503 | 1203719.6006 | 31474.7565 |  |  | 153194.1301 | 2064758.4232
5881 | 2486031.486 | 116332.6325 | 0 |  |  | 0 | 2369698.8535 | 246 | 3144011.2609 | 4173433.1925 | 33004.2323 |  |  | 2270831.5574 | 1208405.3936
5882 | 2467813.559 | 38777.5442 | 0 |  |  | 0 | 2429036.0148 | 246 | 3144011.2609 | 4173433.1925 | 33004.2323 |  |  | 2270831.5574 | 1208405.3936
5883 | 2477607.164 | 0 | 0 |  |  | 0 | 2477607.164 | 246 | 3144011.2609 | 4173433.1925 | 33004.2323 |  |  | 2270831.5574 | 1208405.3936
5884 | 2534420.856 | 38777.5442 | 0 |  |  | 0 | 2495643.3118 | 246 | 3144011.2609 | 4173433.1925 | 33004.2323 |  |  | 2270831.5574 | 1208405.3936
5885 | 2602298.738 | 193887.7209 | 0 |  |  | 0 | 2408411.0171 | 246 | 3144011.2609 | 4173433.1925 | 33004.2323 |  |  | 2270831.5574 | 1208405.3936
5886 | 2831179.917 | 426552.986 | 6785.3105 |  |  | 0 | 2397841.6205 | 246 | 3144011.2609 | 4173433.1925 | 33004.2323 |  |  | 2270831.5574 | 1208405.3936
5887 | 3153297.151 | 542885.6185 | 29699.6377 |  |  | 0 | 2580711.8947 | 246 | 3144011.2609 | 4173433.1925 | 33004.2323 |  |  | 2270831.5574 | 1208405.3936
5888 | 3363304.908 | 465330.5302 | 58398.1641 |  |  | 0 | 2839576.2137 | 246 | 3144011.2609 | 4173433.1925 | 33004.2323 |  |  | 2270831.5574 | 1208405.3936
5889 | 3481023.311 | 1008216.1487 | 79199.0339 |  |  | 0 | 2393608.1283 | 246 | 3144011.2609 | 4173433.1925 | 33004.2323 |  |  | 2270831.5574 | 1208405.3936
5890 | 3493585.418 | 1163326.3254 | 93548.2971 |  |  | 0 | 2236710.7954 | 246 | 3144011.2609 | 4173433.1925 | 33004.2323 |  |  | 2270831.5574 | 1208405.3936
5891 | 3455550.491 | 1434769.1347 | 97552.7427 |  |  | 0 | 1923228.6136 | 246 | 3144011.2609 | 4173433.1925 | 33004.2323 |  |  | 2270831.5574 | 1208405.3936
5892 | 3397314.822 | 1938877.2091 | 97552.7427 |  |  | 0 | 1360884.8703 | 246 | 3144011.2609 | 4173433.1925 | 33004.2323 |  |  | 2270831.5574 | 1208405.3936
5893 | 3369527.563 | 2481762.8276 | 97552.7427 |  |  | 0 | 790211.9927 | 246 | 3144011.2609 | 4173433.1925 | 33004.2323 |  |  | 2270831.5574 | 1208405.3936
5894 | 3372416.424 | 2985870.902 | 87986.5672 |  |  | 0 | 298558.9548 | 246 | 3144011.2609 | 4173433.1925 | 33004.2323 |  |  | 2270831.5574 | 1208405.3936
5895 | 3443031.088 | 3412423.8879 | 71078.9083 |  |  | 40471.7082 | 0 | 246 | 3144011.2609 | 4173433.1925 | 33004.2323 |  |  | 2270831.5574 | 1208405.3936
5896 | 3754973.297 | 4459417.5808 | 48275.8156 |  |  | 752720.0995 | 0 | 246 | 3144011.2609 | 4173433.1925 | 33004.2323 |  |  | 2270831.5574 | 1208405.3936
5897 | 3769988.311 | 6359517.2457 | 22358.1542 |  |  | 2611887.089 | 0 | 246 | 3144011.2609 | 4173433.1925 | 33004.2323 |  |  | 2270831.5574 | 1208405.3936
5898 | 3607232.44 | 8686169.8966 | 2113.4574 |  |  | 5081050.914 | 0 | 246 | 3144011.2609 | 4173433.1925 | 33004.2323 |  |  | 2270831.5574 | 1208405.3936
5899 | 3587738.659 | 9073945.3384 | 0 |  |  | 5486206.6794 | 0 | 246 | 3144011.2609 | 4173433.1925 | 33004.2323 |  |  | 2270831.5574 | 1208405.3936
5900 | 3443313.857 | 11439375.5335 | 0 |  |  | 7996061.6765 | 0 | 246 | 3144011.2609 | 4173433.1925 | 33004.2323 |  |  | 2270831.5574 | 1208405.3936
5901 | 3152165.586 | 12719034.4914 | 0 |  |  | 9566868.9054 | 0 | 246 | 3144011.2609 | 4173433.1925 | 33004.2323 |  |  | 2270831.5574 | 1208405.3936
5902 | 2877962.724 | 12331259.0496 | 0 |  |  | 9453296.3256 | 0 | 246 | 3144011.2609 | 4173433.1925 | 33004.2323 |  |  | 2270831.5574 | 1208405.3936
5903 | 2710966.631 | 10508714.4731 | 0 |  |  | 7797747.8421 | 0 | 246 | 3144011.2609 | 4173433.1925 | 33004.2323 |  |  | 2270831.5574 | 1208405.3936
5904 | 2623525.86 | 8337171.999 | 0 |  |  | 5713646.139 | 0 | 246 | 3144011.2609 | 4173433.1925 | 33004.2323 |  |  | 2270831.5574 | 1208405.3936
5905 | 2576579.32 | 6592182.5108 | 0 |  |  | 4015603.1908 | 0 | 247 | 3765300.3244 | 4606449.1025 | 32879.0933 |  |  | 1508376.5961 | 634348.7246
5906 | 2603626.04 | 5506411.2737 | 0 |  |  | 2902785.2337 | 0 | 247 | 3765300.3244 | 4606449.1025 | 32879.0933 |  |  | 1508376.5961 | 634348.7246
5907 | 2667501.094 | 4769637.9343 | 0 |  |  | 2102136.8403 | 0 | 247 | 3765300.3244 | 4606449.1025 | 32879.0933 |  |  | 1508376.5961 | 634348.7246
5908 | 2922344.258 | 3916531.9623 | 0 |  |  | 994187.7043 | 0 | 247 | 3765300.3244 | 4606449.1025 | 32879.0933 |  |  | 1508376.5961 | 634348.7246
5909 | 3504471.501 | 2985870.902 | 0 |  |  | 0 | 518600.599 | 247 | 3765300.3244 | 4606449.1025 | 32879.0933 |  |  | 1508376.5961 | 634348.7246
5910 | 4060551.897 | 2093987.3858 | 7897.6565 |  |  | 0 | 1958666.8547 | 247 | 3765300.3244 | 4606449.1025 | 32879.0933 |  |  | 1508376.5961 | 634348.7246
5911 | 4330413.113 | 1202103.8696 | 32591.7373 |  |  | 0 | 3095717.5061 | 247 | 3765300.3244 | 4606449.1025 | 32879.0933 |  |  | 1508376.5961 | 634348.7246
5912 | 4404108.082 | 969438.6045 | 58398.1641 |  |  | 0 | 3376271.3134 | 247 | 3765300.3244 | 4606449.1025 | 32879.0933 |  |  | 1508376.5961 | 634348.7246
5913 | 4501261.648 | 1628656.8556 | 79087.7993 |  |  | 0 | 2793516.993 | 247 | 3765300.3244 | 4606449.1025 | 32879.0933 |  |  | 1508376.5961 | 634348.7246
5914 | 4491352.145 | 2171542.4741 | 93325.8279 |  |  | 0 | 2226483.8429 | 247 | 3765300.3244 | 4606449.1025 | 32879.0933 |  |  | 1508376.5961 | 634348.7246
5915 | 4416091.015 | 3063425.9903 | 97552.7427 |  |  | 0 | 1255112.282 | 247 | 3765300.3244 | 4606449.1025 | 32879.0933 |  |  | 1508376.5961 | 634348.7246
5916 | 4432572.586 | 4420640.0367 | 97552.7427 |  |  | 85620.1933 | 0 | 247 | 3765300.3244 | 4606449.1025 | 32879.0933 |  |  | 1508376.5961 | 634348.7246
5917 | 4340077.56 | 5816631.6272 | 97552.7427 |  |  | 1574106.8098 | 0 | 247 | 3765300.3244 | 4606449.1025 | 32879.0933 |  |  | 1508376.5961 | 634348.7246
5918 | 4177274.273 | 7290178.3061 | 86540.5174 |  |  | 3199444.5505 | 0 | 247 | 3765300.3244 | 4606449.1025 | 32879.0933 |  |  | 1508376.5961 | 634348.7246
5919 | 4184970.804 | 8531059.7199 | 69299.1547 |  |  | 4415388.0706 | 0 | 247 | 3765300.3244 | 4606449.1025 | 32879.0933 |  |  | 1508376.5961 | 634348.7246
5920 | 4432491.506 | 8686169.8966 | 46496.0621 |  |  | 4300174.4527 | 0 | 247 | 3765300.3244 | 4606449.1025 | 32879.0933 |  |  | 1508376.5961 | 634348.7246
5921 | 4304196.023 | 8026951.6455 | 20912.1045 |  |  | 3743667.727 | 0 | 247 | 3765300.3244 | 4606449.1025 | 32879.0933 |  |  | 1508376.5961 | 634348.7246
5922 | 4086475.44 | 6979957.9526 | 1890.9882 |  |  | 2895373.5008 | 0 | 247 | 3765300.3244 | 4606449.1025 | 32879.0933 |  |  | 1508376.5961 | 634348.7246
5923 | 3986801.721 | 5390078.6412 | 0 |  |  | 1403276.9202 | 0 | 247 | 3765300.3244 | 4606449.1025 | 32879.0933 |  |  | 1508376.5961 | 634348.7246
5924 | 3770634.15 | 5002303.1994 | 0 |  |  | 1231669.0494 | 0 | 247 | 3765300.3244 | 4606449.1025 | 32879.0933 |  |  | 1508376.5961 | 634348.7246
5925 | 3431101.15 | 4381862.4925 | 0 |  |  | 950761.3425 | 0 | 247 | 3765300.3244 | 4606449.1025 | 32879.0933 |  |  | 1508376.5961 | 634348.7246
5926 | 3093869.45 | 4187974.7716 | 0 |  |  | 1094105.3216 | 0 | 247 | 3765300.3244 | 4606449.1025 | 32879.0933 |  |  | 1508376.5961 | 634348.7246
5927 | 2886718.846 | 3838976.8739 | 0 |  |  | 952258.0279 | 0 | 247 | 3765300.3244 | 4606449.1025 | 32879.0933 |  |  | 1508376.5961 | 634348.7246
5928 | 2761724.164 | 3102203.5345 | 0 |  |  | 340479.3705 | 0 | 247 | 3765300.3244 | 4606449.1025 | 32879.0933 |  |  | 1508376.5961 | 634348.7246
5929 | 2708161.029 | 2132764.93 | 0 |  |  | 0 | 575396.099 | 248 | 3819231.6132 | 1879095.1618 | 11804.7717 |  |  | 30012.3626 | 1958344.0423
5930 | 2711928.779 | 1279658.958 | 0 |  |  | 0 | 1432269.821 | 248 | 3819231.6132 | 1879095.1618 | 11804.7717 |  |  | 30012.3626 | 1958344.0423
5931 | 2784412.864 | 736773.3394 | 0 |  |  | 0 | 2047639.5246 | 248 | 3819231.6132 | 1879095.1618 | 11804.7717 |  |  | 30012.3626 | 1958344.0423
5932 | 3050888.813 | 271442.8093 | 0 |  |  | 0 | 2779446.0037 | 248 | 3819231.6132 | 1879095.1618 | 11804.7717 |  |  | 30012.3626 | 1958344.0423
5933 | 3625748.11 | 38777.5442 | 0 |  |  | 0 | 3586970.5658 | 248 | 3819231.6132 | 1879095.1618 | 11804.7717 |  |  | 30012.3626 | 1958344.0423
5934 | 4184277.573 | 0 | 3559.5071 |  |  | 0 | 4180718.0659 | 248 | 3819231.6132 | 1879095.1618 | 11804.7717 |  |  | 30012.3626 | 1958344.0423
5935 | 4403134.586 | 0 | 11568.3982 |  |  | 0 | 4391566.1878 | 248 | 3819231.6132 | 1879095.1618 | 11804.7717 |  |  | 30012.3626 | 1958344.0423
5936 | 4439468.231 | 0 | 21134.5737 |  |  | 0 | 4418333.6573 | 248 | 3819231.6132 | 1879095.1618 | 11804.7717 |  |  | 30012.3626 | 1958344.0423
5937 | 4529905.72 | 155110.1767 | 30923.2183 |  |  | 0 | 4343872.325 | 248 | 3819231.6132 | 1879095.1618 | 11804.7717 |  |  | 30012.3626 | 1958344.0423
5938 | 4502906.206 | 1046993.6929 | 38709.6402 |  |  | 0 | 3417202.8729 | 248 | 3819231.6132 | 1879095.1618 | 11804.7717 |  |  | 30012.3626 | 1958344.0423
5939 | 4416695.719 | 1706211.944 | 42602.8511 |  |  | 0 | 2667880.9239 | 248 | 3819231.6132 | 1879095.1618 | 11804.7717 |  |  | 30012.3626 | 1958344.0423
5940 | 4437843.384 | 2132764.93 | 40934.3322 |  |  | 0 | 2264144.1219 | 248 | 3819231.6132 | 1879095.1618 | 11804.7717 |  |  | 30012.3626 | 1958344.0423
5941 | 4357167.114 | 2365430.1951 | 35038.8984 |  |  | 0 | 1956698.0205 | 248 | 3819231.6132 | 1879095.1618 | 11804.7717 |  |  | 30012.3626 | 1958344.0423
5942 | 4221990.013 | 2559317.916 | 25695.1922 |  |  | 0 | 1636976.9048 | 248 | 3819231.6132 | 1879095.1618 | 11804.7717 |  |  | 30012.3626 | 1958344.0423
5943 | 4201431.459 | 2714428.0927 | 17463.8319 |  |  | 0 | 1469539.5344 | 248 | 3819231.6132 | 1879095.1618 | 11804.7717 |  |  | 30012.3626 | 1958344.0423
5944 | 4409121.897 | 2791983.181 | 10567.2868 |  |  | 0 | 1606571.4291 | 248 | 3819231.6132 | 1879095.1618 | 11804.7717 |  |  | 30012.3626 | 1958344.0423
5945 | 4333287.007 | 2869538.2694 | 4560.6185 |  |  | 0 | 1459188.1191 | 248 | 3819231.6132 | 1879095.1618 | 11804.7717 |  |  | 30012.3626 | 1958344.0423
5946 | 4142285.518 | 3024648.4461 | 556.173 |  |  | 0 | 1117080.8989 | 248 | 3819231.6132 | 1879095.1618 | 11804.7717 |  |  | 30012.3626 | 1958344.0423
5947 | 4065388.111 | 2985870.902 | 0 |  |  | 0 | 1079517.209 | 248 | 3819231.6132 | 1879095.1618 | 11804.7717 |  |  | 30012.3626 | 1958344.0423
5948 | 3804622.175 | 3334868.7996 | 0 |  |  | 0 | 469753.3754 | 248 | 3819231.6132 | 1879095.1618 | 11804.7717 |  |  | 30012.3626 | 1958344.0423
5949 | 3459740.551 | 3373646.3438 | 0 |  |  | 0 | 86094.2072 | 248 | 3819231.6132 | 1879095.1618 | 11804.7717 |  |  | 30012.3626 | 1958344.0423
5950 | 3146494.1 | 3451201.4321 | 0 |  |  | 304707.3321 | 0 | 248 | 3819231.6132 | 1879095.1618 | 11804.7717 |  |  | 30012.3626 | 1958344.0423
5951 | 2919279.429 | 3334868.7996 | 0 |  |  | 415589.3706 | 0 | 248 | 3819231.6132 | 1879095.1618 | 11804.7717 |  |  | 30012.3626 | 1958344.0423
5952 | 2805380.329 | 2791983.181 | 0 |  |  | 0 | 13397.148 | 248 | 3819231.6132 | 1879095.1618 | 11804.7717 |  |  | 30012.3626 | 1958344.0423
5953 | 2763243.652 | 2249097.5625 | 0 |  |  | 0 | 514146.0895 | 249 | 3948508.9363 | 1127780.2433 | 27873.5364 |  |  | 0 | 2792855.1567
5954 | 2773023.327 | 2016432.2974 | 0 |  |  | 0 | 756591.0296 | 249 | 3948508.9363 | 1127780.2433 | 27873.5364 |  |  | 0 | 2792855.1567
5955 | 2836565.953 | 1977654.7532 | 0 |  |  | 0 | 858911.1998 | 249 | 3948508.9363 | 1127780.2433 | 27873.5364 |  |  | 0 | 2792855.1567
5956 | 3076337.64 | 1667434.3998 | 0 |  |  | 0 | 1408903.2402 | 249 | 3948508.9363 | 1127780.2433 | 27873.5364 |  |  | 0 | 2792855.1567
5957 | 3688014.117 | 1163326.3254 | 0 |  |  | 0 | 2524687.7916 | 249 | 3948508.9363 | 1127780.2433 | 27873.5364 |  |  | 0 | 2792855.1567
5958 | 4267065.624 | 659218.2511 | 6006.6683 |  |  | 0 | 3601840.7046 | 249 | 3948508.9363 | 1127780.2433 | 27873.5364 |  |  | 0 | 2792855.1567
5959 | 4501922.036 | 310220.3534 | 25250.2538 |  |  | 0 | 4166451.4287 | 249 | 3948508.9363 | 1127780.2433 | 27873.5364 |  |  | 0 | 2792855.1567
5960 | 4568613.176 | 77555.0884 | 47385.9389 |  |  | 0 | 4443672.1488 | 249 | 3948508.9363 | 1127780.2433 | 27873.5364 |  |  | 0 | 2792855.1567
5961 | 4649935.217 | 310220.3534 | 65405.9438 |  |  | 0 | 4274308.9198 | 249 | 3948508.9363 | 1127780.2433 | 27873.5364 |  |  | 0 | 2792855.1567
5962 | 4653598.143 | 581663.1627 | 77975.4534 |  |  | 0 | 3993959.5269 | 249 | 3948508.9363 | 1127780.2433 | 27873.5364 |  |  | 0 | 2792855.1567
5963 | 4582269.754 | 581663.1627 | 86540.5174 |  |  | 0 | 3914066.0738 | 249 | 3948508.9363 | 1127780.2433 | 27873.5364 |  |  | 0 | 2792855.1567
5964 | 4644468.888 | 581663.1627 | 89877.5554 |  |  | 0 | 3972928.1699 | 249 | 3948508.9363 | 1127780.2433 | 27873.5364 |  |  | 0 | 2792855.1567
5965 | 4574061.933 | 659218.2511 | 85984.3444 |  |  | 0 | 3828859.3375 | 249 | 3948508.9363 | 1127780.2433 | 27873.5364 |  |  | 0 | 2792855.1567
5966 | 4396847.518 | 775550.8836 | 76084.4652 |  |  | 0 | 3545212.1692 | 249 | 3948508.9363 | 1127780.2433 | 27873.5364 |  |  | 0 | 2792855.1567
5967 | 4368764.017 | 814328.4278 | 58398.1641 |  |  | 0 | 3496037.4251 | 249 | 3948508.9363 | 1127780.2433 | 27873.5364 |  |  | 0 | 2792855.1567
5968 | 4595867.658 | 775550.8836 | 35261.3676 |  |  | 0 | 3785055.4067 | 249 | 3948508.9363 | 1127780.2433 | 27873.5364 |  |  | 0 | 2792855.1567
5969 | 4485818.636 | 659218.2511 | 13681.8556 |  |  | 0 | 3812918.5293 | 249 | 3948508.9363 | 1127780.2433 | 27873.5364 |  |  | 0 | 2792855.1567
5970 | 4371520.037 | 814328.4278 | 1112.346 |  |  | 0 | 3556079.2632 | 249 | 3948508.9363 | 1127780.2433 | 27873.5364 |  |  | 0 | 2792855.1567
5971 | 4200547.364 | 1706211.944 | 0 |  |  | 0 | 2494335.42 | 249 | 3948508.9363 | 1127780.2433 | 27873.5364 |  |  | 0 | 2792855.1567
5972 | 3905275.715 | 2753205.6369 | 0 |  |  | 0 | 1152070.0781 | 249 | 3948508.9363 | 1127780.2433 | 27873.5364 |  |  | 0 | 2792855.1567
5973 | 3550712.976 | 2675650.5485 | 0 |  |  | 0 | 875062.4275 | 249 | 3948508.9363 | 1127780.2433 | 27873.5364 |  |  | 0 | 2792855.1567
5974 | 3256034.755 | 1861322.1207 | 0 |  |  | 0 | 1394712.6343 | 249 | 3948508.9363 | 1127780.2433 | 27873.5364 |  |  | 0 | 2792855.1567
5975 | 3066032.113 | 969438.6045 | 0 |  |  | 0 | 2096593.5085 | 249 | 3948508.9363 | 1127780.2433 | 27873.5364 |  |  | 0 | 2792855.1567
5976 | 2987674.223 | 426552.986 | 0 |  |  | 0 | 2561121.237 | 249 | 3948508.9363 | 1127780.2433 | 27873.5364 |  |  | 0 | 2792855.1567
5977 | 2898092.536 | 155110.1767 | 0 |  |  | 0 | 2742982.3593 | 250 | 3910666.58 | 3872907.2251 | 15313.2964 |  |  | 1640922.1329 | 1663368.1915
5978 | 2894127.823 | 38777.5442 | 0 |  |  | 0 | 2855350.2788 | 250 | 3910666.58 | 3872907.2251 | 15313.2964 |  |  | 1640922.1329 | 1663368.1915
5979 | 2935792.785 | 0 | 0 |  |  | 0 | 2935792.785 | 250 | 3910666.58 | 3872907.2251 | 15313.2964 |  |  | 1640922.1329 | 1663368.1915
5980 | 3141057.09 | 0 | 0 |  |  | 0 | 3141057.09 | 250 | 3910666.58 | 3872907.2251 | 15313.2964 |  |  | 1640922.1329 | 1663368.1915
5981 | 3709754.64 | 0 | 0 |  |  | 0 | 3709754.64 | 250 | 3910666.58 | 3872907.2251 | 15313.2964 |  |  | 1640922.1329 | 1663368.1915
5982 | 4263277.696 | 0 | 2558.3958 |  |  | 0 | 4260719.3002 | 250 | 3910666.58 | 3872907.2251 | 15313.2964 |  |  | 1640922.1329 | 1663368.1915
5983 | 4495398.12 | 0 | 12013.3366 |  |  | 0 | 4483384.7834 | 250 | 3910666.58 | 3872907.2251 | 15313.2964 |  |  | 1640922.1329 | 1663368.1915
5984 | 4561430.324 | 0 | 27141.242 |  |  | 0 | 4534289.082 | 250 | 3910666.58 | 3872907.2251 | 15313.2964 |  |  | 1640922.1329 | 1663368.1915
5985 | 4661034.906 | 193887.7209 | 43270.2587 |  |  | 0 | 4423876.9264 | 250 | 3910666.58 | 3872907.2251 | 15313.2964 |  |  | 1640922.1329 | 1663368.1915
5986 | 4628101.96 | 1008216.1487 | 55951.0029 |  |  | 0 | 3563934.8084 | 250 | 3910666.58 | 3872907.2251 | 15313.2964 |  |  | 1640922.1329 | 1663368.1915
5987 | 4554362.706 | 2249097.5625 | 59955.4485 |  |  | 0 | 2245309.695 | 250 | 3910666.58 | 3872907.2251 | 15313.2964 |  |  | 1640922.1329 | 1663368.1915
5988 | 4551887.669 | 3994087.0507 | 52836.4342 |  |  | 0 | 504964.1842 | 250 | 3910666.58 | 3872907.2251 | 15313.2964 |  |  | 1640922.1329 | 1663368.1915
5989 | 4466660.283 | 5894186.7155 | 44382.6047 |  |  | 1471909.0372 | 0 | 250 | 3910666.58 | 3872907.2251 | 15313.2964 |  |  | 1640922.1329 | 1663368.1915
5990 | 4316448.364 | 7755508.8362 | 30367.0453 |  |  | 3469427.5176 | 0 | 250 | 3910666.58 | 3872907.2251 | 15313.2964 |  |  | 1640922.1329 | 1663368.1915
5991 | 4307484.979 | 9073945.3384 | 18909.8817 |  |  | 4785370.2411 | 0 | 250 | 3910666.58 | 3872907.2251 | 15313.2964 |  |  | 1640922.1329 | 1663368.1915
5992 | 4507525.662 | 10004606.3988 | 12569.5096 |  |  | 5509650.2464 | 0 | 250 | 3910666.58 | 3872907.2251 | 15313.2964 |  |  | 1640922.1329 | 1663368.1915
5993 | 4420181.183 | 11012822.5475 | 6674.0759 |  |  | 6599315.4404 | 0 | 250 | 3910666.58 | 3872907.2251 | 15313.2964 |  |  | 1640922.1329 | 1663368.1915
5994 | 4248445.441 | 11245487.8126 | 889.8768 |  |  | 6997932.2483 | 0 | 250 | 3910666.58 | 3872907.2251 | 15313.2964 |  |  | 1640922.1329 | 1663368.1915
5995 | 4124022.408 | 8724947.4408 | 0 |  |  | 4600925.0328 | 0 | 250 | 3910666.58 | 3872907.2251 | 15313.2964 |  |  | 1640922.1329 | 1663368.1915
5996 | 3834343.428 | 7018735.4968 | 0 |  |  | 3184392.0688 | 0 | 250 | 3910666.58 | 3872907.2251 | 15313.2964 |  |  | 1640922.1329 | 1663368.1915
5997 | 3478726.813 | 5351301.097 | 0 |  |  | 1872574.284 | 0 | 250 | 3910666.58 | 3872907.2251 | 15313.2964 |  |  | 1640922.1329 | 1663368.1915
5998 | 3145859.917 | 3916531.9623 | 0 |  |  | 770672.0453 | 0 | 250 | 3910666.58 | 3872907.2251 | 15313.2964 |  |  | 1640922.1329 | 1663368.1915
5999 | 2904685.418 | 3024648.4461 | 0 |  |  | 119963.0281 | 0 | 250 | 3910666.58 | 3872907.2251 | 15313.2964 |  |  | 1640922.1329 | 1663368.1915
6000 | 2807295.77 | 2287875.1067 | 0 |  |  | 0 | 519420.6633 | 250 | 3910666.58 | 3872907.2251 | 15313.2964 |  |  | 1640922.1329 | 1663368.1915
6001 | 2748125.839 | 1744989.4882 | 0 |  |  | 0 | 1003136.3508 | 251 | 3769737.6925 | 533191.2325 | 25880.5832 |  |  | 0 | 3210665.8768
6002 | 2746046.26 | 1240881.4138 | 0 |  |  | 0 | 1505164.8462 | 251 | 3769737.6925 | 533191.2325 | 25880.5832 |  |  | 0 | 3210665.8768
6003 | 2821798.515 | 891883.5162 | 0 |  |  | 0 | 1929914.9988 | 251 | 3769737.6925 | 533191.2325 | 25880.5832 |  |  | 0 | 3210665.8768
6004 | 3072587.931 | 581663.1627 | 0 |  |  | 0 | 2490924.7683 | 251 | 3769737.6925 | 533191.2325 | 25880.5832 |  |  | 0 | 3210665.8768
6005 | 3677007.478 | 271442.8093 | 0 |  |  | 0 | 3405564.6687 | 251 | 3769737.6925 | 533191.2325 | 25880.5832 |  |  | 0 | 3210665.8768
6006 | 4273673.695 | 116332.6325 | 6340.3721 |  |  | 0 | 4151000.6904 | 251 | 3769737.6925 | 533191.2325 | 25880.5832 |  |  | 0 | 3210665.8768
6007 | 4478751.143 | 77555.0884 | 28364.8226 |  |  | 0 | 4372831.2321 | 251 | 3769737.6925 | 533191.2325 | 25880.5832 |  |  | 0 | 3210665.8768
6008 | 4544747.08 | 0 | 51724.0882 |  |  | 0 | 4493022.9918 | 251 | 3769737.6925 | 533191.2325 | 25880.5832 |  |  | 0 | 3210665.8768
6009 | 4644871.356 | 38777.5442 | 69410.3893 |  |  | 0 | 4536683.4225 | 251 | 3769737.6925 | 533191.2325 | 25880.5832 |  |  | 0 | 3210665.8768
6010 | 4643160.72 | 232665.2651 | 66851.9935 |  |  | 0 | 4343643.4614 | 251 | 3769737.6925 | 533191.2325 | 25880.5832 |  |  | 0 | 3210665.8768
6011 | 4499461.96 | 620440.7069 | 64516.067 |  |  | 0 | 3814505.1861 | 251 | 3769737.6925 | 533191.2325 | 25880.5832 |  |  | 0 | 3210665.8768
6012 | 4383817.477 | 1046993.6929 | 70856.4391 |  |  | 0 | 3265967.345 | 251 | 3769737.6925 | 533191.2325 | 25880.5832 |  |  | 0 | 3210665.8768
6013 | 4200751.301 | 1163326.3254 | 66295.8206 |  |  | 0 | 2971129.155 | 251 | 3769737.6925 | 533191.2325 | 25880.5832 |  |  | 0 | 3210665.8768
6014 | 4095697.11 | 1085771.2371 | 74082.2424 |  |  | 0 | 2935843.6305 | 251 | 3769737.6925 | 533191.2325 | 25880.5832 |  |  | 0 | 3210665.8768
6015 | 4066703.963 | 930661.0603 | 62068.9058 |  |  | 0 | 3073973.9968 | 251 | 3769737.6925 | 533191.2325 | 25880.5832 |  |  | 0 | 3210665.8768
6016 | 4257015.722 | 775550.8836 | 41601.7397 |  |  | 0 | 3439863.0986 | 251 | 3769737.6925 | 533191.2325 | 25880.5832 |  |  | 0 | 3210665.8768
6017 | 4167365.143 | 620440.7069 | 17908.7703 |  |  | 0 | 3529015.6658 | 251 | 3769737.6925 | 533191.2325 | 25880.5832 |  |  | 0 | 3210665.8768
6018 | 3944098.418 | 426552.986 | 1112.346 |  |  | 0 | 3516433.086 | 251 | 3769737.6925 | 533191.2325 | 25880.5832 |  |  | 0 | 3210665.8768
6019 | 3814031.917 | 310220.3534 | 0 |  |  | 0 | 3503811.5636 | 251 | 3769737.6925 | 533191.2325 | 25880.5832 |  |  | 0 | 3210665.8768
6020 | 3549749.416 | 193887.7209 | 0 |  |  | 0 | 3355861.6951 | 251 | 3769737.6925 | 533191.2325 | 25880.5832 |  |  | 0 | 3210665.8768
6021 | 3288440.501 | 116332.6325 | 0 |  |  | 0 | 3172107.8685 | 251 | 3769737.6925 | 533191.2325 | 25880.5832 |  |  | 0 | 3210665.8768
6022 | 3020858.742 | 77555.0884 | 0 |  |  | 0 | 2943303.6536 | 251 | 3769737.6925 | 533191.2325 | 25880.5832 |  |  | 0 | 3210665.8768
6023 | 2821191.035 | 77555.0884 | 0 |  |  | 0 | 2743635.9466 | 251 | 3769737.6925 | 533191.2325 | 25880.5832 |  |  | 0 | 3210665.8768
6024 | 2713751.898 | 155110.1767 | 0 |  |  | 0 | 2558641.7213 | 251 | 3769737.6925 | 533191.2325 | 25880.5832 |  |  | 0 | 3210665.8768
6025 | 2650535.982 | 232665.2651 | 0 |  |  | 0 | 2417870.7169 | 252 | 3269054.8825 | 408779.9449 | 29259.3341 |  |  | 0 | 2831015.6034
6026 | 2631467.26 | 271442.8093 | 0 |  |  | 0 | 2360024.4507 | 252 | 3269054.8825 | 408779.9449 | 29259.3341 |  |  | 0 | 2831015.6034
6027 | 2652300.717 | 232665.2651 | 0 |  |  | 0 | 2419635.4519 | 252 | 3269054.8825 | 408779.9449 | 29259.3341 |  |  | 0 | 2831015.6034
6028 | 2705571.008 | 193887.7209 | 0 |  |  | 0 | 2511683.2871 | 252 | 3269054.8825 | 408779.9449 | 29259.3341 |  |  | 0 | 2831015.6034
6029 | 2817561.089 | 193887.7209 | 0 |  |  | 0 | 2623673.3681 | 252 | 3269054.8825 | 408779.9449 | 29259.3341 |  |  | 0 | 2831015.6034
6030 | 3047061.789 | 155110.1767 | 4338.1493 |  |  | 0 | 2887613.4629 | 252 | 3269054.8825 | 408779.9449 | 29259.3341 |  |  | 0 | 2831015.6034
6031 | 3351116.803 | 193887.7209 | 24249.1424 |  |  | 0 | 3132979.9397 | 252 | 3269054.8825 | 408779.9449 | 29259.3341 |  |  | 0 | 2831015.6034
6032 | 3558315.702 | 155110.1767 | 52280.2612 |  |  | 0 | 3350925.2641 | 252 | 3269054.8825 | 408779.9449 | 29259.3341 |  |  | 0 | 2831015.6034
6033 | 3656991.504 | 116332.6325 | 73971.0078 |  |  | 0 | 3466687.8636 | 252 | 3269054.8825 | 408779.9449 | 29259.3341 |  |  | 0 | 2831015.6034
6034 | 3683580.364 | 232665.2651 | 88653.9748 |  |  | 0 | 3362261.1241 | 252 | 3269054.8825 | 408779.9449 | 29259.3341 |  |  | 0 | 2831015.6034
6035 | 3660663.389 | 348997.8976 | 96774.1005 |  |  | 0 | 3214891.3909 | 252 | 3269054.8825 | 408779.9449 | 29259.3341 |  |  | 0 | 2831015.6034
6036 | 3630215.435 | 504108.0744 | 96774.1005 |  |  | 0 | 3029333.2602 | 252 | 3269054.8825 | 408779.9449 | 29259.3341 |  |  | 0 | 2831015.6034
6037 | 3592438.57 | 542885.6185 | 92547.1857 |  |  | 0 | 2957005.7657 | 252 | 3269054.8825 | 408779.9449 | 29259.3341 |  |  | 0 | 2831015.6034
6038 | 3589065.97 | 504108.0744 | 79643.9723 |  |  | 0 | 3005313.9233 | 252 | 3269054.8825 | 408779.9449 | 29259.3341 |  |  | 0 | 2831015.6034
6039 | 3648585.056 | 426552.986 | 56284.7067 |  |  | 0 | 3165747.3633 | 252 | 3269054.8825 | 408779.9449 | 29259.3341 |  |  | 0 | 2831015.6034
6040 | 3877742.671 | 310220.3534 | 28809.7609 |  |  | 0 | 3538712.5566 | 252 | 3269054.8825 | 408779.9449 | 29259.3341 |  |  | 0 | 2831015.6034
6041 | 3831794.705 | 155110.1767 | 7230.2489 |  |  | 0 | 3669454.2794 | 252 | 3269054.8825 | 408779.9449 | 29259.3341 |  |  | 0 | 2831015.6034
6042 | 3628056.663 | 38777.5442 | 667.4076 |  |  | 0 | 3588611.7112 | 252 | 3269054.8825 | 408779.9449 | 29259.3341 |  |  | 0 | 2831015.6034
6043 | 3544640.89 | 77555.0884 | 0 |  |  | 0 | 3467085.8016 | 252 | 3269054.8825 | 408779.9449 | 29259.3341 |  |  | 0 | 2831015.6034
6044 | 3357426.921 | 348997.8976 | 0 |  |  | 0 | 3008429.0234 | 252 | 3269054.8825 | 408779.9449 | 29259.3341 |  |  | 0 | 2831015.6034
6045 | 3125102.78 | 736773.3394 | 0 |  |  | 0 | 2388329.4406 | 252 | 3269054.8825 | 408779.9449 | 29259.3341 |  |  | 0 | 2831015.6034
6046 | 2911631.489 | 1124548.7813 | 0 |  |  | 0 | 1787082.7077 | 252 | 3269054.8825 | 408779.9449 | 29259.3341 |  |  | 0 | 2831015.6034
6047 | 2716535.121 | 1395991.5905 | 0 |  |  | 0 | 1320543.5305 | 252 | 3269054.8825 | 408779.9449 | 29259.3341 |  |  | 0 | 2831015.6034
6048 | 2588915.301 | 1318436.5022 | 0 |  |  | 0 | 1270478.7988 | 252 | 3269054.8825 | 408779.9449 | 29259.3341 |  |  | 0 | 2831015.6034
6049 | 2515306.523 | 1163326.3254 | 0 |  |  | 0 | 1351980.1976 | 253 | 3268009.4649 | 3995702.7817 | 30617.3232 |  |  | 1769099.6153 | 1010788.9753
6050 | 2494921.118 | 1085771.2371 | 0 |  |  | 0 | 1409149.8809 | 253 | 3268009.4649 | 3995702.7817 | 30617.3232 |  |  | 1769099.6153 | 1010788.9753
6051 | 2504391.966 | 1163326.3254 | 0 |  |  | 0 | 1341065.6406 | 253 | 3268009.4649 | 3995702.7817 | 30617.3232 |  |  | 1769099.6153 | 1010788.9753
6052 | 2556406.419 | 1046993.6929 | 0 |  |  | 0 | 1509412.7261 | 253 | 3268009.4649 | 3995702.7817 | 30617.3232 |  |  | 1769099.6153 | 1010788.9753
6053 | 2643558.571 | 969438.6045 | 0 |  |  | 0 | 1674119.9665 | 253 | 3268009.4649 | 3995702.7817 | 30617.3232 |  |  | 1769099.6153 | 1010788.9753
6054 | 2850980.536 | 1163326.3254 | 5339.2607 |  |  | 0 | 1682314.9498 | 253 | 3268009.4649 | 3995702.7817 | 30617.3232 |  |  | 1769099.6153 | 1010788.9753
6055 | 3170517.027 | 1395991.5905 | 27697.415 |  |  | 0 | 1746828.0215 | 253 | 3268009.4649 | 3995702.7817 | 30617.3232 |  |  | 1769099.6153 | 1010788.9753
6056 | 3382701.147 | 1008216.1487 | 53281.3726 |  |  | 0 | 2321203.6257 | 253 | 3268009.4649 | 3995702.7817 | 30617.3232 |  |  | 1769099.6153 | 1010788.9753
6057 | 3485833.071 | 1163326.3254 | 74193.477 |  |  | 0 | 2248313.2685 | 253 | 3268009.4649 | 3995702.7817 | 30617.3232 |  |  | 1769099.6153 | 1010788.9753
6058 | 3523569.371 | 1008216.1487 | 89098.9132 |  |  | 0 | 2426254.3091 | 253 | 3268009.4649 | 3995702.7817 | 30617.3232 |  |  | 1769099.6153 | 1010788.9753
6059 | 3662749.09 | 1085771.2371 | 96440.3967 |  |  | 0 | 2480537.4563 | 253 | 3268009.4649 | 3995702.7817 | 30617.3232 |  |  | 1769099.6153 | 1010788.9753
6060 | 3668496.542 | 1628656.8556 | 97552.7427 |  |  | 0 | 1942286.9437 | 253 | 3268009.4649 | 3995702.7817 | 30617.3232 |  |  | 1769099.6153 | 1010788.9753
6061 | 3631258.402 | 2249097.5625 | 92213.4819 |  |  | 0 | 1289947.3575 | 253 | 3268009.4649 | 3995702.7817 | 30617.3232 |  |  | 1769099.6153 | 1010788.9753
6062 | 3589841.643 | 2869538.2694 | 81312.4913 |  |  | 0 | 638990.8823 | 253 | 3268009.4649 | 3995702.7817 | 30617.3232 |  |  | 1769099.6153 | 1010788.9753
6063 | 3710356.693 | 3451201.4321 | 62625.0788 |  |  | 0 | 196530.1821 | 253 | 3268009.4649 | 3995702.7817 | 30617.3232 |  |  | 1769099.6153 | 1010788.9753
6064 | 3880818.738 | 4808415.4785 | 37486.0596 |  |  | 965082.8001 | 0 | 253 | 3268009.4649 | 3995702.7817 | 30617.3232 |  |  | 1769099.6153 | 1010788.9753
6065 | 3884245.199 | 6514627.4224 | 16685.1897 |  |  | 2647067.4132 | 0 | 253 | 3268009.4649 | 3995702.7817 | 30617.3232 |  |  | 1769099.6153 | 1010788.9753
6066 | 3840105.568 | 8026951.6455 | 889.8768 |  |  | 4187735.9543 | 0 | 253 | 3268009.4649 | 3995702.7817 | 30617.3232 |  |  | 1769099.6153 | 1010788.9753
6067 | 3723314.654 | 7949396.5572 | 0 |  |  | 4226081.9032 | 0 | 253 | 3268009.4649 | 3995702.7817 | 30617.3232 |  |  | 1769099.6153 | 1010788.9753
6068 | 3558072.184 | 9267833.0593 | 0 |  |  | 5709760.8753 | 0 | 253 | 3268009.4649 | 3995702.7817 | 30617.3232 |  |  | 1769099.6153 | 1010788.9753
6069 | 3314947.353 | 10237271.6638 | 0 |  |  | 6922324.3108 | 0 | 253 | 3268009.4649 | 3995702.7817 | 30617.3232 |  |  | 1769099.6153 | 1010788.9753
6070 | 3073548.919 | 10120939.0313 | 0 |  |  | 7047390.1123 | 0 | 253 | 3268009.4649 | 3995702.7817 | 30617.3232 |  |  | 1769099.6153 | 1010788.9753
6071 | 2960932.385 | 8957612.7059 | 0 |  |  | 5996680.3209 | 0 | 253 | 3268009.4649 | 3995702.7817 | 30617.3232 |  |  | 1769099.6153 | 1010788.9753
6072 | 2805354.038 | 7561621.1153 | 0 |  |  | 4756267.0773 | 0 | 253 | 3268009.4649 | 3995702.7817 | 30617.3232 |  |  | 1769099.6153 | 1010788.9753
6073 | 2780022.294 | 6708515.1434 | 0 |  |  | 3928492.8494 | 0 | 254 | 3925939.8613 | 5593660.7481 | 30056.5154 |  |  | 2021929.6983 | 324152.296
6074 | 2813344.402 | 6437072.3341 | 0 |  |  | 3623727.9321 | 0 | 254 | 3925939.8613 | 5593660.7481 | 30056.5154 |  |  | 2021929.6983 | 324152.296
6075 | 2932369.046 | 6437072.3341 | 0 |  |  | 3504703.2881 | 0 | 254 | 3925939.8613 | 5593660.7481 | 30056.5154 |  |  | 2021929.6983 | 324152.296
6076 | 3173467.408 | 6204407.069 | 0 |  |  | 3030939.661 | 0 | 254 | 3925939.8613 | 5593660.7481 | 30056.5154 |  |  | 2021929.6983 | 324152.296
6077 | 3815280.239 | 5894186.7155 | 0 |  |  | 2078906.4765 | 0 | 254 | 3925939.8613 | 5593660.7481 | 30056.5154 |  |  | 2021929.6983 | 324152.296
6078 | 4341590.427 | 5273746.0086 | 5005.5569 |  |  | 937161.1386 | 0 | 254 | 3925939.8613 | 5593660.7481 | 30056.5154 |  |  | 2021929.6983 | 324152.296
6079 | 4483369.02 | 3955309.5065 | 24916.55 |  |  | 0 | 503142.9635 | 254 | 3925939.8613 | 5593660.7481 | 30056.5154 |  |  | 2021929.6983 | 324152.296
6080 | 4542801.5 | 3296091.2554 | 50722.9768 |  |  | 0 | 1195987.2678 | 254 | 3925939.8613 | 5593660.7481 | 30056.5154 |  |  | 2021929.6983 | 324152.296
6081 | 4697991.614 | 3451201.4321 | 72858.6618 |  |  | 0 | 1173931.52 | 254 | 3925939.8613 | 5593660.7481 | 30056.5154 |  |  | 2021929.6983 | 324152.296
6082 | 4647734.688 | 3024648.4461 | 86206.8136 |  |  | 0 | 1536879.4282 | 254 | 3925939.8613 | 5593660.7481 | 30056.5154 |  |  | 2021929.6983 | 324152.296
6083 | 4497246.848 | 2908315.8136 | 95105.5815 |  |  | 0 | 1493825.4529 | 254 | 3925939.8613 | 5593660.7481 | 30056.5154 |  |  | 2021929.6983 | 324152.296
6084 | 4491577.512 | 3179758.6229 | 96996.5697 |  |  | 0 | 1214822.3195 | 254 | 3925939.8613 | 5593660.7481 | 30056.5154 |  |  | 2021929.6983 | 324152.296
6085 | 4436145.221 | 3683866.6972 | 91212.3706 |  |  | 0 | 661066.1532 | 254 | 3925939.8613 | 5593660.7481 | 30056.5154 |  |  | 2021929.6983 | 324152.296
6086 | 4279740.924 | 4575750.2134 | 81423.7259 |  |  | 377433.0153 | 0 | 254 | 3925939.8613 | 5593660.7481 | 30056.5154 |  |  | 2021929.6983 | 324152.296
6087 | 4240938.963 | 5622743.9063 | 61623.9674 |  |  | 1443428.9107 | 0 | 254 | 3925939.8613 | 5593660.7481 | 30056.5154 |  |  | 2021929.6983 | 324152.296
6088 | 4493221.472 | 6708515.1434 | 40934.3322 |  |  | 2256228.0035 | 0 | 254 | 3925939.8613 | 5593660.7481 | 30056.5154 |  |  | 2021929.6983 | 324152.296
6089 | 4513201.375 | 7445288.4828 | 13681.8556 |  |  | 2945768.9634 | 0 | 254 | 3925939.8613 | 5593660.7481 | 30056.5154 |  |  | 2021929.6983 | 324152.296
6090 | 4293898.296 | 7833063.9246 | 667.4076 |  |  | 3539833.0362 | 0 | 254 | 3925939.8613 | 5593660.7481 | 30056.5154 |  |  | 2021929.6983 | 324152.296
6091 | 4157130.586 | 7135068.1293 | 0 |  |  | 2977937.5433 | 0 | 254 | 3925939.8613 | 5593660.7481 | 30056.5154 |  |  | 2021929.6983 | 324152.296
6092 | 3858632.046 | 7716731.2921 | 0 |  |  | 3858099.2461 | 0 | 254 | 3925939.8613 | 5593660.7481 | 30056.5154 |  |  | 2021929.6983 | 324152.296
6093 | 3529472.308 | 8065729.1897 | 0 |  |  | 4536256.8817 | 0 | 254 | 3925939.8613 | 5593660.7481 | 30056.5154 |  |  | 2021929.6983 | 324152.296
6094 | 3214228.23 | 7484066.027 | 0 |  |  | 4269837.797 | 0 | 254 | 3925939.8613 | 5593660.7481 | 30056.5154 |  |  | 2021929.6983 | 324152.296
6095 | 3033623.202 | 6165629.5248 | 0 |  |  | 3132006.3228 | 0 | 254 | 3925939.8613 | 5593660.7481 | 30056.5154 |  |  | 2021929.6983 | 324152.296
6096 | 2955529.049 | 5041080.7436 | 0 |  |  | 2085551.6946 | 0 | 254 | 3925939.8613 | 5593660.7481 | 30056.5154 |  |  | 2021929.6983 | 324152.296
6097 | 2917241.884 | 4265529.8599 | 0 |  |  | 1348287.9759 | 0 | 255 | 3904372.3926 | 1544638.8432 | 30737.8273 |  |  | 125367.5729 | 2454363.295
6098 | 2918347.598 | 3838976.8739 | 0 |  |  | 920629.2759 | 0 | 255 | 3904372.3926 | 1544638.8432 | 30737.8273 |  |  | 125367.5729 | 2454363.295
6099 | 2968104.206 | 3528756.5205 | 0 |  |  | 560652.3145 | 0 | 255 | 3904372.3926 | 1544638.8432 | 30737.8273 |  |  | 125367.5729 | 2454363.295
6100 | 3155616.616 | 3334868.7996 | 0 |  |  | 179252.1836 | 0 | 255 | 3904372.3926 | 1544638.8432 | 30737.8273 |  |  | 125367.5729 | 2454363.295
6101 | 3705958.602 | 3218536.167 | 0 |  |  | 0 | 487422.435 | 255 | 3904372.3926 | 1544638.8432 | 30737.8273 |  |  | 125367.5729 | 2454363.295
6102 | 4238562.614 | 2753205.6369 | 4894.3223 |  |  | 0 | 1480462.6548 | 255 | 3904372.3926 | 1544638.8432 | 30737.8273 |  |  | 125367.5729 | 2454363.295
6103 | 4467352.21 | 2055209.8416 | 27252.4766 |  |  | 0 | 2384889.8918 | 255 | 3904372.3926 | 1544638.8432 | 30737.8273 |  |  | 125367.5729 | 2454363.295
6104 | 4536610.642 | 775550.8836 | 52836.4342 |  |  | 0 | 3708223.3242 | 255 | 3904372.3926 | 1544638.8432 | 30737.8273 |  |  | 125367.5729 | 2454363.295
6105 | 4607632.131 | 542885.6185 | 73971.0078 |  |  | 0 | 3990775.5046 | 255 | 3904372.3926 | 1544638.8432 | 30737.8273 |  |  | 125367.5729 | 2454363.295
6106 | 4573548.277 | 193887.7209 | 88209.0364 |  |  | 0 | 4291451.5197 | 255 | 3904372.3926 | 1544638.8432 | 30737.8273 |  |  | 125367.5729 | 2454363.295
6107 | 4535766.818 | 155110.1767 | 96440.3967 |  |  | 0 | 4284216.2446 | 255 | 3904372.3926 | 1544638.8432 | 30737.8273 |  |  | 125367.5729 | 2454363.295
6108 | 4535368.279 | 232665.2651 | 97552.7427 |  |  | 0 | 4205150.2713 | 255 | 3904372.3926 | 1544638.8432 | 30737.8273 |  |  | 125367.5729 | 2454363.295
6109 | 4461776.766 | 348997.8976 | 93325.8279 |  |  | 0 | 4019453.0404 | 255 | 3904372.3926 | 1544638.8432 | 30737.8273 |  |  | 125367.5729 | 2454363.295
6110 | 4275537.333 | 465330.5302 | 82091.1335 |  |  | 0 | 3728115.6693 | 255 | 3904372.3926 | 1544638.8432 | 30737.8273 |  |  | 125367.5729 | 2454363.295
6111 | 4287791.142 | 542885.6185 | 64516.067 |  |  | 0 | 3680389.4565 | 255 | 3904372.3926 | 1544638.8432 | 30737.8273 |  |  | 125367.5729 | 2454363.295
6112 | 4455629.652 | 775550.8836 | 40489.3938 |  |  | 0 | 3639589.3746 | 255 | 3904372.3926 | 1544638.8432 | 30737.8273 |  |  | 125367.5729 | 2454363.295
6113 | 4368841.854 | 969438.6045 | 15572.8438 |  |  | 0 | 3383830.4057 | 255 | 3904372.3926 | 1544638.8432 | 30737.8273 |  |  | 125367.5729 | 2454363.295
6114 | 4211757.393 | 969438.6045 | 556.173 |  |  | 0 | 3241762.6155 | 255 | 3904372.3926 | 1544638.8432 | 30737.8273 |  |  | 125367.5729 | 2454363.295
6115 | 4153871.36 | 1163326.3254 | 0 |  |  | 0 | 2990545.0346 | 255 | 3904372.3926 | 1544638.8432 | 30737.8273 |  |  | 125367.5729 | 2454363.295
6116 | 3865344.254 | 1473546.6789 | 0 |  |  | 0 | 2391797.5751 | 255 | 3904372.3926 | 1544638.8432 | 30737.8273 |  |  | 125367.5729 | 2454363.295
6117 | 3495255.935 | 1628656.8556 | 0 |  |  | 0 | 1866599.0794 | 255 | 3904372.3926 | 1544638.8432 | 30737.8273 |  |  | 125367.5729 | 2454363.295
6118 | 3164394.819 | 1473546.6789 | 0 |  |  | 0 | 1690848.1401 | 255 | 3904372.3926 | 1544638.8432 | 30737.8273 |  |  | 125367.5729 | 2454363.295
6119 | 2946895.773 | 1279658.958 | 0 |  |  | 0 | 1667236.815 | 255 | 3904372.3926 | 1544638.8432 | 30737.8273 |  |  | 125367.5729 | 2454363.295
6120 | 2857731.264 | 1085771.2371 | 0 |  |  | 0 | 1771960.0269 | 255 | 3904372.3926 | 1544638.8432 | 30737.8273 |  |  | 125367.5729 | 2454363.295
6121 | 2805707.322 | 853105.972 | 0 |  |  | 0 | 1952601.35 | 256 | 3981630.616 | 2226477.3284 | 30014.8024 |  |  | 417173.0024 | 2142311.4876
6122 | 2827437.518 | 620440.7069 | 0 |  |  | 0 | 2206996.8111 | 256 | 3981630.616 | 2226477.3284 | 30014.8024 |  |  | 417173.0024 | 2142311.4876
6123 | 2891666.701 | 426552.986 | 0 |  |  | 0 | 2465113.715 | 256 | 3981630.616 | 2226477.3284 | 30014.8024 |  |  | 417173.0024 | 2142311.4876
6124 | 3138470.051 | 348997.8976 | 0 |  |  | 0 | 2789472.1534 | 256 | 3981630.616 | 2226477.3284 | 30014.8024 |  |  | 417173.0024 | 2142311.4876
6125 | 3742283.676 | 426552.986 | 0 |  |  | 0 | 3315730.69 | 256 | 3981630.616 | 2226477.3284 | 30014.8024 |  |  | 417173.0024 | 2142311.4876
6126 | 4256734.906 | 542885.6185 | 4338.1493 |  |  | 0 | 3709511.1381 | 256 | 3981630.616 | 2226477.3284 | 30014.8024 |  |  | 417173.0024 | 2142311.4876
6127 | 4499641.332 | 581663.1627 | 25917.6614 |  |  | 0 | 3892060.5079 | 256 | 3981630.616 | 2226477.3284 | 30014.8024 |  |  | 417173.0024 | 2142311.4876
6128 | 4567175.187 | 271442.8093 | 51279.1498 |  |  | 0 | 4244453.2279 | 256 | 3981630.616 | 2226477.3284 | 30014.8024 |  |  | 417173.0024 | 2142311.4876
6129 | 4674297.427 | 38777.5442 | 72524.9581 |  |  | 0 | 4562994.9248 | 256 | 3981630.616 | 2226477.3284 | 30014.8024 |  |  | 417173.0024 | 2142311.4876
6130 | 4743024.934 | 620440.7069 | 86762.9866 |  |  | 0 | 4035821.2405 | 256 | 3981630.616 | 2226477.3284 | 30014.8024 |  |  | 417173.0024 | 2142311.4876
6131 | 4686771.156 | 1279658.958 | 94771.8777 |  |  | 0 | 3312340.3203 | 256 | 3981630.616 | 2226477.3284 | 30014.8024 |  |  | 417173.0024 | 2142311.4876
6132 | 4694898.565 | 1551101.7672 | 96551.6313 |  |  | 0 | 3047245.1665 | 256 | 3981630.616 | 2226477.3284 | 30014.8024 |  |  | 417173.0024 | 2142311.4876
6133 | 4590489.06 | 1667434.3998 | 91323.6052 |  |  | 0 | 2831731.0551 | 256 | 3981630.616 | 2226477.3284 | 30014.8024 |  |  | 417173.0024 | 2142311.4876
6134 | 4453720.305 | 1900099.6649 | 80422.6145 |  |  | 0 | 2473198.0256 | 256 | 3981630.616 | 2226477.3284 | 30014.8024 |  |  | 417173.0024 | 2142311.4876
6135 | 4420153.734 | 2249097.5625 | 62958.7826 |  |  | 0 | 2108097.3889 | 256 | 3981630.616 | 2226477.3284 | 30014.8024 |  |  | 417173.0024 | 2142311.4876
6136 | 4643072.19 | 2559317.916 | 38932.1094 |  |  | 0 | 2044822.1647 | 256 | 3981630.616 | 2226477.3284 | 30014.8024 |  |  | 417173.0024 | 2142311.4876
6137 | 4526382.811 | 2985870.902 | 14126.794 |  |  | 0 | 1526385.1151 | 256 | 3981630.616 | 2226477.3284 | 30014.8024 |  |  | 417173.0024 | 2142311.4876
6138 | 4348547.078 | 3451201.4321 | 444.9384 |  |  | 0 | 896900.7075 | 256 | 3981630.616 | 2226477.3284 | 30014.8024 |  |  | 417173.0024 | 2142311.4876
6139 | 4229163.945 | 4459417.5808 | 0 |  |  | 230253.6358 | 0 | 256 | 3981630.616 | 2226477.3284 | 30014.8024 |  |  | 417173.0024 | 2142311.4876
6140 | 3938863.422 | 5739076.5388 | 0 |  |  | 1800213.1168 | 0 | 256 | 3981630.616 | 2226477.3284 | 30014.8024 |  |  | 417173.0024 | 2142311.4876
6141 | 3596763.439 | 6281962.1574 | 0 |  |  | 2685198.7184 | 0 | 256 | 3981630.616 | 2226477.3284 | 30014.8024 |  |  | 417173.0024 | 2142311.4876
6142 | 3257155.107 | 6088074.4365 | 0 |  |  | 2830919.3295 | 0 | 256 | 3981630.616 | 2226477.3284 | 30014.8024 |  |  | 417173.0024 | 2142311.4876
6143 | 3074446.586 | 5002303.1994 | 0 |  |  | 1927856.6134 | 0 | 256 | 3981630.616 | 2226477.3284 | 30014.8024 |  |  | 417173.0024 | 2142311.4876
6144 | 2952268.333 | 3489978.9763 | 0 |  |  | 537710.6433 | 0 | 256 | 3981630.616 | 2226477.3284 | 30014.8024 |  |  | 417173.0024 | 2142311.4876
6145 | 2874663.897 | 2404207.7392 | 0 |  |  | 0 | 470456.1578 | 257 | 3958825.2598 | 3315480.0275 | 7355.3878 |  |  | 644888.2145 | 1280878.059
6146 | 2888300.211 | 1822544.5765 | 0 |  |  | 0 | 1065755.6345 | 257 | 3958825.2598 | 3315480.0275 | 7355.3878 |  |  | 644888.2145 | 1280878.059
6147 | 2966407.999 | 1744989.4882 | 0 |  |  | 0 | 1221418.5108 | 257 | 3958825.2598 | 3315480.0275 | 7355.3878 |  |  | 644888.2145 | 1280878.059
6148 | 3199766.424 | 1473546.6789 | 0 |  |  | 0 | 1726219.7451 | 257 | 3958825.2598 | 3315480.0275 | 7355.3878 |  |  | 644888.2145 | 1280878.059
6149 | 3806173.982 | 1008216.1487 | 0 |  |  | 0 | 2797957.8333 | 257 | 3958825.2598 | 3315480.0275 | 7355.3878 |  |  | 644888.2145 | 1280878.059
6150 | 4336687.059 | 659218.2511 | 444.9384 |  |  | 0 | 3677023.8695 | 257 | 3958825.2598 | 3315480.0275 | 7355.3878 |  |  | 644888.2145 | 1280878.059
6151 | 4561781.057 | 426552.986 | 3893.2109 |  |  | 0 | 4131334.8601 | 257 | 3958825.2598 | 3315480.0275 | 7355.3878 |  |  | 644888.2145 | 1280878.059
6152 | 4605674.628 | 193887.7209 | 7452.7181 |  |  | 0 | 4404334.189 | 257 | 3958825.2598 | 3315480.0275 | 7355.3878 |  |  | 644888.2145 | 1280878.059
6153 | 4670171.744 | 659218.2511 | 11568.3982 |  |  | 0 | 3999385.0947 | 257 | 3958825.2598 | 3315480.0275 | 7355.3878 |  |  | 644888.2145 | 1280878.059
6154 | 4645289.149 | 1861322.1207 | 18576.1779 |  |  | 0 | 2765390.8504 | 257 | 3958825.2598 | 3315480.0275 | 7355.3878 |  |  | 644888.2145 | 1280878.059
6155 | 4563081.331 | 2559317.916 | 28364.8226 |  |  | 0 | 1975398.5925 | 257 | 3958825.2598 | 3315480.0275 | 7355.3878 |  |  | 644888.2145 | 1280878.059
6156 | 4556548.456 | 3024648.4461 | 33147.9103 |  |  | 0 | 1498752.0996 | 257 | 3958825.2598 | 3315480.0275 | 7355.3878 |  |  | 644888.2145 | 1280878.059
6157 | 4447787.923 | 3567534.0647 | 28142.3534 |  |  | 0 | 852111.505 | 257 | 3958825.2598 | 3315480.0275 | 7355.3878 |  |  | 644888.2145 | 1280878.059
6158 | 4325310.103 | 4149197.2274 | 20578.4007 |  |  | 0 | 155534.4749 | 257 | 3958825.2598 | 3315480.0275 | 7355.3878 |  |  | 644888.2145 | 1280878.059
6159 | 4352270.546 | 4536972.6692 | 14126.794 |  |  | 198828.9172 | 0 | 257 | 3958825.2598 | 3315480.0275 | 7355.3878 |  |  | 644888.2145 | 1280878.059
6160 | 4537927.107 | 4885970.5668 | 7452.7181 |  |  | 355496.1779 | 0 | 257 | 3958825.2598 | 3315480.0275 | 7355.3878 |  |  | 644888.2145 | 1280878.059
6161 | 4472878.853 | 4963525.6552 | 2780.865 |  |  | 493427.6672 | 0 | 257 | 3958825.2598 | 3315480.0275 | 7355.3878 |  |  | 644888.2145 | 1280878.059
6162 | 4332611.315 | 4847193.0227 | 0 |  |  | 514581.7077 | 0 | 257 | 3958825.2598 | 3315480.0275 | 7355.3878 |  |  | 644888.2145 | 1280878.059
6163 | 4217467.993 | 4692082.8459 | 0 |  |  | 474614.8529 | 0 | 257 | 3958825.2598 | 3315480.0275 | 7355.3878 |  |  | 644888.2145 | 1280878.059
6164 | 3894993.893 | 5467633.7296 | 0 |  |  | 1572639.8366 | 0 | 257 | 3958825.2598 | 3315480.0275 | 7355.3878 |  |  | 644888.2145 | 1280878.059
6165 | 3534908.218 | 5816631.6272 | 0 |  |  | 2281723.4092 | 0 | 257 | 3958825.2598 | 3315480.0275 | 7355.3878 |  |  | 644888.2145 | 1280878.059
6166 | 3232349.143 | 6010519.3481 | 0 |  |  | 2778170.2051 | 0 | 257 | 3958825.2598 | 3315480.0275 | 7355.3878 |  |  | 644888.2145 | 1280878.059
6167 | 3039778.163 | 6281962.1574 | 0 |  |  | 3242183.9944 | 0 | 257 | 3958825.2598 | 3315480.0275 | 7355.3878 |  |  | 644888.2145 | 1280878.059
6168 | 2948977.042 | 6514627.4224 | 0 |  |  | 3565650.3804 | 0 | 257 | 3958825.2598 | 3315480.0275 | 7355.3878 |  |  | 644888.2145 | 1280878.059
6169 | 2909341.345 | 6863625.3201 | 0 |  |  | 3954283.9751 | 0 | 258 | 3812113.3509 | 1630272.5866 | 13834.8032 |  |  | 523801.448 | 2691807.4091
6170 | 2887138.436 | 6786070.2317 | 0 |  |  | 3898931.7957 | 0 | 258 | 3812113.3509 | 1630272.5866 | 13834.8032 |  |  | 523801.448 | 2691807.4091
6171 | 2925081.543 | 6281962.1574 | 0 |  |  | 3356880.6144 | 0 | 258 | 3812113.3509 | 1630272.5866 | 13834.8032 |  |  | 523801.448 | 2691807.4091
6172 | 3137056.759 | 4498195.125 | 0 |  |  | 1361138.366 | 0 | 258 | 3812113.3509 | 1630272.5866 | 13834.8032 |  |  | 523801.448 | 2691807.4091
6173 | 3742470.824 | 2714428.0927 | 0 |  |  | 0 | 1028042.7313 | 258 | 3812113.3509 | 1630272.5866 | 13834.8032 |  |  | 523801.448 | 2691807.4091
6174 | 4270821.353 | 1357214.0463 | 889.8768 |  |  | 0 | 2912717.4299 | 258 | 3812113.3509 | 1630272.5866 | 13834.8032 |  |  | 523801.448 | 2691807.4091
6175 | 4487015.059 | 387775.4418 | 6785.3105 |  |  | 0 | 4092454.3067 | 258 | 3812113.3509 | 1630272.5866 | 13834.8032 |  |  | 523801.448 | 2691807.4091
6176 | 4561100.373 | 38777.5442 | 14571.7324 |  |  | 0 | 4507751.0964 | 258 | 3812113.3509 | 1630272.5866 | 13834.8032 |  |  | 523801.448 | 2691807.4091
6177 | 4646397.365 | 0 | 22358.1542 |  |  | 0 | 4624039.2108 | 258 | 3812113.3509 | 1630272.5866 | 13834.8032 |  |  | 523801.448 | 2691807.4091
6178 | 4615516.284 | 38777.5442 | 28698.5263 |  |  | 0 | 4548040.2135 | 258 | 3812113.3509 | 1630272.5866 | 13834.8032 |  |  | 523801.448 | 2691807.4091
6179 | 4468038.067 | 193887.7209 | 35261.3676 |  |  | 0 | 4238888.9785 | 258 | 3812113.3509 | 1630272.5866 | 13834.8032 |  |  | 523801.448 | 2691807.4091
6180 | 4400272.272 | 504108.0744 | 42269.1473 |  |  | 0 | 3853895.0503 | 258 | 3812113.3509 | 1630272.5866 | 13834.8032 |  |  | 523801.448 | 2691807.4091
6181 | 4243869.884 | 969438.6045 | 44938.7777 |  |  | 0 | 3229492.5018 | 258 | 3812113.3509 | 1630272.5866 | 13834.8032 |  |  | 523801.448 | 2691807.4091
6182 | 4118767.372 | 1395991.5905 | 47830.8772 |  |  | 0 | 2674944.9042 | 258 | 3812113.3509 | 1630272.5866 | 13834.8032 |  |  | 523801.448 | 2691807.4091
6183 | 4088727.161 | 1473546.6789 | 44493.8393 |  |  | 0 | 2570686.6428 | 258 | 3812113.3509 | 1630272.5866 | 13834.8032 |  |  | 523801.448 | 2691807.4091
6184 | 4253988.452 | 1163326.3254 | 32035.5643 |  |  | 0 | 3058626.5623 | 258 | 3812113.3509 | 1630272.5866 | 13834.8032 |  |  | 523801.448 | 2691807.4091
6185 | 4171030.191 | 1008216.1487 | 11568.3982 |  |  | 0 | 3151245.6441 | 258 | 3812113.3509 | 1630272.5866 | 13834.8032 |  |  | 523801.448 | 2691807.4091
6186 | 3972546.527 | 814328.4278 | 333.7038 |  |  | 0 | 3157884.3954 | 258 | 3812113.3509 | 1630272.5866 | 13834.8032 |  |  | 523801.448 | 2691807.4091
6187 | 3886346.649 | 232665.2651 | 0 |  |  | 0 | 3653681.3839 | 258 | 3812113.3509 | 1630272.5866 | 13834.8032 |  |  | 523801.448 | 2691807.4091
6188 | 3617652.845 | 0 | 0 |  |  | 0 | 3617652.845 | 258 | 3812113.3509 | 1630272.5866 | 13834.8032 |  |  | 523801.448 | 2691807.4091
6189 | 3353060.963 | 0 | 0 |  |  | 0 | 3353060.963 | 258 | 3812113.3509 | 1630272.5866 | 13834.8032 |  |  | 523801.448 | 2691807.4091
6190 | 3094130.169 | 38777.5442 | 0 |  |  | 0 | 3055352.6248 | 258 | 3812113.3509 | 1630272.5866 | 13834.8032 |  |  | 523801.448 | 2691807.4091
6191 | 2883813.425 | 465330.5302 | 0 |  |  | 0 | 2418482.8948 | 258 | 3812113.3509 | 1630272.5866 | 13834.8032 |  |  | 523801.448 | 2691807.4091
6192 | 2756537.103 | 1900099.6649 | 0 |  |  | 0 | 856437.4381 | 258 | 3812113.3509 | 1630272.5866 | 13834.8032 |  |  | 523801.448 | 2691807.4091
6193 | 2679833.171 | 3916531.9623 | 0 |  |  | 1236698.7913 | 0 | 259 | 3330726.016 | 10695304.0489 | 27613.989 |  |  | 7392192.0219 | 0
6194 | 2654280.893 | 5932964.2597 | 0 |  |  | 3278683.3667 | 0 | 259 | 3330726.016 | 10695304.0489 | 27613.989 |  |  | 7392192.0219 | 0
6195 | 2653962.893 | 7561621.1153 | 0 |  |  | 4907658.2223 | 0 | 259 | 3330726.016 | 10695304.0489 | 27613.989 |  |  | 7392192.0219 | 0
6196 | 2717661.014 | 8375949.5431 | 0 |  |  | 5658288.5291 | 0 | 259 | 3330726.016 | 10695304.0489 | 27613.989 |  |  | 7392192.0219 | 0
6197 | 2875921.4 | 8724947.4408 | 0 |  |  | 5849026.0408 | 0 | 259 | 3330726.016 | 10695304.0489 | 27613.989 |  |  | 7392192.0219 | 0
6198 | 3150529.655 | 8918835.1617 | 2447.1612 |  |  | 5770752.6678 | 0 | 259 | 3330726.016 | 10695304.0489 | 27613.989 |  |  | 7392192.0219 | 0
6199 | 3502304.327 | 8841280.0733 | 19354.8201 |  |  | 5358330.5664 | 0 | 259 | 3330726.016 | 10695304.0489 | 27613.989 |  |  | 7392192.0219 | 0
6200 | 3730931.798 | 6630960.055 | 43492.7279 |  |  | 2943520.9849 | 0 | 259 | 3330726.016 | 10695304.0489 | 27613.989 |  |  | 7392192.0219 | 0
6201 | 3826883.273 | 6941180.4084 | 65072.24 |  |  | 3179369.3754 | 0 | 259 | 3330726.016 | 10695304.0489 | 27613.989 |  |  | 7392192.0219 | 0
6202 | 3835384.725 | 10663824.6498 | 80311.3799 |  |  | 6908751.3048 | 0 | 259 | 3330726.016 | 10695304.0489 | 27613.989 |  |  | 7392192.0219 | 0
6203 | 3758152.209 | 13339475.1983 | 89098.9132 |  |  | 9670421.9025 | 0 | 259 | 3330726.016 | 10695304.0489 | 27613.989 |  |  | 7392192.0219 | 0
6204 | 3678916.298 | 13339475.1983 | 91323.6052 |  |  | 9751882.5055 | 0 | 259 | 3330726.016 | 10695304.0489 | 27613.989 |  |  | 7392192.0219 | 0
6205 | 3638853.11 | 13339475.1983 | 87430.3942 |  |  | 9788052.4826 | 0 | 259 | 3330726.016 | 10695304.0489 | 27613.989 |  |  | 7392192.0219 | 0
6206 | 3592492.734 | 13339475.1983 | 76529.4036 |  |  | 9823511.8679 | 0 | 259 | 3330726.016 | 10695304.0489 | 27613.989 |  |  | 7392192.0219 | 0
6207 | 3622140.491 | 13339475.1983 | 58954.3371 |  |  | 9776289.0444 | 0 | 259 | 3330726.016 | 10695304.0489 | 27613.989 |  |  | 7392192.0219 | 0
6208 | 3865767.035 | 13339475.1983 | 36040.0098 |  |  | 9509748.1732 | 0 | 259 | 3330726.016 | 10695304.0489 | 27613.989 |  |  | 7392192.0219 | 0
6209 | 3864804.949 | 13339475.1983 | 12569.5096 |  |  | 9487239.7589 | 0 | 259 | 3330726.016 | 10695304.0489 | 27613.989 |  |  | 7392192.0219 | 0
6210 | 3708993.565 | 13339475.1983 | 111.2346 |  |  | 9630592.8679 | 0 | 259 | 3330726.016 | 10695304.0489 | 27613.989 |  |  | 7392192.0219 | 0
6211 | 3619296.617 | 13339475.1983 | 0 |  |  | 9720178.5813 | 0 | 259 | 3330726.016 | 10695304.0489 | 27613.989 |  |  | 7392192.0219 | 0
6212 | 3410858.525 | 13339475.1983 | 0 |  |  | 9928616.6733 | 0 | 259 | 3330726.016 | 10695304.0489 | 27613.989 |  |  | 7392192.0219 | 0
6213 | 3193315.699 | 13339475.1983 | 0 |  |  | 10146159.4993 | 0 | 259 | 3330726.016 | 10695304.0489 | 27613.989 |  |  | 7392192.0219 | 0
6214 | 2955290.987 | 13203097.2603 | 0 |  |  | 10247806.2733 | 0 | 259 | 3330726.016 | 10695304.0489 | 27613.989 |  |  | 7392192.0219 | 0
6215 | 2771719.627 | 10974045.0033 | 0 |  |  | 8202325.3763 | 0 | 259 | 3330726.016 | 10695304.0489 | 27613.989 |  |  | 7392192.0219 | 0
6216 | 2629129.389 | 9267833.0593 | 0 |  |  | 6638703.6703 | 0 | 259 | 3330726.016 | 10695304.0489 | 27613.989 |  |  | 7392192.0219 | 0
6217 | 2579249.763 | 8647392.3524 | 0 |  |  | 6068142.5894 | 0 | 260 | 3274028.62 | 10487709.97 | 24290.8554 |  |  | 7237972.2054 | 0
6218 | 2537937.944 | 8337171.999 | 0 |  |  | 5799234.055 | 0 | 260 | 3274028.62 | 10487709.97 | 24290.8554 |  |  | 7237972.2054 | 0
6219 | 2538911.851 | 8492282.1757 | 0 |  |  | 5953370.3247 | 0 | 260 | 3274028.62 | 10487709.97 | 24290.8554 |  |  | 7237972.2054 | 0
6220 | 2605936.604 | 9267833.0593 | 0 |  |  | 6661896.4553 | 0 | 260 | 3274028.62 | 10487709.97 | 24290.8554 |  |  | 7237972.2054 | 0
6221 | 2735579.392 | 10159716.5755 | 0 |  |  | 7424137.1835 | 0 | 260 | 3274028.62 | 10487709.97 | 24290.8554 |  |  | 7237972.2054 | 0
6222 | 2947459.073 | 10663824.6498 | 2558.3958 |  |  | 7718923.9726 | 0 | 260 | 3274028.62 | 10487709.97 | 24290.8554 |  |  | 7237972.2054 | 0
6223 | 3285765.484 | 10508714.4731 | 21023.3391 |  |  | 7243972.3282 | 0 | 260 | 3274028.62 | 10487709.97 | 24290.8554 |  |  | 7237972.2054 | 0
6224 | 3519873.263 | 11206710.2684 | 45494.9507 |  |  | 7732331.9561 | 0 | 260 | 3274028.62 | 10487709.97 | 24290.8554 |  |  | 7237972.2054 | 0
6225 | 3644121.619 | 13339475.1983 | 65850.8822 |  |  | 9761204.4615 | 0 | 260 | 3274028.62 | 10487709.97 | 24290.8554 |  |  | 7237972.2054 | 0
6226 | 3666573.5 | 12370036.5938 | 78865.3302 |  |  | 8782328.424 | 0 | 260 | 3274028.62 | 10487709.97 | 24290.8554 |  |  | 7237972.2054 | 0
6227 | 3600652.054 | 11129155.18 | 83092.2449 |  |  | 7611595.3709 | 0 | 260 | 3274028.62 | 10487709.97 | 24290.8554 |  |  | 7237972.2054 | 0
6228 | 3598771.888 | 10857712.3707 | 79532.7377 |  |  | 7338473.2205 | 0 | 260 | 3274028.62 | 10487709.97 | 24290.8554 |  |  | 7237972.2054 | 0
6229 | 3567890.435 | 11400597.9893 | 70411.5007 |  |  | 7903119.055 | 0 | 260 | 3274028.62 | 10487709.97 | 24290.8554 |  |  | 7237972.2054 | 0
6230 | 3510579.573 | 12525146.7705 | 58398.1641 |  |  | 9072965.3616 | 0 | 260 | 3274028.62 | 10487709.97 | 24290.8554 |  |  | 7237972.2054 | 0
6231 | 3603854.551 | 13339475.1983 | 42491.6165 |  |  | 9778112.2639 | 0 | 260 | 3274028.62 | 10487709.97 | 24290.8554 |  |  | 7237972.2054 | 0
6232 | 3904651.859 | 13339475.1983 | 25695.1922 |  |  | 9460518.5315 | 0 | 260 | 3274028.62 | 10487709.97 | 24290.8554 |  |  | 7237972.2054 | 0
6233 | 3935678.735 | 13339475.1983 | 9454.9409 |  |  | 9413251.4042 | 0 | 260 | 3274028.62 | 10487709.97 | 24290.8554 |  |  | 7237972.2054 | 0
6234 | 3810636.53 | 13339475.1983 | 111.2346 |  |  | 9528949.9029 | 0 | 260 | 3274028.62 | 10487709.97 | 24290.8554 |  |  | 7237972.2054 | 0
6235 | 3752364.517 | 12757812.0356 | 0 |  |  | 9005447.5186 | 0 | 260 | 3274028.62 | 10487709.97 | 24290.8554 |  |  | 7237972.2054 | 0
6236 | 3498220.861 | 9422943.236 | 0 |  |  | 5924722.375 | 0 | 260 | 3274028.62 | 10487709.97 | 24290.8554 |  |  | 7237972.2054 | 0
6237 | 3215460.391 | 8337171.999 | 0 |  |  | 5121711.608 | 0 | 260 | 3274028.62 | 10487709.97 | 24290.8554 |  |  | 7237972.2054 | 0
6238 | 2967221.197 | 7290178.3061 | 0 |  |  | 4322957.1091 | 0 | 260 | 3274028.62 | 10487709.97 | 24290.8554 |  |  | 7237972.2054 | 0
6239 | 2820187.983 | 6281962.1574 | 0 |  |  | 3461774.1744 | 0 | 260 | 3274028.62 | 10487709.97 | 24290.8554 |  |  | 7237972.2054 | 0
6240 | 2729107.814 | 5351301.097 | 0 |  |  | 2622193.283 | 0 | 260 | 3274028.62 | 10487709.97 | 24290.8554 |  |  | 7237972.2054 | 0
6241 | 2705243.864 | 4420640.0367 | 0 |  |  | 1715396.1727 | 0 | 261 | 3898029.6485 | 3942383.6584 | 25319.7754 |  |  | 803900.2708 | 734226.4854
6242 | 2710972.92 | 3645089.153 | 0 |  |  | 934116.233 | 0 | 261 | 3898029.6485 | 3942383.6584 | 25319.7754 |  |  | 803900.2708 | 734226.4854
6243 | 2800484.953 | 3257313.7112 | 0 |  |  | 456828.7582 | 0 | 261 | 3898029.6485 | 3942383.6584 | 25319.7754 |  |  | 803900.2708 | 734226.4854
6244 | 3065122.491 | 2985870.902 | 0 |  |  | 0 | 79251.589 | 261 | 3898029.6485 | 3942383.6584 | 25319.7754 |  |  | 803900.2708 | 734226.4854
6245 | 3692088.101 | 2791983.181 | 0 |  |  | 0 | 900104.92 | 261 | 3898029.6485 | 3942383.6584 | 25319.7754 |  |  | 803900.2708 | 734226.4854
6246 | 4240857.536 | 2520540.3718 | 1557.2844 |  |  | 0 | 1718759.8798 | 261 | 3898029.6485 | 3942383.6584 | 25319.7754 |  |  | 803900.2708 | 734226.4854
6247 | 4516640.226 | 2210320.0183 | 14571.7324 |  |  | 0 | 2291748.4753 | 261 | 3898029.6485 | 3942383.6584 | 25319.7754 |  |  | 803900.2708 | 734226.4854
6248 | 4610455.979 | 2249097.5625 | 35261.3676 |  |  | 0 | 2326097.0488 | 261 | 3898029.6485 | 3942383.6584 | 25319.7754 |  |  | 803900.2708 | 734226.4854
6249 | 4668307.324 | 3102203.5345 | 55728.5337 |  |  | 0 | 1510375.2558 | 261 | 3898029.6485 | 3942383.6584 | 25319.7754 |  |  | 803900.2708 | 734226.4854
6250 | 4656405.877 | 4226752.3158 | 71078.9083 |  |  | 0 | 358574.653 | 261 | 3898029.6485 | 3942383.6584 | 25319.7754 |  |  | 803900.2708 | 734226.4854
6251 | 4596477.412 | 5234968.4645 | 81090.0221 |  |  | 719581.0746 | 0 | 261 | 3898029.6485 | 3942383.6584 | 25319.7754 |  |  | 803900.2708 | 734226.4854
6252 | 4561933.434 | 6592182.5108 | 86874.2212 |  |  | 2117123.298 | 0 | 261 | 3898029.6485 | 3942383.6584 | 25319.7754 |  |  | 803900.2708 | 734226.4854
6253 | 4482801.188 | 7600398.6595 | 85761.8752 |  |  | 3203359.3468 | 0 | 261 | 3898029.6485 | 3942383.6584 | 25319.7754 |  |  | 803900.2708 | 734226.4854
6254 | 4308387.381 | 7794286.3804 | 74749.65 |  |  | 3560648.6494 | 0 | 261 | 3898029.6485 | 3942383.6584 | 25319.7754 |  |  | 803900.2708 | 734226.4854
6255 | 4283077.277 | 7290178.3061 | 56729.6451 |  |  | 3063830.6742 | 0 | 261 | 3898029.6485 | 3942383.6584 | 25319.7754 |  |  | 803900.2708 | 734226.4854
6256 | 4517009.85 | 6475849.8783 | 33592.8487 |  |  | 1992432.8769 | 0 | 261 | 3898029.6485 | 3942383.6584 | 25319.7754 |  |  | 803900.2708 | 734226.4854
6257 | 4421605.371 | 5506411.2737 | 10678.5214 |  |  | 1095484.4242 | 0 | 261 | 3898029.6485 | 3942383.6584 | 25319.7754 |  |  | 803900.2708 | 734226.4854
6258 | 4296055.398 | 4730860.3901 | 0 |  |  | 434804.9921 | 0 | 261 | 3898029.6485 | 3942383.6584 | 25319.7754 |  |  | 803900.2708 | 734226.4854
6259 | 4157126.931 | 3955309.5065 | 0 |  |  | 0 | 201817.4245 | 261 | 3898029.6485 | 3942383.6584 | 25319.7754 |  |  | 803900.2708 | 734226.4854
6260 | 3844225.765 | 3257313.7112 | 0 |  |  | 0 | 586912.0538 | 261 | 3898029.6485 | 3942383.6584 | 25319.7754 |  |  | 803900.2708 | 734226.4854
6261 | 3478742.617 | 1900099.6649 | 0 |  |  | 0 | 1578642.9521 | 261 | 3898029.6485 | 3942383.6584 | 25319.7754 |  |  | 803900.2708 | 734226.4854
6262 | 3157991.644 | 1163326.3254 | 0 |  |  | 0 | 1994665.3186 | 261 | 3898029.6485 | 3942383.6584 | 25319.7754 |  |  | 803900.2708 | 734226.4854
6263 | 2945123.428 | 853105.972 | 0 |  |  | 0 | 2092017.456 | 261 | 3898029.6485 | 3942383.6584 | 25319.7754 |  |  | 803900.2708 | 734226.4854
6264 | 2835574.596 | 853105.972 | 0 |  |  | 0 | 1982468.624 | 261 | 3898029.6485 | 3942383.6584 | 25319.7754 |  |  | 803900.2708 | 734226.4854
6265 | 2780480.64 | 1163326.3254 | 0 |  |  | 0 | 1617154.3146 | 262 | 3944823.4938 | 4250988.2809 | 27442.5023 |  |  | 1170854.3504 | 837247.061
6266 | 2786146.111 | 1744989.4882 | 0 |  |  | 0 | 1041156.6228 | 262 | 3944823.4938 | 4250988.2809 | 27442.5023 |  |  | 1170854.3504 | 837247.061
6267 | 2871608.652 | 2481762.8276 | 0 |  |  | 0 | 389845.8244 | 262 | 3944823.4938 | 4250988.2809 | 27442.5023 |  |  | 1170854.3504 | 837247.061
6268 | 3147605.883 | 3412423.8879 | 0 |  |  | 264818.0049 | 0 | 262 | 3944823.4938 | 4250988.2809 | 27442.5023 |  |  | 1170854.3504 | 837247.061
6269 | 3780274.866 | 4187974.7716 | 0 |  |  | 407699.9056 | 0 | 262 | 3944823.4938 | 4250988.2809 | 27442.5023 |  |  | 1170854.3504 | 837247.061
6270 | 4311019.951 | 4187974.7716 | 2002.2228 |  |  | 0 | 121042.9567 | 262 | 3944823.4938 | 4250988.2809 | 27442.5023 |  |  | 1170854.3504 | 837247.061
6271 | 4532575.999 | 3683866.6972 | 19910.9931 |  |  | 0 | 828798.3087 | 262 | 3944823.4938 | 4250988.2809 | 27442.5023 |  |  | 1170854.3504 | 837247.061
6272 | 4591381.866 | 3024648.4461 | 44827.5431 |  |  | 0 | 1521905.8768 | 262 | 3944823.4938 | 4250988.2809 | 27442.5023 |  |  | 1170854.3504 | 837247.061
6273 | 4674802.643 | 5041080.7436 | 66851.9935 |  |  | 433130.0941 | 0 | 262 | 3944823.4938 | 4250988.2809 | 27442.5023 |  |  | 1170854.3504 | 837247.061
6274 | 4649380.391 | 6669737.5992 | 80533.8491 |  |  | 2100891.0573 | 0 | 262 | 3944823.4938 | 4250988.2809 | 27442.5023 |  |  | 1170854.3504 | 837247.061
6275 | 4609695.424 | 7600398.6595 | 89210.1478 |  |  | 3079913.3833 | 0 | 262 | 3944823.4938 | 4250988.2809 | 27442.5023 |  |  | 1170854.3504 | 837247.061
6276 | 4608892.531 | 8608614.8082 | 91212.3706 |  |  | 4090934.6478 | 0 | 262 | 3944823.4938 | 4250988.2809 | 27442.5023 |  |  | 1170854.3504 | 837247.061
6277 | 4522304.445 | 9229055.5151 | 86429.2828 |  |  | 4793180.353 | 0 | 262 | 3944823.4938 | 4250988.2809 | 27442.5023 |  |  | 1170854.3504 | 837247.061
6278 | 4392997.184 | 9035167.7942 | 75194.5884 |  |  | 4717365.1986 | 0 | 262 | 3944823.4938 | 4250988.2809 | 27442.5023 |  |  | 1170854.3504 | 837247.061
6279 | 4380669.369 | 8337171.999 | 57508.2873 |  |  | 4014010.9173 | 0 | 262 | 3944823.4938 | 4250988.2809 | 27442.5023 |  |  | 1170854.3504 | 837247.061
6280 | 4608794.321 | 7290178.3061 | 34149.0217 |  |  | 2715533.0067 | 0 | 262 | 3944823.4938 | 4250988.2809 | 27442.5023 |  |  | 1170854.3504 | 837247.061
6281 | 4499503.72 | 5971741.8039 | 10789.756 |  |  | 1483027.8399 | 0 | 262 | 3944823.4938 | 4250988.2809 | 27442.5023 |  |  | 1170854.3504 | 837247.061
6282 | 4354019.147 | 3955309.5065 | 0 |  |  | 0 | 398709.6405 | 262 | 3944823.4938 | 4250988.2809 | 27442.5023 |  |  | 1170854.3504 | 837247.061
6283 | 4184188.306 | 2249097.5625 | 0 |  |  | 0 | 1935090.7435 | 262 | 3944823.4938 | 4250988.2809 | 27442.5023 |  |  | 1170854.3504 | 837247.061
6284 | 3874143.253 | 1551101.7672 | 0 |  |  | 0 | 2323041.4858 | 262 | 3944823.4938 | 4250988.2809 | 27442.5023 |  |  | 1170854.3504 | 837247.061
6285 | 3511840.875 | 853105.972 | 0 |  |  | 0 | 2658734.903 | 262 | 3944823.4938 | 4250988.2809 | 27442.5023 |  |  | 1170854.3504 | 837247.061
6286 | 3187795.823 | 697995.7953 | 0 |  |  | 0 | 2489800.0277 | 262 | 3944823.4938 | 4250988.2809 | 27442.5023 |  |  | 1170854.3504 | 837247.061
6287 | 2955398.524 | 581663.1627 | 0 |  |  | 0 | 2373735.3613 | 262 | 3944823.4938 | 4250988.2809 | 27442.5023 |  |  | 1170854.3504 | 837247.061
6288 | 2860243.928 | 465330.5302 | 0 |  |  | 0 | 2394913.3978 | 262 | 3944823.4938 | 4250988.2809 | 27442.5023 |  |  | 1170854.3504 | 837247.061
6289 | 2806799.64 | 387775.4418 | 0 |  |  | 0 | 2419024.1982 | 263 | 3939213.0532 | 1765993.9913 | 24161.0817 |  |  | 17717.0415 | 2166775.0218
6290 | 2823225.177 | 581663.1627 | 0 |  |  | 0 | 2241562.0143 | 263 | 3939213.0532 | 1765993.9913 | 24161.0817 |  |  | 17717.0415 | 2166775.0218
6291 | 2886069.355 | 659218.2511 | 0 |  |  | 0 | 2226851.1039 | 263 | 3939213.0532 | 1765993.9913 | 24161.0817 |  |  | 17717.0415 | 2166775.0218
6292 | 3153352.586 | 581663.1627 | 0 |  |  | 0 | 2571689.4233 | 263 | 3939213.0532 | 1765993.9913 | 24161.0817 |  |  | 17717.0415 | 2166775.0218
6293 | 3807234.447 | 581663.1627 | 0 |  |  | 0 | 3225571.2843 | 263 | 3939213.0532 | 1765993.9913 | 24161.0817 |  |  | 17717.0415 | 2166775.0218
6294 | 4333334.11 | 620440.7069 | 1890.9882 |  |  | 0 | 3711002.4149 | 263 | 3939213.0532 | 1765993.9913 | 24161.0817 |  |  | 17717.0415 | 2166775.0218
6295 | 4563526.206 | 504108.0744 | 19354.8201 |  |  | 0 | 4040063.3115 | 263 | 3939213.0532 | 1765993.9913 | 24161.0817 |  |  | 17717.0415 | 2166775.0218
6296 | 4623089.498 | 504108.0744 | 43603.9625 |  |  | 0 | 4075377.4611 | 263 | 3939213.0532 | 1765993.9913 | 24161.0817 |  |  | 17717.0415 | 2166775.0218
6297 | 4699383.656 | 1357214.0463 | 64738.5362 |  |  | 0 | 3277431.0735 | 263 | 3939213.0532 | 1765993.9913 | 24161.0817 |  |  | 17717.0415 | 2166775.0218
6298 | 4687602.307 | 2249097.5625 | 79199.0339 |  |  | 0 | 2359305.7105 | 263 | 3939213.0532 | 1765993.9913 | 24161.0817 |  |  | 17717.0415 | 2166775.0218
6299 | 4599227.731 | 2791983.181 | 86540.5174 |  |  | 0 | 1720704.0325 | 263 | 3939213.0532 | 1765993.9913 | 24161.0817 |  |  | 17717.0415 | 2166775.0218
6300 | 4629492.191 | 3373646.3438 | 85539.406 |  |  | 0 | 1170306.4412 | 263 | 3939213.0532 | 1765993.9913 | 24161.0817 |  |  | 17717.0415 | 2166775.0218
6301 | 4514905.816 | 3838976.8739 | 75305.823 |  |  | 0 | 600623.119 | 263 | 3939213.0532 | 1765993.9913 | 24161.0817 |  |  | 17717.0415 | 2166775.0218
6302 | 4333482.641 | 4226752.3158 | 62068.9058 |  |  | 0 | 44661.4194 | 263 | 3939213.0532 | 1765993.9913 | 24161.0817 |  |  | 17717.0415 | 2166775.0218
6303 | 4312985.735 | 4381862.4925 | 41156.8013 |  |  | 110033.5588 | 0 | 263 | 3939213.0532 | 1765993.9913 | 24161.0817 |  |  | 17717.0415 | 2166775.0218
6304 | 4496608.81 | 4614527.7576 | 16240.2513 |  |  | 134159.1989 | 0 | 263 | 3939213.0532 | 1765993.9913 | 24161.0817 |  |  | 17717.0415 | 2166775.0218
6305 | 4398960.889 | 4575750.2134 | 4226.9147 |  |  | 181016.2391 | 0 | 263 | 3939213.0532 | 1765993.9913 | 24161.0817 |  |  | 17717.0415 | 2166775.0218
6306 | 4312668.997 | 3218536.167 | 0 |  |  | 0 | 1094132.83 | 263 | 3939213.0532 | 1765993.9913 | 24161.0817 |  |  | 17717.0415 | 2166775.0218
6307 | 4161613.662 | 1744989.4882 | 0 |  |  | 0 | 2416624.1738 | 263 | 3939213.0532 | 1765993.9913 | 24161.0817 |  |  | 17717.0415 | 2166775.0218
6308 | 3864641.873 | 1008216.1487 | 0 |  |  | 0 | 2856425.7243 | 263 | 3939213.0532 | 1765993.9913 | 24161.0817 |  |  | 17717.0415 | 2166775.0218
6309 | 3560193.436 | 465330.5302 | 0 |  |  | 0 | 3094862.9058 | 263 | 3939213.0532 | 1765993.9913 | 24161.0817 |  |  | 17717.0415 | 2166775.0218
6310 | 3161592.117 | 116332.6325 | 0 |  |  | 0 | 3045259.4845 | 263 | 3939213.0532 | 1765993.9913 | 24161.0817 |  |  | 17717.0415 | 2166775.0218
6311 | 2957532.173 | 0 | 0 |  |  | 0 | 2957532.173 | 263 | 3939213.0532 | 1765993.9913 | 24161.0817 |  |  | 17717.0415 | 2166775.0218
6312 | 2853590.224 | 0 | 0 |  |  | 0 | 2853590.224 | 263 | 3939213.0532 | 1765993.9913 | 24161.0817 |  |  | 17717.0415 | 2166775.0218
6313 | 2821979.752 | 0 | 0 |  |  | 0 | 2821979.752 | 264 | 3936463.0335 | 1284506.151 | 28086.7361 |  |  | 0 | 2623870.1464
6314 | 2832406.584 | 0 | 0 |  |  | 0 | 2832406.584 | 264 | 3936463.0335 | 1284506.151 | 28086.7361 |  |  | 0 | 2623870.1464
6315 | 2912089.132 | 116332.6325 | 0 |  |  | 0 | 2795756.4995 | 264 | 3936463.0335 | 1284506.151 | 28086.7361 |  |  | 0 | 2623870.1464
6316 | 3180270.53 | 697995.7953 | 0 |  |  | 0 | 2482274.7347 | 264 | 3936463.0335 | 1284506.151 | 28086.7361 |  |  | 0 | 2623870.1464
6317 | 3795097.912 | 620440.7069 | 0 |  |  | 0 | 3174657.2051 | 264 | 3936463.0335 | 1284506.151 | 28086.7361 |  |  | 0 | 2623870.1464
6318 | 4347964.423 | 853105.972 | 111.2346 |  |  | 0 | 3494747.2164 | 264 | 3936463.0335 | 1284506.151 | 28086.7361 |  |  | 0 | 2623870.1464
6319 | 4564871.02 | 1279658.958 | 7897.6565 |  |  | 0 | 3277314.4055 | 264 | 3936463.0335 | 1284506.151 | 28086.7361 |  |  | 0 | 2623870.1464
6320 | 4612969.923 | 1046993.6929 | 31590.6259 |  |  | 0 | 3534385.6042 | 264 | 3936463.0335 | 1284506.151 | 28086.7361 |  |  | 0 | 2623870.1464
6321 | 4725789.004 | 736773.3394 | 65072.24 |  |  | 0 | 3923943.4246 | 264 | 3936463.0335 | 1284506.151 | 28086.7361 |  |  | 0 | 2623870.1464
6322 | 4687707.892 | 465330.5302 | 86206.8136 |  |  | 0 | 4136170.5482 | 264 | 3936463.0335 | 1284506.151 | 28086.7361 |  |  | 0 | 2623870.1464
6323 | 4593794.798 | 232665.2651 | 96996.5697 |  |  | 0 | 4264132.9632 | 264 | 3936463.0335 | 1284506.151 | 28086.7361 |  |  | 0 | 2623870.1464
6324 | 4575774.982 | 930661.0603 | 97552.7427 |  |  | 0 | 3547561.179 | 264 | 3936463.0335 | 1284506.151 | 28086.7361 |  |  | 0 | 2623870.1464
6325 | 4490080.696 | 1706211.944 | 94215.7047 |  |  | 0 | 2689653.0473 | 264 | 3936463.0335 | 1284506.151 | 28086.7361 |  |  | 0 | 2623870.1464
6326 | 4335979.8 | 1279658.958 | 81868.6643 |  |  | 0 | 2974452.1777 | 264 | 3936463.0335 | 1284506.151 | 28086.7361 |  |  | 0 | 2623870.1464
6327 | 4314203.212 | 1589879.3114 | 62625.0788 |  |  | 0 | 2661698.8218 | 264 | 3936463.0335 | 1284506.151 | 28086.7361 |  |  | 0 | 2623870.1464
6328 | 4512260.543 | 2055209.8416 | 37930.998 |  |  | 0 | 2419119.7034 | 264 | 3936463.0335 | 1284506.151 | 28086.7361 |  |  | 0 | 2623870.1464
6329 | 4410285.973 | 2947093.3578 | 12013.3366 |  |  | 0 | 1451179.2786 | 264 | 3936463.0335 | 1284506.151 | 28086.7361 |  |  | 0 | 2623870.1464
6330 | 4328988.065 | 2714428.0927 | 0 |  |  | 0 | 1614559.9723 | 264 | 3936463.0335 | 1284506.151 | 28086.7361 |  |  | 0 | 2623870.1464
6331 | 4165131.354 | 2287875.1067 | 0 |  |  | 0 | 1877256.2473 | 264 | 3936463.0335 | 1284506.151 | 28086.7361 |  |  | 0 | 2623870.1464
6332 | 3860882.222 | 2093987.3858 | 0 |  |  | 0 | 1766894.8362 | 264 | 3936463.0335 | 1284506.151 | 28086.7361 |  |  | 0 | 2623870.1464
6333 | 3481451.766 | 2055209.8416 | 0 |  |  | 0 | 1426241.9244 | 264 | 3936463.0335 | 1284506.151 | 28086.7361 |  |  | 0 | 2623870.1464
6334 | 3141703.787 | 2132764.93 | 0 |  |  | 0 | 1008938.857 | 264 | 3936463.0335 | 1284506.151 | 28086.7361 |  |  | 0 | 2623870.1464
6335 | 2944041.494 | 1861322.1207 | 0 |  |  | 0 | 1082719.3733 | 264 | 3936463.0335 | 1284506.151 | 28086.7361 |  |  | 0 | 2623870.1464
6336 | 2839387.939 | 1124548.7813 | 0 |  |  | 0 | 1714839.1577 | 264 | 3936463.0335 | 1284506.151 | 28086.7361 |  |  | 0 | 2623870.1464
6337 | 2793622.538 | 581663.1627 | 0 |  |  | 0 | 2211959.3753 | 265 | 3795288.1874 | 1108391.4712 | 17718.7445 |  |  | 0 | 2669177.9717
6338 | 2798420.124 | 232665.2651 | 0 |  |  | 0 | 2565754.8589 | 265 | 3795288.1874 | 1108391.4712 | 17718.7445 |  |  | 0 | 2669177.9717
6339 | 2856183.209 | 77555.0884 | 0 |  |  | 0 | 2778628.1206 | 265 | 3795288.1874 | 1108391.4712 | 17718.7445 |  |  | 0 | 2669177.9717
6340 | 3118814.832 | 0 | 0 |  |  | 0 | 3118814.832 | 265 | 3795288.1874 | 1108391.4712 | 17718.7445 |  |  | 0 | 2669177.9717
6341 | 3768274.613 | 0 | 0 |  |  | 0 | 3768274.613 | 265 | 3795288.1874 | 1108391.4712 | 17718.7445 |  |  | 0 | 2669177.9717
6342 | 4302641.991 | 0 | 889.8768 |  |  | 0 | 4301752.1142 | 265 | 3795288.1874 | 1108391.4712 | 17718.7445 |  |  | 0 | 2669177.9717
6343 | 4529614.208 | 0 | 15239.14 |  |  | 0 | 4514375.068 | 265 | 3795288.1874 | 1108391.4712 | 17718.7445 |  |  | 0 | 2669177.9717
6344 | 4583467.143 | 38777.5442 | 42269.1473 |  |  | 0 | 4502420.4515 | 265 | 3795288.1874 | 1108391.4712 | 17718.7445 |  |  | 0 | 2669177.9717
6345 | 4641614.111 | 116332.6325 | 39043.344 |  |  | 0 | 4486238.1345 | 265 | 3795288.1874 | 1108391.4712 | 17718.7445 |  |  | 0 | 2669177.9717
6346 | 4592790.271 | 465330.5302 | 35706.306 |  |  | 0 | 4091753.4348 | 265 | 3795288.1874 | 1108391.4712 | 17718.7445 |  |  | 0 | 2669177.9717
6347 | 4432637.625 | 969438.6045 | 35595.0714 |  |  | 0 | 3427603.949 | 265 | 3795288.1874 | 1108391.4712 | 17718.7445 |  |  | 0 | 2669177.9717
6348 | 4344063.39 | 1822544.5765 | 43270.2587 |  |  | 0 | 2478248.5548 | 265 | 3795288.1874 | 1108391.4712 | 17718.7445 |  |  | 0 | 2669177.9717
6349 | 4208699.738 | 2481762.8276 | 60845.3252 |  |  | 0 | 1666091.5852 | 265 | 3795288.1874 | 1108391.4712 | 17718.7445 |  |  | 0 | 2669177.9717
6350 | 4046286.257 | 2791983.181 | 60177.9176 |  |  | 0 | 1194125.1583 | 265 | 3795288.1874 | 1108391.4712 | 17718.7445 |  |  | 0 | 2669177.9717
6351 | 4071556.224 | 2520540.3718 | 48164.581 |  |  | 0 | 1502851.2712 | 265 | 3795288.1874 | 1108391.4712 | 17718.7445 |  |  | 0 | 2669177.9717
6352 | 4285281.566 | 2442985.2834 | 33259.1449 |  |  | 0 | 1809037.1377 | 265 | 3795288.1874 | 1108391.4712 | 17718.7445 |  |  | 0 | 2669177.9717
6353 | 4228426.446 | 2249097.5625 | 10789.756 |  |  | 0 | 1968539.1275 | 265 | 3795288.1874 | 1108391.4712 | 17718.7445 |  |  | 0 | 2669177.9717
6354 | 4083108.241 | 1628656.8556 | 0 |  |  | 0 | 2454451.3854 | 265 | 3795288.1874 | 1108391.4712 | 17718.7445 |  |  | 0 | 2669177.9717
6355 | 3833408.285 | 1318436.5022 | 0 |  |  | 0 | 2514971.7828 | 265 | 3795288.1874 | 1108391.4712 | 17718.7445 |  |  | 0 | 2669177.9717
6356 | 3586792.978 | 1202103.8696 | 0 |  |  | 0 | 2384689.1084 | 265 | 3795288.1874 | 1108391.4712 | 17718.7445 |  |  | 0 | 2669177.9717
6357 | 3308003.081 | 1163326.3254 | 0 |  |  | 0 | 2144676.7556 | 265 | 3795288.1874 | 1108391.4712 | 17718.7445 |  |  | 0 | 2669177.9717
6358 | 3052734.375 | 1473546.6789 | 0 |  |  | 0 | 1579187.6961 | 265 | 3795288.1874 | 1108391.4712 | 17718.7445 |  |  | 0 | 2669177.9717
6359 | 2866595.906 | 1589879.3114 | 0 |  |  | 0 | 1276716.5946 | 265 | 3795288.1874 | 1108391.4712 | 17718.7445 |  |  | 0 | 2669177.9717
6360 | 2753879.346 | 1434769.1347 | 0 |  |  | 0 | 1319110.2113 | 265 | 3795288.1874 | 1108391.4712 | 17718.7445 |  |  | 0 | 2669177.9717
6361 | 2683587.417 | 1279658.958 | 0 |  |  | 0 | 1403928.459 | 266 | 3345231.6665 | 814328.4278 | 26005.7221 |  |  | 0 | 2504897.5166
6362 | 2673665.167 | 1085771.2371 | 0 |  |  | 0 | 1587893.9299 | 266 | 3345231.6665 | 814328.4278 | 26005.7221 |  |  | 0 | 2504897.5166
6363 | 2679911.229 | 891883.5162 | 0 |  |  | 0 | 1788027.7128 | 266 | 3345231.6665 | 814328.4278 | 26005.7221 |  |  | 0 | 2504897.5166
6364 | 2750268.789 | 387775.4418 | 0 |  |  | 0 | 2362493.3472 | 266 | 3345231.6665 | 814328.4278 | 26005.7221 |  |  | 0 | 2504897.5166
6365 | 2940517.417 | 77555.0884 | 0 |  |  | 0 | 2862962.3286 | 266 | 3345231.6665 | 814328.4278 | 26005.7221 |  |  | 0 | 2504897.5166
6366 | 3186765.835 | 0 | 1557.2844 |  |  | 0 | 3185208.5506 | 266 | 3345231.6665 | 814328.4278 | 26005.7221 |  |  | 0 | 2504897.5166
6367 | 3509565.867 | 0 | 22803.0926 |  |  | 0 | 3486762.7744 | 266 | 3345231.6665 | 814328.4278 | 26005.7221 |  |  | 0 | 2504897.5166
6368 | 3720394.27 | 0 | 50166.8038 |  |  | 0 | 3670227.4662 | 266 | 3345231.6665 | 814328.4278 | 26005.7221 |  |  | 0 | 2504897.5166
6369 | 3822192.698 | 0 | 68742.9817 |  |  | 0 | 3753449.7163 | 266 | 3345231.6665 | 814328.4278 | 26005.7221 |  |  | 0 | 2504897.5166
6370 | 3796317.311 | 0 | 84315.8255 |  |  | 0 | 3712001.4855 | 266 | 3345231.6665 | 814328.4278 | 26005.7221 |  |  | 0 | 2504897.5166
6371 | 3768923.855 | 38777.5442 | 93548.2971 |  |  | 0 | 3636598.0137 | 266 | 3345231.6665 | 814328.4278 | 26005.7221 |  |  | 0 | 2504897.5166
6372 | 3691910.222 | 193887.7209 | 95105.5815 |  |  | 0 | 3402916.9196 | 266 | 3345231.6665 | 814328.4278 | 26005.7221 |  |  | 0 | 2504897.5166
6373 | 3629810.17 | 581663.1627 | 84760.7639 |  |  | 0 | 2963386.2434 | 266 | 3345231.6665 | 814328.4278 | 26005.7221 |  |  | 0 | 2504897.5166
6374 | 3549508.309 | 969438.6045 | 66518.2897 |  |  | 0 | 2513551.4147 | 266 | 3345231.6665 | 814328.4278 | 26005.7221 |  |  | 0 | 2504897.5166
6375 | 3634903.726 | 1279658.958 | 37041.1212 |  |  | 0 | 2318203.6468 | 266 | 3345231.6665 | 814328.4278 | 26005.7221 |  |  | 0 | 2504897.5166
6376 | 3921574.474 | 1551101.7672 | 16017.7821 |  |  | 0 | 2354454.9246 | 266 | 3345231.6665 | 814328.4278 | 26005.7221 |  |  | 0 | 2504897.5166
6377 | 3919788.98 | 2016432.2974 | 3559.5071 |  |  | 0 | 1899797.1754 | 266 | 3345231.6665 | 814328.4278 | 26005.7221 |  |  | 0 | 2504897.5166
6378 | 3807894.341 | 1977654.7532 | 0 |  |  | 0 | 1830239.5878 | 266 | 3345231.6665 | 814328.4278 | 26005.7221 |  |  | 0 | 2504897.5166
6379 | 3631017.348 | 1938877.2091 | 0 |  |  | 0 | 1692140.1389 | 266 | 3345231.6665 | 814328.4278 | 26005.7221 |  |  | 0 | 2504897.5166
6380 | 3413878.631 | 1822544.5765 | 0 |  |  | 0 | 1591334.0545 | 266 | 3345231.6665 | 814328.4278 | 26005.7221 |  |  | 0 | 2504897.5166
6381 | 3178545.149 | 1473546.6789 | 0 |  |  | 0 | 1704998.4701 | 266 | 3345231.6665 | 814328.4278 | 26005.7221 |  |  | 0 | 2504897.5166
6382 | 2947987.32 | 930661.0603 | 0 |  |  | 0 | 2017326.2597 | 266 | 3345231.6665 | 814328.4278 | 26005.7221 |  |  | 0 | 2504897.5166
6383 | 2774529.818 | 620440.7069 | 0 |  |  | 0 | 2154089.1111 | 266 | 3345231.6665 | 814328.4278 | 26005.7221 |  |  | 0 | 2504897.5166
6384 | 2652101.653 | 426552.986 | 0 |  |  | 0 | 2225548.667 | 266 | 3345231.6665 | 814328.4278 | 26005.7221 |  |  | 0 | 2504897.5166
6385 | 2587062.922 | 232665.2651 | 0 |  |  | 0 | 2354397.6569 | 267 | 3323962.315 | 573584.5077 | 4741.3748 |  |  | 0 | 2745636.4326
6386 | 2554178.778 | 116332.6325 | 0 |  |  | 0 | 2437846.1455 | 267 | 3323962.315 | 573584.5077 | 4741.3748 |  |  | 0 | 2745636.4326
6387 | 2566045.387 | 38777.5442 | 0 |  |  | 0 | 2527267.8428 | 267 | 3323962.315 | 573584.5077 | 4741.3748 |  |  | 0 | 2745636.4326
6388 | 2632376.551 | 38777.5442 | 0 |  |  | 0 | 2593599.0068 | 267 | 3323962.315 | 573584.5077 | 4741.3748 |  |  | 0 | 2745636.4326
6389 | 2781182.471 | 0 | 0 |  |  | 0 | 2781182.471 | 267 | 3323962.315 | 573584.5077 | 4741.3748 |  |  | 0 | 2745636.4326
6390 | 2999965.251 | 0 | 0 |  |  | 0 | 2999965.251 | 267 | 3323962.315 | 573584.5077 | 4741.3748 |  |  | 0 | 2745636.4326
6391 | 3333257.34 | 0 | 2113.4574 |  |  | 0 | 3331143.8826 | 267 | 3323962.315 | 573584.5077 | 4741.3748 |  |  | 0 | 2745636.4326
6392 | 3589073.963 | 0 | 6451.6067 |  |  | 0 | 3582622.3563 | 267 | 3323962.315 | 573584.5077 | 4741.3748 |  |  | 0 | 2745636.4326
6393 | 3696178.891 | 38777.5442 | 11679.6328 |  |  | 0 | 3645721.714 | 267 | 3323962.315 | 573584.5077 | 4741.3748 |  |  | 0 | 2745636.4326
6394 | 3746638.22 | 38777.5442 | 15127.9054 |  |  | 0 | 3692732.7705 | 267 | 3323962.315 | 573584.5077 | 4741.3748 |  |  | 0 | 2745636.4326
6395 | 3720162.39 | 77555.0884 | 16573.9551 |  |  | 0 | 3626033.3465 | 267 | 3323962.315 | 573584.5077 | 4741.3748 |  |  | 0 | 2745636.4326
6396 | 3681686.04 | 155110.1767 | 17463.8319 |  |  | 0 | 3509112.0314 | 267 | 3323962.315 | 573584.5077 | 4741.3748 |  |  | 0 | 2745636.4326
6397 | 3650768.871 | 155110.1767 | 16017.7821 |  |  | 0 | 3479640.9121 | 267 | 3323962.315 | 573584.5077 | 4741.3748 |  |  | 0 | 2745636.4326
6398 | 3609767.879 | 77555.0884 | 13348.1518 |  |  | 0 | 3518864.6388 | 267 | 3323962.315 | 573584.5077 | 4741.3748 |  |  | 0 | 2745636.4326
6399 | 3665352.196 | 0 | 8898.7679 |  |  | 0 | 3656453.4281 | 267 | 3323962.315 | 573584.5077 | 4741.3748 |  |  | 0 | 2745636.4326
6400 | 3948384.968 | 38777.5442 | 5005.5569 |  |  | 0 | 3904601.8669 | 267 | 3323962.315 | 573584.5077 | 4741.3748 |  |  | 0 | 2745636.4326
6401 | 3965896.484 | 232665.2651 | 1112.346 |  |  | 0 | 3732118.8729 | 267 | 3323962.315 | 573584.5077 | 4741.3748 |  |  | 0 | 2745636.4326
6402 | 3944813.825 | 814328.4278 | 0 |  |  | 0 | 3130485.3972 | 267 | 3323962.315 | 573584.5077 | 4741.3748 |  |  | 0 | 2745636.4326
6403 | 3792582.425 | 1512324.2231 | 0 |  |  | 0 | 2280258.2019 | 267 | 3323962.315 | 573584.5077 | 4741.3748 |  |  | 0 | 2745636.4326
6404 | 3526515.733 | 1744989.4882 | 0 |  |  | 0 | 1781526.2448 | 267 | 3323962.315 | 573584.5077 | 4741.3748 |  |  | 0 | 2745636.4326
6405 | 3245060.978 | 1861322.1207 | 0 |  |  | 0 | 1383738.8573 | 267 | 3323962.315 | 573584.5077 | 4741.3748 |  |  | 0 | 2745636.4326
6406 | 2967714.956 | 2016432.2974 | 0 |  |  | 0 | 951282.6586 | 267 | 3323962.315 | 573584.5077 | 4741.3748 |  |  | 0 | 2745636.4326
6407 | 2830186.96 | 2093987.3858 | 0 |  |  | 0 | 736199.5742 | 267 | 3323962.315 | 573584.5077 | 4741.3748 |  |  | 0 | 2745636.4326
6408 | 2740242.081 | 2481762.8276 | 0 |  |  | 0 | 258479.2534 | 267 | 3323962.315 | 573584.5077 | 4741.3748 |  |  | 0 | 2745636.4326
6409 | 2695120.561 | 3063425.9903 | 0 |  |  | 368305.4293 | 0 | 268 | 3950079.6642 | 3027879.9082 | 15503.3221 |  |  | 800085.7995 | 1706782.2334
6410 | 2714438.668 | 3877754.4181 | 0 |  |  | 1163315.7501 | 0 | 268 | 3950079.6642 | 3027879.9082 | 15503.3221 |  |  | 800085.7995 | 1706782.2334
6411 | 2793391.714 | 4885970.5668 | 0 |  |  | 2092578.8528 | 0 | 268 | 3950079.6642 | 3027879.9082 | 15503.3221 |  |  | 800085.7995 | 1706782.2334
6412 | 3076473.751 | 5971741.8039 | 0 |  |  | 2895268.0529 | 0 | 268 | 3950079.6642 | 3027879.9082 | 15503.3221 |  |  | 800085.7995 | 1706782.2334
6413 | 3756806.125 | 6630960.055 | 0 |  |  | 2874153.93 | 0 | 268 | 3950079.6642 | 3027879.9082 | 15503.3221 |  |  | 800085.7995 | 1706782.2334
6414 | 4332481.441 | 6708515.1434 | 556.173 |  |  | 2376589.8753 | 0 | 268 | 3950079.6642 | 3027879.9082 | 15503.3221 |  |  | 800085.7995 | 1706782.2334
6415 | 4563086.87 | 6398294.7899 | 11568.3982 |  |  | 1846776.3181 | 0 | 268 | 3950079.6642 | 3027879.9082 | 15503.3221 |  |  | 800085.7995 | 1706782.2334
6416 | 4600952.746 | 4498195.125 | 35038.8984 |  |  | 0 | 67718.7225 | 268 | 3950079.6642 | 3027879.9082 | 15503.3221 |  |  | 800085.7995 | 1706782.2334
6417 | 4711727.897 | 3800199.3298 | 55506.0645 |  |  | 0 | 856022.5027 | 268 | 3950079.6642 | 3027879.9082 | 15503.3221 |  |  | 800085.7995 | 1706782.2334
6418 | 4713716.795 | 2249097.5625 | 58509.3987 |  |  | 0 | 2406109.8338 | 268 | 3950079.6642 | 3027879.9082 | 15503.3221 |  |  | 800085.7995 | 1706782.2334
6419 | 4617104.857 | 891883.5162 | 47830.8772 |  |  | 0 | 3677390.4636 | 268 | 3950079.6642 | 3027879.9082 | 15503.3221 |  |  | 800085.7995 | 1706782.2334
6420 | 4645012.549 | 310220.3534 | 59844.2139 |  |  | 0 | 4274947.9817 | 268 | 3950079.6642 | 3027879.9082 | 15503.3221 |  |  | 800085.7995 | 1706782.2334
6421 | 4550619.026 | 155110.1767 | 53726.311 |  |  | 0 | 4341782.5383 | 268 | 3950079.6642 | 3027879.9082 | 15503.3221 |  |  | 800085.7995 | 1706782.2334
6422 | 4406859.727 | 116332.6325 | 30700.7491 |  |  | 0 | 4259826.3453 | 268 | 3950079.6642 | 3027879.9082 | 15503.3221 |  |  | 800085.7995 | 1706782.2334
6423 | 4356157 | 116332.6325 | 12680.7442 |  |  | 0 | 4227143.6233 | 268 | 3950079.6642 | 3027879.9082 | 15503.3221 |  |  | 800085.7995 | 1706782.2334
6424 | 4611446.244 | 193887.7209 | 5005.5569 |  |  | 0 | 4412552.9662 | 268 | 3950079.6642 | 3027879.9082 | 15503.3221 |  |  | 800085.7995 | 1706782.2334
6425 | 4546726.692 | 387775.4418 | 1112.346 |  |  | 0 | 4157838.9042 | 268 | 3950079.6642 | 3027879.9082 | 15503.3221 |  |  | 800085.7995 | 1706782.2334
6426 | 4450188.586 | 736773.3394 | 0 |  |  | 0 | 3713415.2466 | 268 | 3950079.6642 | 3027879.9082 | 15503.3221 |  |  | 800085.7995 | 1706782.2334
6427 | 4202605.126 | 1395991.5905 | 0 |  |  | 0 | 2806613.5355 | 268 | 3950079.6642 | 3027879.9082 | 15503.3221 |  |  | 800085.7995 | 1706782.2334
6428 | 3890068.438 | 2287875.1067 | 0 |  |  | 0 | 1602193.3313 | 268 | 3950079.6642 | 3027879.9082 | 15503.3221 |  |  | 800085.7995 | 1706782.2334
6429 | 3532863.951 | 3373646.3438 | 0 |  |  | 0 | 159217.6072 | 268 | 3950079.6642 | 3027879.9082 | 15503.3221 |  |  | 800085.7995 | 1706782.2334
6430 | 3184703.686 | 4149197.2274 | 0 |  |  | 964493.5414 | 0 | 268 | 3950079.6642 | 3027879.9082 | 15503.3221 |  |  | 800085.7995 | 1706782.2334
6431 | 2979176.224 | 4885970.5668 | 0 |  |  | 1906794.3428 | 0 | 268 | 3950079.6642 | 3027879.9082 | 15503.3221 |  |  | 800085.7995 | 1706782.2334
6432 | 2870183.267 | 5583966.3621 | 0 |  |  | 2713783.0951 | 0 | 268 | 3950079.6642 | 3027879.9082 | 15503.3221 |  |  | 800085.7995 | 1706782.2334
6433 | 2820297.731 | 5661521.4505 | 0 |  |  | 2841223.7195 | 0 | 269 | 3971432.7609 | 5289903.3187 | 13357.4213 |  |  | 1931047.0696 | 599219.0904
6434 | 2844810.8 | 5041080.7436 | 0 |  |  | 2196269.9436 | 0 | 269 | 3971432.7609 | 5289903.3187 | 13357.4213 |  |  | 1931047.0696 | 599219.0904
6435 | 2923579.54 | 4226752.3158 | 0 |  |  | 1303172.7758 | 0 | 269 | 3971432.7609 | 5289903.3187 | 13357.4213 |  |  | 1931047.0696 | 599219.0904
6436 | 3193147.031 | 3412423.8879 | 0 |  |  | 219276.8569 | 0 | 269 | 3971432.7609 | 5289903.3187 | 13357.4213 |  |  | 1931047.0696 | 599219.0904
6437 | 3844157.616 | 3140981.0787 | 0 |  |  | 0 | 703176.5373 | 269 | 3971432.7609 | 5289903.3187 | 13357.4213 |  |  | 1931047.0696 | 599219.0904
6438 | 4391883.63 | 3451201.4321 | 333.7038 |  |  | 0 | 940348.4941 | 269 | 3971432.7609 | 5289903.3187 | 13357.4213 |  |  | 1931047.0696 | 599219.0904
6439 | 4577302.362 | 4071642.139 | 11123.4598 |  |  | 0 | 494536.7631 | 269 | 3971432.7609 | 5289903.3187 | 13357.4213 |  |  | 1931047.0696 | 599219.0904
6440 | 4628978.173 | 3761421.7856 | 28476.0571 |  |  | 0 | 839080.3303 | 269 | 3971432.7609 | 5289903.3187 | 13357.4213 |  |  | 1931047.0696 | 599219.0904
6441 | 4705315.524 | 4498195.125 | 36151.2444 |  |  | 0 | 170969.1545 | 269 | 3971432.7609 | 5289903.3187 | 13357.4213 |  |  | 1931047.0696 | 599219.0904
6442 | 4688221.686 | 5312523.5528 | 37152.3558 |  |  | 661454.2226 | 0 | 269 | 3971432.7609 | 5289903.3187 | 13357.4213 |  |  | 1931047.0696 | 599219.0904
6443 | 4648189.914 | 5079858.2877 | 41824.2089 |  |  | 473492.5827 | 0 | 269 | 3971432.7609 | 5289903.3187 | 13357.4213 |  |  | 1931047.0696 | 599219.0904
6444 | 4661707.481 | 3994087.0507 | 36929.8866 |  |  | 0 | 630690.5437 | 269 | 3971432.7609 | 5289903.3187 | 13357.4213 |  |  | 1931047.0696 | 599219.0904
6445 | 4564105.76 | 2830760.7252 | 38042.2326 |  |  | 0 | 1695302.8022 | 269 | 3971432.7609 | 5289903.3187 | 13357.4213 |  |  | 1931047.0696 | 599219.0904
6446 | 4417015.618 | 2093987.3858 | 42491.6165 |  |  | 0 | 2280536.6157 | 269 | 3971432.7609 | 5289903.3187 | 13357.4213 |  |  | 1931047.0696 | 599219.0904
6447 | 4336422.118 | 2016432.2974 | 33481.6141 |  |  | 0 | 2286508.2065 | 269 | 3971432.7609 | 5289903.3187 | 13357.4213 |  |  | 1931047.0696 | 599219.0904
6448 | 4538616.629 | 2365430.1951 | 11123.4598 |  |  | 0 | 2162062.9741 | 269 | 3971432.7609 | 5289903.3187 | 13357.4213 |  |  | 1931047.0696 | 599219.0904
6449 | 4440200.19 | 2908315.8136 | 3448.2725 |  |  | 0 | 1528436.1039 | 269 | 3971432.7609 | 5289903.3187 | 13357.4213 |  |  | 1931047.0696 | 599219.0904
6450 | 4411031.43 | 3761421.7856 | 0 |  |  | 0 | 649609.6444 | 269 | 3971432.7609 | 5289903.3187 | 13357.4213 |  |  | 1931047.0696 | 599219.0904
6451 | 4196924.094 | 5855409.1714 | 0 |  |  | 1658485.0774 | 0 | 269 | 3971432.7609 | 5289903.3187 | 13357.4213 |  |  | 1931047.0696 | 599219.0904
6452 | 3896498.997 | 9229055.5151 | 0 |  |  | 5332556.5181 | 0 | 269 | 3971432.7609 | 5289903.3187 | 13357.4213 |  |  | 1931047.0696 | 599219.0904
6453 | 3530608.403 | 11323042.9009 | 0 |  |  | 7792434.4979 | 0 | 269 | 3971432.7609 | 5289903.3187 | 13357.4213 |  |  | 1931047.0696 | 599219.0904
6454 | 3191889.368 | 11827150.9753 | 0 |  |  | 8635261.6073 | 0 | 269 | 3971432.7609 | 5289903.3187 | 13357.4213 |  |  | 1931047.0696 | 599219.0904
6455 | 2983692.783 | 11129155.18 | 0 |  |  | 8145462.397 | 0 | 269 | 3971432.7609 | 5289903.3187 | 13357.4213 |  |  | 1931047.0696 | 599219.0904
6456 | 2879789.383 | 9965828.8546 | 0 |  |  | 7086039.4716 | 0 | 269 | 3971432.7609 | 5289903.3187 | 13357.4213 |  |  | 1931047.0696 | 599219.0904
6457 | 2838690.755 | 9073945.3384 | 0 |  |  | 6235254.5834 | 0 | 270 | 4027923.7365 | 7167382.7495 | 26788.9991 |  |  | 3284892.2669 | 118644.2548
6458 | 2842862.2 | 8647392.3524 | 0 |  |  | 5804530.1524 | 0 | 270 | 4027923.7365 | 7167382.7495 | 26788.9991 |  |  | 3284892.2669 | 118644.2548
6459 | 2911098.696 | 8453504.6315 | 0 |  |  | 5542405.9355 | 0 | 270 | 4027923.7365 | 7167382.7495 | 26788.9991 |  |  | 3284892.2669 | 118644.2548
6460 | 3166585.514 | 7716731.2921 | 0 |  |  | 4550145.7781 | 0 | 270 | 4027923.7365 | 7167382.7495 | 26788.9991 |  |  | 3284892.2669 | 118644.2548
6461 | 3809483.171 | 7173845.6735 | 0 |  |  | 3364362.5025 | 0 | 270 | 4027923.7365 | 7167382.7495 | 26788.9991 |  |  | 3284892.2669 | 118644.2548
6462 | 4390219.104 | 7057513.041 | 444.9384 |  |  | 2667738.8754 | 0 | 270 | 4027923.7365 | 7167382.7495 | 26788.9991 |  |  | 3284892.2669 | 118644.2548
6463 | 4653672.314 | 7096290.5852 | 18020.0049 |  |  | 2460638.2761 | 0 | 270 | 4027923.7365 | 7167382.7495 | 26788.9991 |  |  | 3284892.2669 | 118644.2548
6464 | 4709454.781 | 7096290.5852 | 45050.0123 |  |  | 2431885.8165 | 0 | 270 | 4027923.7365 | 7167382.7495 | 26788.9991 |  |  | 3284892.2669 | 118644.2548
6465 | 4806541.979 | 9151500.4268 | 67853.1049 |  |  | 4412811.5527 | 0 | 270 | 4027923.7365 | 7167382.7495 | 26788.9991 |  |  | 3284892.2669 | 118644.2548
6466 | 4812666.044 | 9655608.5011 | 83092.2449 |  |  | 4926034.702 | 0 | 270 | 4027923.7365 | 7167382.7495 | 26788.9991 |  |  | 3284892.2669 | 118644.2548
6467 | 4638692.415 | 9733163.5895 | 91101.136 |  |  | 5185572.3105 | 0 | 270 | 4027923.7365 | 7167382.7495 | 26788.9991 |  |  | 3284892.2669 | 118644.2548
6468 | 4675582.45 | 8957612.7059 | 92658.4203 |  |  | 4374688.6762 | 0 | 270 | 4027923.7365 | 7167382.7495 | 26788.9991 |  |  | 3284892.2669 | 118644.2548
6469 | 4588899.833 | 7755508.8362 | 84315.8255 |  |  | 3250924.8287 | 0 | 270 | 4027923.7365 | 7167382.7495 | 26788.9991 |  |  | 3284892.2669 | 118644.2548
6470 | 4433188.742 | 6359517.2457 | 70300.2661 |  |  | 1996628.7698 | 0 | 270 | 4027923.7365 | 7167382.7495 | 26788.9991 |  |  | 3284892.2669 | 118644.2548
6471 | 4389346.013 | 5041080.7436 | 53503.8418 |  |  | 705238.5723 | 0 | 270 | 4027923.7365 | 7167382.7495 | 26788.9991 |  |  | 3284892.2669 | 118644.2548
6472 | 4606477.192 | 4265529.8599 | 29699.6377 |  |  | 0 | 311247.6943 | 270 | 4027923.7365 | 7167382.7495 | 26788.9991 |  |  | 3284892.2669 | 118644.2548
6473 | 4503854.11 | 3645089.153 | 6896.5451 |  |  | 0 | 851868.4119 | 270 | 4027923.7365 | 7167382.7495 | 26788.9991 |  |  | 3284892.2669 | 118644.2548
6474 | 4456287.488 | 3102203.5345 | 0 |  |  | 0 | 1354083.9535 | 270 | 4027923.7365 | 7167382.7495 | 26788.9991 |  |  | 3284892.2669 | 118644.2548
6475 | 4324349.107 | 3994087.0507 | 0 |  |  | 0 | 330262.0563 | 270 | 4027923.7365 | 7167382.7495 | 26788.9991 |  |  | 3284892.2669 | 118644.2548
6476 | 4007830.986 | 6204407.069 | 0 |  |  | 2196576.083 | 0 | 270 | 4027923.7365 | 7167382.7495 | 26788.9991 |  |  | 3284892.2669 | 118644.2548
6477 | 3668992.177 | 8104506.7339 | 0 |  |  | 4435514.5569 | 0 | 270 | 4027923.7365 | 7167382.7495 | 26788.9991 |  |  | 3284892.2669 | 118644.2548
6478 | 3323075.198 | 8686169.8966 | 0 |  |  | 5363094.6986 | 0 | 270 | 4027923.7365 | 7167382.7495 | 26788.9991 |  |  | 3284892.2669 | 118644.2548
6479 | 3101840.758 | 8104506.7339 | 0 |  |  | 5002665.9759 | 0 | 270 | 4027923.7365 | 7167382.7495 | 26788.9991 |  |  | 3284892.2669 | 118644.2548
6480 | 3010478.649 | 6941180.4084 | 0 |  |  | 3930701.7594 | 0 | 270 | 4027923.7365 | 7167382.7495 | 26788.9991 |  |  | 3284892.2669 | 118644.2548
6481 | 2952088.356 | 5622743.9063 | 0 |  |  | 2670655.5503 | 0 | 271 | 4055790.451 | 1273196.034 | 12129.206 |  |  | 166959.1736 | 2937424.3846
6482 | 2951372.892 | 4265529.8599 | 0 |  |  | 1314156.9679 | 0 | 271 | 4055790.451 | 1273196.034 | 12129.206 |  |  | 166959.1736 | 2937424.3846
6483 | 3041218.343 | 3063425.9903 | 0 |  |  | 22207.6473 | 0 | 271 | 4055790.451 | 1273196.034 | 12129.206 |  |  | 166959.1736 | 2937424.3846
6484 | 3307209.537 | 2442985.2834 | 0 |  |  | 0 | 864224.2536 | 271 | 4055790.451 | 1273196.034 | 12129.206 |  |  | 166959.1736 | 2937424.3846
6485 | 3872152.207 | 2016432.2974 | 0 |  |  | 0 | 1855719.9096 | 271 | 4055790.451 | 1273196.034 | 12129.206 |  |  | 166959.1736 | 2937424.3846
6486 | 4409886.757 | 1667434.3998 | 333.7038 |  |  | 0 | 2742118.6534 | 271 | 4055790.451 | 1273196.034 | 12129.206 |  |  | 166959.1736 | 2937424.3846
6487 | 4664846.108 | 1473546.6789 | 10233.583 |  |  | 0 | 3181065.8461 | 271 | 4055790.451 | 1273196.034 | 12129.206 |  |  | 166959.1736 | 2937424.3846
6488 | 4668050.854 | 1240881.4138 | 22024.4505 |  |  | 0 | 3405144.9897 | 271 | 4055790.451 | 1273196.034 | 12129.206 |  |  | 166959.1736 | 2937424.3846
6489 | 4755195.012 | 1279658.958 | 34593.9601 |  |  | 0 | 3440942.094 | 271 | 4055790.451 | 1273196.034 | 12129.206 |  |  | 166959.1736 | 2937424.3846
6490 | 4762405.064 | 1124548.7813 | 39043.344 |  |  | 0 | 3598812.9388 | 271 | 4055790.451 | 1273196.034 | 12129.206 |  |  | 166959.1736 | 2937424.3846
6491 | 4662427.891 | 930661.0603 | 37597.2942 |  |  | 0 | 3694169.5364 | 271 | 4055790.451 | 1273196.034 | 12129.206 |  |  | 166959.1736 | 2937424.3846
6492 | 4668042.014 | 853105.972 | 53281.3726 |  |  | 0 | 3761654.6695 | 271 | 4055790.451 | 1273196.034 | 12129.206 |  |  | 166959.1736 | 2937424.3846
6493 | 4598711.556 | 775550.8836 | 48609.5194 |  |  | 0 | 3774551.1529 | 271 | 4055790.451 | 1273196.034 | 12129.206 |  |  | 166959.1736 | 2937424.3846
6494 | 4503509.341 | 775550.8836 | 20467.1661 |  |  | 0 | 3707491.2913 | 271 | 4055790.451 | 1273196.034 | 12129.206 |  |  | 166959.1736 | 2937424.3846
6495 | 4504657.005 | 814328.4278 | 11345.929 |  |  | 0 | 3678982.6482 | 271 | 4055790.451 | 1273196.034 | 12129.206 |  |  | 166959.1736 | 2937424.3846
6496 | 4599529.603 | 736773.3394 | 10233.583 |  |  | 0 | 3852522.6805 | 271 | 4055790.451 | 1273196.034 | 12129.206 |  |  | 166959.1736 | 2937424.3846
6497 | 4540142.978 | 581663.1627 | 3337.0379 |  |  | 0 | 3955142.7773 | 271 | 4055790.451 | 1273196.034 | 12129.206 |  |  | 166959.1736 | 2937424.3846
6498 | 4511435.34 | 271442.8093 | 0 |  |  | 0 | 4239992.5307 | 271 | 4055790.451 | 1273196.034 | 12129.206 |  |  | 166959.1736 | 2937424.3846
6499 | 4271715.936 | 116332.6325 | 0 |  |  | 0 | 4155383.3035 | 271 | 4055790.451 | 1273196.034 | 12129.206 |  |  | 166959.1736 | 2937424.3846
6500 | 4006189.557 | 38777.5442 | 0 |  |  | 0 | 3967412.0128 | 271 | 4055790.451 | 1273196.034 | 12129.206 |  |  | 166959.1736 | 2937424.3846
6501 | 3653915.584 | 38777.5442 | 0 |  |  | 0 | 3615138.0398 | 271 | 4055790.451 | 1273196.034 | 12129.206 |  |  | 166959.1736 | 2937424.3846
6502 | 3309640.441 | 77555.0884 | 0 |  |  | 0 | 3232085.3526 | 271 | 4055790.451 | 1273196.034 | 12129.206 |  |  | 166959.1736 | 2937424.3846
6503 | 3115954.891 | 155110.1767 | 0 |  |  | 0 | 2960844.7143 | 271 | 4055790.451 | 1273196.034 | 12129.206 |  |  | 166959.1736 | 2937424.3846
6504 | 3008673.557 | 193887.7209 | 0 |  |  | 0 | 2814785.8361 | 271 | 4055790.451 | 1273196.034 | 12129.206 |  |  | 166959.1736 | 2937424.3846
6505 | 2955515.392 | 193887.7209 | 0 |  |  | 0 | 2761627.6711 | 272 | 3954345.5247 | 358692.2837 | 19294.568 |  |  | 0 | 3576358.6731
6506 | 2961592.085 | 116332.6325 | 0 |  |  | 0 | 2845259.4525 | 272 | 3954345.5247 | 358692.2837 | 19294.568 |  |  | 0 | 3576358.6731
6507 | 3039503.237 | 116332.6325 | 0 |  |  | 0 | 2923170.6045 | 272 | 3954345.5247 | 358692.2837 | 19294.568 |  |  | 0 | 3576358.6731
6508 | 3290693.988 | 38777.5442 | 0 |  |  | 0 | 3251916.4438 | 272 | 3954345.5247 | 358692.2837 | 19294.568 |  |  | 0 | 3576358.6731
6509 | 3853358.117 | 0 | 0 |  |  | 0 | 3853358.117 | 272 | 3954345.5247 | 358692.2837 | 19294.568 |  |  | 0 | 3576358.6731
6510 | 4412136.799 | 0 | 111.2346 |  |  | 0 | 4412025.5644 | 272 | 3954345.5247 | 358692.2837 | 19294.568 |  |  | 0 | 3576358.6731
6511 | 4583468.828 | 0 | 13236.9172 |  |  | 0 | 4570231.9108 | 272 | 3954345.5247 | 358692.2837 | 19294.568 |  |  | 0 | 3576358.6731
6512 | 4597493.583 | 0 | 37930.998 |  |  | 0 | 4559562.585 | 272 | 3954345.5247 | 358692.2837 | 19294.568 |  |  | 0 | 3576358.6731
6513 | 4694580.107 | 0 | 57174.5835 |  |  | 0 | 4637405.5235 | 272 | 3954345.5247 | 358692.2837 | 19294.568 |  |  | 0 | 3576358.6731
6514 | 4674232.371 | 310220.3534 | 67408.1665 |  |  | 0 | 4296603.851 | 272 | 3954345.5247 | 358692.2837 | 19294.568 |  |  | 0 | 3576358.6731
6515 | 4516961.552 | 1046993.6929 | 73303.6002 |  |  | 0 | 3396664.2589 | 272 | 3954345.5247 | 358692.2837 | 19294.568 |  |  | 0 | 3576358.6731
6516 | 4442412.137 | 1667434.3998 | 77752.9842 |  |  | 0 | 2697224.753 | 272 | 3954345.5247 | 358692.2837 | 19294.568 |  |  | 0 | 3576358.6731
6517 | 4276471.389 | 1900099.6649 | 64738.5362 |  |  | 0 | 2311633.1879 | 272 | 3954345.5247 | 358692.2837 | 19294.568 |  |  | 0 | 3576358.6731
6518 | 4128952.411 | 1744989.4882 | 39043.344 |  |  | 0 | 2344919.5789 | 272 | 3954345.5247 | 358692.2837 | 19294.568 |  |  | 0 | 3576358.6731
6519 | 4122769.005 | 1085771.2371 | 20355.9315 |  |  | 0 | 3016641.8364 | 272 | 3954345.5247 | 358692.2837 | 19294.568 |  |  | 0 | 3576358.6731
6520 | 4300260.039 | 348997.8976 | 10233.583 |  |  | 0 | 3941028.5583 | 272 | 3954345.5247 | 358692.2837 | 19294.568 |  |  | 0 | 3576358.6731
6521 | 4275069.84 | 38777.5442 | 1779.7536 |  |  | 0 | 4234512.5422 | 272 | 3954345.5247 | 358692.2837 | 19294.568 |  |  | 0 | 3576358.6731
6522 | 4389330.364 | 0 | 0 |  |  | 0 | 4389330.364 | 272 | 3954345.5247 | 358692.2837 | 19294.568 |  |  | 0 | 3576358.6731
6523 | 4223522.074 | 0 | 0 |  |  | 0 | 4223522.074 | 272 | 3954345.5247 | 358692.2837 | 19294.568 |  |  | 0 | 3576358.6731
6524 | 3984721.644 | 0 | 0 |  |  | 0 | 3984721.644 | 272 | 3954345.5247 | 358692.2837 | 19294.568 |  |  | 0 | 3576358.6731
6525 | 3676189.228 | 0 | 0 |  |  | 0 | 3676189.228 | 272 | 3954345.5247 | 358692.2837 | 19294.568 |  |  | 0 | 3576358.6731
6526 | 3421120.376 | 0 | 0 |  |  | 0 | 3421120.376 | 272 | 3954345.5247 | 358692.2837 | 19294.568 |  |  | 0 | 3576358.6731
6527 | 3156549.652 | 0 | 0 |  |  | 0 | 3156549.652 | 272 | 3954345.5247 | 358692.2837 | 19294.568 |  |  | 0 | 3576358.6731
6528 | 2927388.376 | 0 | 0 |  |  | 0 | 2927388.376 | 272 | 3954345.5247 | 358692.2837 | 19294.568 |  |  | 0 | 3576358.6731
6529 | 2898615.256 | 0 | 0 |  |  | 0 | 2898615.256 | 273 | 3533786.5542 | 1879095.1618 | 2994.0646 |  |  | 978716.441 | 2630413.7688
6530 | 2888122.515 | 77555.0884 | 0 |  |  | 0 | 2810567.4266 | 273 | 3533786.5542 | 1879095.1618 | 2994.0646 |  |  | 978716.441 | 2630413.7688
6531 | 2890699.515 | 310220.3534 | 0 |  |  | 0 | 2580479.1616 | 273 | 3533786.5542 | 1879095.1618 | 2994.0646 |  |  | 978716.441 | 2630413.7688
6532 | 2910959.633 | 465330.5302 | 0 |  |  | 0 | 2445629.1028 | 273 | 3533786.5542 | 1879095.1618 | 2994.0646 |  |  | 978716.441 | 2630413.7688
6533 | 3102839.943 | 504108.0744 | 0 |  |  | 0 | 2598731.8686 | 273 | 3533786.5542 | 1879095.1618 | 2994.0646 |  |  | 978716.441 | 2630413.7688
6534 | 3378999.599 | 465330.5302 | 0 |  |  | 0 | 2913669.0688 | 273 | 3533786.5542 | 1879095.1618 | 2994.0646 |  |  | 978716.441 | 2630413.7688
6535 | 3722209.77 | 542885.6185 | 889.8768 |  |  | 0 | 3178434.2747 | 273 | 3533786.5542 | 1879095.1618 | 2994.0646 |  |  | 978716.441 | 2630413.7688
6536 | 3880311.696 | 504108.0744 | 3337.0379 |  |  | 0 | 3372866.5837 | 273 | 3533786.5542 | 1879095.1618 | 2994.0646 |  |  | 978716.441 | 2630413.7688
6537 | 3976882.099 | 155110.1767 | 6229.1375 |  |  | 0 | 3815542.7848 | 273 | 3533786.5542 | 1879095.1618 | 2994.0646 |  |  | 978716.441 | 2630413.7688
6538 | 3956687.825 | 77555.0884 | 8787.5333 |  |  | 0 | 3870345.2034 | 273 | 3533786.5542 | 1879095.1618 | 2994.0646 |  |  | 978716.441 | 2630413.7688
6539 | 3927824.056 | 38777.5442 | 10789.756 |  |  | 0 | 3878256.7558 | 273 | 3533786.5542 | 1879095.1618 | 2994.0646 |  |  | 978716.441 | 2630413.7688
6540 | 3921836.327 | 0 | 13014.448 |  |  | 0 | 3908821.879 | 273 | 3533786.5542 | 1879095.1618 | 2994.0646 |  |  | 978716.441 | 2630413.7688
6541 | 3866235.719 | 0 | 11790.8674 |  |  | 0 | 3854444.8516 | 273 | 3533786.5542 | 1879095.1618 | 2994.0646 |  |  | 978716.441 | 2630413.7688
6542 | 3761779.835 | 0 | 8453.8295 |  |  | 0 | 3753326.0055 | 273 | 3533786.5542 | 1879095.1618 | 2994.0646 |  |  | 978716.441 | 2630413.7688
6543 | 3790618.744 | 0 | 5228.0261 |  |  | 0 | 3785390.7179 | 273 | 3533786.5542 | 1879095.1618 | 2994.0646 |  |  | 978716.441 | 2630413.7688
6544 | 4045819.427 | 0 | 2892.0996 |  |  | 0 | 4042927.3274 | 273 | 3533786.5542 | 1879095.1618 | 2994.0646 |  |  | 978716.441 | 2630413.7688
6545 | 4094577.717 | 77555.0884 | 444.9384 |  |  | 0 | 4016577.6902 | 273 | 3533786.5542 | 1879095.1618 | 2994.0646 |  |  | 978716.441 | 2630413.7688
6546 | 4006621.245 | 504108.0744 | 0 |  |  | 0 | 3502513.1706 | 273 | 3533786.5542 | 1879095.1618 | 2994.0646 |  |  | 978716.441 | 2630413.7688
6547 | 3764113.442 | 1861322.1207 | 0 |  |  | 0 | 1902791.3213 | 273 | 3533786.5542 | 1879095.1618 | 2994.0646 |  |  | 978716.441 | 2630413.7688
6548 | 3544012.171 | 4149197.2274 | 0 |  |  | 605185.0564 | 0 | 273 | 3533786.5542 | 1879095.1618 | 2994.0646 |  |  | 978716.441 | 2630413.7688
6549 | 3307942.692 | 6475849.8783 | 0 |  |  | 3167907.1863 | 0 | 273 | 3533786.5542 | 1879095.1618 | 2994.0646 |  |  | 978716.441 | 2630413.7688
6550 | 3310579.115 | 8414727.0873 | 0 |  |  | 5104147.9723 | 0 | 273 | 3533786.5542 | 1879095.1618 | 2994.0646 |  |  | 978716.441 | 2630413.7688
6551 | 3036615.932 | 9810718.6779 | 0 |  |  | 6774102.7459 | 0 | 273 | 3533786.5542 | 1879095.1618 | 2994.0646 |  |  | 978716.441 | 2630413.7688
6552 | 2825973.027 | 10663824.6498 | 0 |  |  | 7837851.6228 | 0 | 273 | 3533786.5542 | 1879095.1618 | 2994.0646 |  |  | 978716.441 | 2630413.7688
6553 | 2725887.459 | 10625047.1057 | 0 |  |  | 7899159.6467 | 0 | 274 | 3513832.502 | 6894324.2092 | 13825.5336 |  |  | 3418604.971 | 24287.7302
6554 | 2687341.915 | 10043383.9429 | 0 |  |  | 7356042.0279 | 0 | 274 | 3513832.502 | 6894324.2092 | 13825.5336 |  |  | 3418604.971 | 24287.7302
6555 | 2690067.21 | 9345388.1477 | 0 |  |  | 6655320.9377 | 0 | 274 | 3513832.502 | 6894324.2092 | 13825.5336 |  |  | 3418604.971 | 24287.7302
6556 | 2742838.921 | 8026951.6455 | 0 |  |  | 5284112.7245 | 0 | 274 | 3513832.502 | 6894324.2092 | 13825.5336 |  |  | 3418604.971 | 24287.7302
6557 | 2909370.779 | 6669737.5992 | 0 |  |  | 3760366.8202 | 0 | 274 | 3513832.502 | 6894324.2092 | 13825.5336 |  |  | 3418604.971 | 24287.7302
6558 | 3076049.698 | 6049296.8923 | 0 |  |  | 2973247.1943 | 0 | 274 | 3513832.502 | 6894324.2092 | 13825.5336 |  |  | 3418604.971 | 24287.7302
6559 | 3440422.535 | 5971741.8039 | 6229.1375 |  |  | 2537548.4064 | 0 | 274 | 3513832.502 | 6894324.2092 | 13825.5336 |  |  | 3418604.971 | 24287.7302
6560 | 3684915.74 | 5739076.5388 | 18687.4125 |  |  | 2072848.2113 | 0 | 274 | 3513832.502 | 6894324.2092 | 13825.5336 |  |  | 3418604.971 | 24287.7302
6561 | 3806298.788 | 6320739.7015 | 31813.0951 |  |  | 2546254.0086 | 0 | 274 | 3513832.502 | 6894324.2092 | 13825.5336 |  |  | 3418604.971 | 24287.7302
6562 | 3826538.365 | 6979957.9526 | 47719.6426 |  |  | 3201139.2303 | 0 | 274 | 3513832.502 | 6894324.2092 | 13825.5336 |  |  | 3418604.971 | 24287.7302
6563 | 3819600.02 | 6630960.055 | 62513.8442 |  |  | 2873873.8792 | 0 | 274 | 3513832.502 | 6894324.2092 | 13825.5336 |  |  | 3418604.971 | 24287.7302
6564 | 3799844.252 | 5351301.097 | 54060.0147 |  |  | 1605516.8598 | 0 | 274 | 3513832.502 | 6894324.2092 | 13825.5336 |  |  | 3418604.971 | 24287.7302
6565 | 3745123.265 | 3955309.5065 | 47163.4697 |  |  | 257349.7111 | 0 | 274 | 3513832.502 | 6894324.2092 | 13825.5336 |  |  | 3418604.971 | 24287.7302
6566 | 3702779.056 | 3296091.2554 | 31145.6875 |  |  | 0 | 375542.1131 | 274 | 3513832.502 | 6894324.2092 | 13825.5336 |  |  | 3418604.971 | 24287.7302
6567 | 3794586 | 3567534.0647 | 19688.5239 |  |  | 0 | 207363.4114 | 274 | 3513832.502 | 6894324.2092 | 13825.5336 |  |  | 3418604.971 | 24287.7302
6568 | 4234033.8 | 4420640.0367 | 10789.756 |  |  | 197395.9927 | 0 | 274 | 3513832.502 | 6894324.2092 | 13825.5336 |  |  | 3418604.971 | 24287.7302
6569 | 4341585.592 | 5118635.8319 | 2002.2228 |  |  | 779052.4627 | 0 | 274 | 3513832.502 | 6894324.2092 | 13825.5336 |  |  | 3418604.971 | 24287.7302
6570 | 4327544.027 | 5622743.9063 | 0 |  |  | 1295199.8793 | 0 | 274 | 3513832.502 | 6894324.2092 | 13825.5336 |  |  | 3418604.971 | 24287.7302
6571 | 4129229.288 | 7522843.5712 | 0 |  |  | 3393614.2832 | 0 | 274 | 3513832.502 | 6894324.2092 | 13825.5336 |  |  | 3418604.971 | 24287.7302
6572 | 3828346.967 | 8880057.6175 | 0 |  |  | 5051710.6505 | 0 | 274 | 3513832.502 | 6894324.2092 | 13825.5336 |  |  | 3418604.971 | 24287.7302
6573 | 3535566.954 | 9112722.8826 | 0 |  |  | 5577155.9286 | 0 | 274 | 3513832.502 | 6894324.2092 | 13825.5336 |  |  | 3418604.971 | 24287.7302
6574 | 3299210.708 | 9073945.3384 | 0 |  |  | 5774734.6304 | 0 | 274 | 3513832.502 | 6894324.2092 | 13825.5336 |  |  | 3418604.971 | 24287.7302
6575 | 3137789.574 | 8841280.0733 | 0 |  |  | 5703490.4993 | 0 | 274 | 3513832.502 | 6894324.2092 | 13825.5336 |  |  | 3418604.971 | 24287.7302
6576 | 3047009.135 | 8298394.4548 | 0 |  |  | 5251385.3198 | 0 | 274 | 3513832.502 | 6894324.2092 | 13825.5336 |  |  | 3418604.971 | 24287.7302
6577 | 3062480.617 | 8298394.4548 | 0 |  |  | 5235913.8378 | 0 | 275 | 4207827.1083 | 5483791.0396 | 24981.4369 |  |  | 2049491.5615 | 748546.1933
6578 | 3105019.233 | 8802502.5291 | 0 |  |  | 5697483.2961 | 0 | 275 | 4207827.1083 | 5483791.0396 | 24981.4369 |  |  | 2049491.5615 | 748546.1933
6579 | 3180811.647 | 9578053.4128 | 0 |  |  | 6397241.7658 | 0 | 275 | 4207827.1083 | 5483791.0396 | 24981.4369 |  |  | 2049491.5615 | 748546.1933
6580 | 3465879.798 | 9461720.7802 | 0 |  |  | 5995840.9822 | 0 | 275 | 4207827.1083 | 5483791.0396 | 24981.4369 |  |  | 2049491.5615 | 748546.1933
6581 | 4076140.166 | 9151500.4268 | 0 |  |  | 5075360.2608 | 0 | 275 | 4207827.1083 | 5483791.0396 | 24981.4369 |  |  | 2049491.5615 | 748546.1933
6582 | 4737923.499 | 8763724.985 | 0 |  |  | 4025801.486 | 0 | 275 | 4207827.1083 | 5483791.0396 | 24981.4369 |  |  | 2049491.5615 | 748546.1933
6583 | 4875157.55 | 7833063.9246 | 11345.929 |  |  | 2969252.3036 | 0 | 275 | 4207827.1083 | 5483791.0396 | 24981.4369 |  |  | 2049491.5615 | 748546.1933
6584 | 4955726.017 | 6824847.7759 | 34705.1947 |  |  | 1903826.9536 | 0 | 275 | 4207827.1083 | 5483791.0396 | 24981.4369 |  |  | 2049491.5615 | 748546.1933
6585 | 4947469.328 | 6630960.055 | 56284.7067 |  |  | 1739775.4337 | 0 | 275 | 4207827.1083 | 5483791.0396 | 24981.4369 |  |  | 2049491.5615 | 748546.1933
6586 | 4914151.7 | 6747292.6875 | 75973.2306 |  |  | 1909114.2181 | 0 | 275 | 4207827.1083 | 5483791.0396 | 24981.4369 |  |  | 2049491.5615 | 748546.1933
6587 | 4852419.839 | 5971741.8039 | 88209.0364 |  |  | 1207531.0013 | 0 | 275 | 4207827.1083 | 5483791.0396 | 24981.4369 |  |  | 2049491.5615 | 748546.1933
6588 | 4799874.013 | 4692082.8459 | 89766.3208 |  |  | 0 | 18024.8463 | 275 | 4207827.1083 | 5483791.0396 | 24981.4369 |  |  | 2049491.5615 | 748546.1933
6589 | 4802662.302 | 3761421.7856 | 84983.2331 |  |  | 0 | 956257.2834 | 275 | 4207827.1083 | 5483791.0396 | 24981.4369 |  |  | 2049491.5615 | 748546.1933
6590 | 4666901.306 | 3334868.7996 | 72858.6618 |  |  | 0 | 1259173.8446 | 275 | 4207827.1083 | 5483791.0396 | 24981.4369 |  |  | 2049491.5615 | 748546.1933
6591 | 4529763.723 | 2869538.2694 | 53503.8418 |  |  | 0 | 1606721.6118 | 275 | 4207827.1083 | 5483791.0396 | 24981.4369 |  |  | 2049491.5615 | 748546.1933
6592 | 4761868.503 | 1861322.1207 | 27363.7112 |  |  | 0 | 2873182.6711 | 275 | 4207827.1083 | 5483791.0396 | 24981.4369 |  |  | 2049491.5615 | 748546.1933
6593 | 4740586.372 | 1046993.6929 | 4560.6185 |  |  | 0 | 3689032.0606 | 275 | 4207827.1083 | 5483791.0396 | 24981.4369 |  |  | 2049491.5615 | 748546.1933
6594 | 4689199.373 | 891883.5162 | 0 |  |  | 0 | 3797315.8568 | 275 | 4207827.1083 | 5483791.0396 | 24981.4369 |  |  | 2049491.5615 | 748546.1933
6595 | 4356547.721 | 1706211.944 | 0 |  |  | 0 | 2650335.777 | 275 | 4207827.1083 | 5483791.0396 | 24981.4369 |  |  | 2049491.5615 | 748546.1933
6596 | 4062158.045 | 2947093.3578 | 0 |  |  | 0 | 1115064.6872 | 275 | 4207827.1083 | 5483791.0396 | 24981.4369 |  |  | 2049491.5615 | 748546.1933
6597 | 3691591.965 | 4265529.8599 | 0 |  |  | 573937.8949 | 0 | 275 | 4207827.1083 | 5483791.0396 | 24981.4369 |  |  | 2049491.5615 | 748546.1933
6598 | 3371681.944 | 5312523.5528 | 0 |  |  | 1940841.6088 | 0 | 275 | 4207827.1083 | 5483791.0396 | 24981.4369 |  |  | 2049491.5615 | 748546.1933
6599 | 3236632.988 | 5622743.9063 | 0 |  |  | 2386110.9183 | 0 | 275 | 4207827.1083 | 5483791.0396 | 24981.4369 |  |  | 2049491.5615 | 748546.1933
6600 | 3105202.95 | 5234968.4645 | 0 |  |  | 2129765.5145 | 0 | 275 | 4207827.1083 | 5483791.0396 | 24981.4369 |  |  | 2049491.5615 | 748546.1933
6601 | 3035117.213 | 4149197.2274 | 0 |  |  | 1114080.0144 | 0 | 276 | 4143733.741 | 560658.6596 | 14863.7232 |  |  | 46420.0006 | 3614631.3588
6602 | 3043968.932 | 2947093.3578 | 0 |  |  | 0 | 96875.5742 | 276 | 4143733.741 | 560658.6596 | 14863.7232 |  |  | 46420.0006 | 3614631.3588
6603 | 3139042.119 | 1861322.1207 | 0 |  |  | 0 | 1277719.9983 | 276 | 4143733.741 | 560658.6596 | 14863.7232 |  |  | 46420.0006 | 3614631.3588
6604 | 3268106.344 | 736773.3394 | 0 |  |  | 0 | 2531333.0046 | 276 | 4143733.741 | 560658.6596 | 14863.7232 |  |  | 46420.0006 | 3614631.3588
6605 | 3947837.611 | 232665.2651 | 0 |  |  | 0 | 3715172.3459 | 276 | 4143733.741 | 560658.6596 | 14863.7232 |  |  | 46420.0006 | 3614631.3588
6606 | 4556563.883 | 77555.0884 | 0 |  |  | 0 | 4479008.7946 | 276 | 4143733.741 | 560658.6596 | 14863.7232 |  |  | 46420.0006 | 3614631.3588
6607 | 4682886.077 | 38777.5442 | 1446.0498 |  |  | 0 | 4642662.483 | 276 | 4143733.741 | 560658.6596 | 14863.7232 |  |  | 46420.0006 | 3614631.3588
6608 | 4835883.688 | 0 | 6896.5451 |  |  | 0 | 4828987.1429 | 276 | 4143733.741 | 560658.6596 | 14863.7232 |  |  | 46420.0006 | 3614631.3588
6609 | 4890110.932 | 0 | 16907.6589 |  |  | 0 | 4873203.2731 | 276 | 4143733.741 | 560658.6596 | 14863.7232 |  |  | 46420.0006 | 3614631.3588
6610 | 4739300.577 | 0 | 31590.6259 |  |  | 0 | 4707709.9511 | 276 | 4143733.741 | 560658.6596 | 14863.7232 |  |  | 46420.0006 | 3614631.3588
6611 | 4795677.051 | 0 | 52836.4342 |  |  | 0 | 4742840.6168 | 276 | 4143733.741 | 560658.6596 | 14863.7232 |  |  | 46420.0006 | 3614631.3588
6612 | 4778043.561 | 0 | 69187.9201 |  |  | 0 | 4708855.6409 | 276 | 4143733.741 | 560658.6596 | 14863.7232 |  |  | 46420.0006 | 3614631.3588
6613 | 4806585.333 | 0 | 69187.9201 |  |  | 0 | 4737397.4129 | 276 | 4143733.741 | 560658.6596 | 14863.7232 |  |  | 46420.0006 | 3614631.3588
6614 | 4528165.604 | 0 | 54616.1877 |  |  | 0 | 4473549.4163 | 276 | 4143733.741 | 560658.6596 | 14863.7232 |  |  | 46420.0006 | 3614631.3588
6615 | 4479986.849 | 38777.5442 | 36262.479 |  |  | 0 | 4404946.8258 | 276 | 4143733.741 | 560658.6596 | 14863.7232 |  |  | 46420.0006 | 3614631.3588
6616 | 4659633.512 | 116332.6325 | 15795.313 |  |  | 0 | 4527505.5665 | 276 | 4143733.741 | 560658.6596 | 14863.7232 |  |  | 46420.0006 | 3614631.3588
6617 | 4696415.145 | 193887.7209 | 2002.2228 |  |  | 0 | 4500525.2013 | 276 | 4143733.741 | 560658.6596 | 14863.7232 |  |  | 46420.0006 | 3614631.3588
6618 | 4663733.042 | 232665.2651 | 0 |  |  | 0 | 4431067.7769 | 276 | 4143733.741 | 560658.6596 | 14863.7232 |  |  | 46420.0006 | 3614631.3588
6619 | 4319381.429 | 232665.2651 | 0 |  |  | 0 | 4086716.1639 | 276 | 4143733.741 | 560658.6596 | 14863.7232 |  |  | 46420.0006 | 3614631.3588
6620 | 4051817.642 | 310220.3534 | 0 |  |  | 0 | 3741597.2886 | 276 | 4143733.741 | 560658.6596 | 14863.7232 |  |  | 46420.0006 | 3614631.3588
6621 | 3754147.215 | 542885.6185 | 0 |  |  | 0 | 3211261.5965 | 276 | 4143733.741 | 560658.6596 | 14863.7232 |  |  | 46420.0006 | 3614631.3588
6622 | 3422950.959 | 659218.2511 | 0 |  |  | 0 | 2763732.7079 | 276 | 4143733.741 | 560658.6596 | 14863.7232 |  |  | 46420.0006 | 3614631.3588
6623 | 3212348.525 | 620440.7069 | 0 |  |  | 0 | 2591907.8181 | 276 | 4143733.741 | 560658.6596 | 14863.7232 |  |  | 46420.0006 | 3614631.3588
6624 | 3141906.542 | 465330.5302 | 0 |  |  | 0 | 2676576.0118 | 276 | 4143733.741 | 560658.6596 | 14863.7232 |  |  | 46420.0006 | 3614631.3588
6625 | 3074402.509 | 348997.8976 | 0 |  |  | 0 | 2725404.6114 | 277 | 4312965.495 | 1053456.6169 | 25672.0183 |  |  | 0 | 3233836.8598
6626 | 3134070.88 | 310220.3534 | 0 |  |  | 0 | 2823850.5266 | 277 | 4312965.495 | 1053456.6169 | 25672.0183 |  |  | 0 | 3233836.8598
6627 | 3111494.737 | 348997.8976 | 0 |  |  | 0 | 2762496.8394 | 277 | 4312965.495 | 1053456.6169 | 25672.0183 |  |  | 0 | 3233836.8598
6628 | 3430221.461 | 542885.6185 | 0 |  |  | 0 | 2887335.8425 | 277 | 4312965.495 | 1053456.6169 | 25672.0183 |  |  | 0 | 3233836.8598
6629 | 4076195.911 | 775550.8836 | 0 |  |  | 0 | 3300645.0274 | 277 | 4312965.495 | 1053456.6169 | 25672.0183 |  |  | 0 | 3233836.8598
6630 | 4672467.176 | 1085771.2371 | 0 |  |  | 0 | 3586695.9389 | 277 | 4312965.495 | 1053456.6169 | 25672.0183 |  |  | 0 | 3233836.8598
6631 | 4850925.297 | 1240881.4138 | 11679.6328 |  |  | 0 | 3598364.2504 | 277 | 4312965.495 | 1053456.6169 | 25672.0183 |  |  | 0 | 3233836.8598
6632 | 4846357.244 | 969438.6045 | 38375.9364 |  |  | 0 | 3838542.7031 | 277 | 4312965.495 | 1053456.6169 | 25672.0183 |  |  | 0 | 3233836.8598
6633 | 4998594.986 | 465330.5302 | 62291.375 |  |  | 0 | 4470973.0808 | 277 | 4312965.495 | 1053456.6169 | 25672.0183 |  |  | 0 | 3233836.8598
6634 | 4994908.889 | 426552.986 | 78976.5648 |  |  | 0 | 4489379.3383 | 277 | 4312965.495 | 1053456.6169 | 25672.0183 |  |  | 0 | 3233836.8598
6635 | 4999787.85 | 387775.4418 | 88320.271 |  |  | 0 | 4523692.1372 | 277 | 4312965.495 | 1053456.6169 | 25672.0183 |  |  | 0 | 3233836.8598
6636 | 4936183.129 | 581663.1627 | 90433.7284 |  |  | 0 | 4264086.2379 | 277 | 4312965.495 | 1053456.6169 | 25672.0183 |  |  | 0 | 3233836.8598
6637 | 4929168.89 | 1008216.1487 | 85205.7023 |  |  | 0 | 3835747.039 | 277 | 4312965.495 | 1053456.6169 | 25672.0183 |  |  | 0 | 3233836.8598
6638 | 4790656.912 | 1628656.8556 | 73192.3656 |  |  | 0 | 3088807.6907 | 277 | 4312965.495 | 1053456.6169 | 25672.0183 |  |  | 0 | 3233836.8598
6639 | 4865760.899 | 2093987.3858 | 54171.2493 |  |  | 0 | 2717602.2639 | 277 | 4312965.495 | 1053456.6169 | 25672.0183 |  |  | 0 | 3233836.8598
6640 | 5053034.167 | 2404207.7392 | 29143.4647 |  |  | 0 | 2619682.963 | 277 | 4312965.495 | 1053456.6169 | 25672.0183 |  |  | 0 | 3233836.8598
6641 | 5025087.977 | 2132764.93 | 4338.1493 |  |  | 0 | 2887984.8977 | 277 | 4312965.495 | 1053456.6169 | 25672.0183 |  |  | 0 | 3233836.8598
6642 | 4890568.824 | 1318436.5022 | 0 |  |  | 0 | 3572132.3218 | 277 | 4312965.495 | 1053456.6169 | 25672.0183 |  |  | 0 | 3233836.8598
6643 | 4584125.703 | 1085771.2371 | 0 |  |  | 0 | 3498354.4659 | 277 | 4312965.495 | 1053456.6169 | 25672.0183 |  |  | 0 | 3233836.8598
6644 | 4255403.648 | 1202103.8696 | 0 |  |  | 0 | 3053299.7784 | 277 | 4312965.495 | 1053456.6169 | 25672.0183 |  |  | 0 | 3233836.8598
6645 | 3914152.317 | 1240881.4138 | 0 |  |  | 0 | 2673270.9032 | 277 | 4312965.495 | 1053456.6169 | 25672.0183 |  |  | 0 | 3233836.8598
6646 | 3459351.548 | 1240881.4138 | 0 |  |  | 0 | 2218470.1342 | 277 | 4312965.495 | 1053456.6169 | 25672.0183 |  |  | 0 | 3233836.8598
6647 | 3367846.783 | 1240881.4138 | 0 |  |  | 0 | 2126965.3692 | 277 | 4312965.495 | 1053456.6169 | 25672.0183 |  |  | 0 | 3233836.8598
6648 | 3250404.144 | 1202103.8696 | 0 |  |  | 0 | 2048300.2744 | 277 | 4312965.495 | 1053456.6169 | 25672.0183 |  |  | 0 | 3233836.8598
6649 | 3094559.407 | 1163326.3254 | 0 |  |  | 0 | 1931233.0816 | 278 | 4210167.8497 | 809481.2348 | 14747.8538 |  |  | 0 | 3385938.7611
6650 | 3050817.604 | 853105.972 | 0 |  |  | 0 | 2197711.632 | 278 | 4210167.8497 | 809481.2348 | 14747.8538 |  |  | 0 | 3385938.7611
6651 | 3120029.983 | 387775.4418 | 0 |  |  | 0 | 2732254.5412 | 278 | 4210167.8497 | 809481.2348 | 14747.8538 |  |  | 0 | 3385938.7611
6652 | 3289314.417 | 116332.6325 | 0 |  |  | 0 | 3172981.7845 | 278 | 4210167.8497 | 809481.2348 | 14747.8538 |  |  | 0 | 3385938.7611
6653 | 3892636.562 | 0 | 0 |  |  | 0 | 3892636.562 | 278 | 4210167.8497 | 809481.2348 | 14747.8538 |  |  | 0 | 3385938.7611
6654 | 4538006.85 | 0 | 0 |  |  | 0 | 4538006.85 | 278 | 4210167.8497 | 809481.2348 | 14747.8538 |  |  | 0 | 3385938.7611
6655 | 4743840.496 | 38777.5442 | 8898.7679 |  |  | 0 | 4696164.184 | 278 | 4210167.8497 | 809481.2348 | 14747.8538 |  |  | 0 | 3385938.7611
6656 | 4812171.722 | 116332.6325 | 30589.5145 |  |  | 0 | 4665249.5749 | 278 | 4210167.8497 | 809481.2348 | 14747.8538 |  |  | 0 | 3385938.7611
6657 | 4902239.732 | 116332.6325 | 46941.0005 |  |  | 0 | 4738966.099 | 278 | 4210167.8497 | 809481.2348 | 14747.8538 |  |  | 0 | 3385938.7611
6658 | 4900616.53 | 697995.7953 | 51724.0882 |  |  | 0 | 4150896.6466 | 278 | 4210167.8497 | 809481.2348 | 14747.8538 |  |  | 0 | 3385938.7611
6659 | 4977866.075 | 1628656.8556 | 57397.0527 |  |  | 0 | 3291812.1667 | 278 | 4210167.8497 | 809481.2348 | 14747.8538 |  |  | 0 | 3385938.7611
6660 | 4874969.348 | 1977654.7532 | 52502.7304 |  |  | 0 | 2844811.8644 | 278 | 4210167.8497 | 809481.2348 | 14747.8538 |  |  | 0 | 3385938.7611
6661 | 4829181.819 | 2016432.2974 | 42269.1473 |  |  | 0 | 2770480.3742 | 278 | 4210167.8497 | 809481.2348 | 14747.8538 |  |  | 0 | 3385938.7611
6662 | 4688304.754 | 1977654.7532 | 31813.0951 |  |  | 0 | 2678836.9057 | 278 | 4210167.8497 | 809481.2348 | 14747.8538 |  |  | 0 | 3385938.7611
6663 | 4696810.837 | 1822544.5765 | 20912.1045 |  |  | 0 | 2853354.156 | 278 | 4210167.8497 | 809481.2348 | 14747.8538 |  |  | 0 | 3385938.7611
6664 | 4901364.137 | 1628656.8556 | 9788.6446 |  |  | 0 | 3262918.6367 | 278 | 4210167.8497 | 809481.2348 | 14747.8538 |  |  | 0 | 3385938.7611
6665 | 4789749.399 | 1202103.8696 | 1112.346 |  |  | 0 | 3586533.1834 | 278 | 4210167.8497 | 809481.2348 | 14747.8538 |  |  | 0 | 3385938.7611
6666 | 4876381.283 | 736773.3394 | 0 |  |  | 0 | 4139607.9436 | 278 | 4210167.8497 | 809481.2348 | 14747.8538 |  |  | 0 | 3385938.7611
6667 | 4463450.414 | 581663.1627 | 0 |  |  | 0 | 3881787.2513 | 278 | 4210167.8497 | 809481.2348 | 14747.8538 |  |  | 0 | 3385938.7611
6668 | 4206624.874 | 504108.0744 | 0 |  |  | 0 | 3702516.7996 | 278 | 4210167.8497 | 809481.2348 | 14747.8538 |  |  | 0 | 3385938.7611
6669 | 3723939.96 | 465330.5302 | 0 |  |  | 0 | 3258609.4298 | 278 | 4210167.8497 | 809481.2348 | 14747.8538 |  |  | 0 | 3385938.7611
6670 | 3443701.562 | 465330.5302 | 0 |  |  | 0 | 2978371.0318 | 278 | 4210167.8497 | 809481.2348 | 14747.8538 |  |  | 0 | 3385938.7611
6671 | 3180883.833 | 465330.5302 | 0 |  |  | 0 | 2715553.3028 | 278 | 4210167.8497 | 809481.2348 | 14747.8538 |  |  | 0 | 3385938.7611
6672 | 3046566.794 | 465330.5302 | 0 |  |  | 0 | 2581236.2638 | 278 | 4210167.8497 | 809481.2348 | 14747.8538 |  |  | 0 | 3385938.7611
6673 | 2982191.416 | 542885.6185 | 0 |  |  | 0 | 2439305.7975 | 279 | 3930921.7209 | 3641857.691 | 9862.801 |  |  | 1065894.2835 | 1345095.5123
6674 | 2982985.053 | 659218.2511 | 0 |  |  | 0 | 2323766.8019 | 279 | 3930921.7209 | 3641857.691 | 9862.801 |  |  | 1065894.2835 | 1345095.5123
6675 | 3046157.255 | 814328.4278 | 0 |  |  | 0 | 2231828.8272 | 279 | 3930921.7209 | 3641857.691 | 9862.801 |  |  | 1065894.2835 | 1345095.5123
6676 | 3265302.292 | 697995.7953 | 0 |  |  | 0 | 2567306.4967 | 279 | 3930921.7209 | 3641857.691 | 9862.801 |  |  | 1065894.2835 | 1345095.5123
6677 | 3890281.17 | 504108.0744 | 0 |  |  | 0 | 3386173.0956 | 279 | 3930921.7209 | 3641857.691 | 9862.801 |  |  | 1065894.2835 | 1345095.5123
6678 | 4449373.733 | 387775.4418 | 0 |  |  | 0 | 4061598.2912 | 279 | 3930921.7209 | 3641857.691 | 9862.801 |  |  | 1065894.2835 | 1345095.5123
6679 | 4645604.342 | 504108.0744 | 3003.3342 |  |  | 0 | 4138492.9335 | 279 | 3930921.7209 | 3641857.691 | 9862.801 |  |  | 1065894.2835 | 1345095.5123
6680 | 4709511.947 | 659218.2511 | 9232.4717 |  |  | 0 | 4041061.2243 | 279 | 3930921.7209 | 3641857.691 | 9862.801 |  |  | 1065894.2835 | 1345095.5123
6681 | 4734363.487 | 697995.7953 | 15239.14 |  |  | 0 | 4021128.5518 | 279 | 3930921.7209 | 3641857.691 | 9862.801 |  |  | 1065894.2835 | 1345095.5123
6682 | 4687108.635 | 2442985.2834 | 22135.685 |  |  | 0 | 2221987.6665 | 279 | 3930921.7209 | 3641857.691 | 9862.801 |  |  | 1065894.2835 | 1345095.5123
6683 | 4529292.828 | 4071642.139 | 30923.2183 |  |  | 0 | 426727.4707 | 279 | 3930921.7209 | 3641857.691 | 9862.801 |  |  | 1065894.2835 | 1345095.5123
6684 | 4406538.91 | 5157413.3761 | 39933.2208 |  |  | 790807.6869 | 0 | 279 | 3930921.7209 | 3641857.691 | 9862.801 |  |  | 1065894.2835 | 1345095.5123
6685 | 4287712.319 | 5971741.8039 | 43270.2587 |  |  | 1727299.7436 | 0 | 279 | 3930921.7209 | 3641857.691 | 9862.801 |  |  | 1065894.2835 | 1345095.5123
6686 | 4186162.746 | 6475849.8783 | 36484.9482 |  |  | 2326172.0805 | 0 | 279 | 3930921.7209 | 3641857.691 | 9862.801 |  |  | 1065894.2835 | 1345095.5123
6687 | 4256726.827 | 6592182.5108 | 23359.2656 |  |  | 2358814.9494 | 0 | 279 | 3930921.7209 | 3641857.691 | 9862.801 |  |  | 1065894.2835 | 1345095.5123
6688 | 4423180.477 | 5777854.083 | 11568.3982 |  |  | 1366242.0042 | 0 | 279 | 3930921.7209 | 3641857.691 | 9862.801 |  |  | 1065894.2835 | 1345095.5123
6689 | 4378435.359 | 4885970.5668 | 1557.2844 |  |  | 509092.4922 | 0 | 279 | 3930921.7209 | 3641857.691 | 9862.801 |  |  | 1065894.2835 | 1345095.5123
6690 | 4339447.101 | 3916531.9623 | 0 |  |  | 0 | 422915.1387 | 279 | 3930921.7209 | 3641857.691 | 9862.801 |  |  | 1065894.2835 | 1345095.5123
6691 | 3997116.578 | 4381862.4925 | 0 |  |  | 384745.9145 | 0 | 279 | 3930921.7209 | 3641857.691 | 9862.801 |  |  | 1065894.2835 | 1345095.5123
6692 | 3715374.394 | 5312523.5528 | 0 |  |  | 1597149.1588 | 0 | 279 | 3930921.7209 | 3641857.691 | 9862.801 |  |  | 1065894.2835 | 1345095.5123
6693 | 3444758.736 | 6475849.8783 | 0 |  |  | 3031091.1423 | 0 | 279 | 3930921.7209 | 3641857.691 | 9862.801 |  |  | 1065894.2835 | 1345095.5123
6694 | 3177551.535 | 7445288.4828 | 0 |  |  | 4267736.9478 | 0 | 279 | 3930921.7209 | 3641857.691 | 9862.801 |  |  | 1065894.2835 | 1345095.5123
6695 | 2948948.851 | 7173845.6735 | 0 |  |  | 4224896.8225 | 0 | 279 | 3930921.7209 | 3641857.691 | 9862.801 |  |  | 1065894.2835 | 1345095.5123
6696 | 2857995.31 | 5855409.1714 | 0 |  |  | 2997413.8614 | 0 | 279 | 3930921.7209 | 3641857.691 | 9862.801 |  |  | 1065894.2835 | 1345095.5123
6697 | 2818210.415 | 4187974.7716 | 0 |  |  | 1369764.3566 | 0 | 280 | 3506369.5371 | 3139365.3477 | 3726.359 |  |  | 536510.1125 | 899787.9429
6698 | 2823109.985 | 2869538.2694 | 0 |  |  | 46428.2844 | 0 | 280 | 3506369.5371 | 3139365.3477 | 3726.359 |  |  | 536510.1125 | 899787.9429
6699 | 2831140.963 | 2171542.4741 | 0 |  |  | 0 | 659598.4889 | 280 | 3506369.5371 | 3139365.3477 | 3726.359 |  |  | 536510.1125 | 899787.9429
6700 | 2871511.744 | 1706211.944 | 0 |  |  | 0 | 1165299.8 | 280 | 3506369.5371 | 3139365.3477 | 3726.359 |  |  | 536510.1125 | 899787.9429
6701 | 3019148.736 | 1589879.3114 | 0 |  |  | 0 | 1429269.4246 | 280 | 3506369.5371 | 3139365.3477 | 3726.359 |  |  | 536510.1125 | 899787.9429
6702 | 3275969.541 | 1861322.1207 | 0 |  |  | 0 | 1414647.4203 | 280 | 3506369.5371 | 3139365.3477 | 3726.359 |  |  | 536510.1125 | 899787.9429
6703 | 3567253.182 | 2442985.2834 | 444.9384 |  |  | 0 | 1123822.9602 | 280 | 3506369.5371 | 3139365.3477 | 3726.359 |  |  | 536510.1125 | 899787.9429
6704 | 3798710.566 | 2287875.1067 | 2335.9266 |  |  | 0 | 1508499.5327 | 280 | 3506369.5371 | 3139365.3477 | 3726.359 |  |  | 536510.1125 | 899787.9429
6705 | 3960879.805 | 2210320.0183 | 4226.9147 |  |  | 0 | 1746332.8719 | 280 | 3506369.5371 | 3139365.3477 | 3726.359 |  |  | 536510.1125 | 899787.9429
6706 | 3989738.391 | 4459417.5808 | 6229.1375 |  |  | 475908.3273 | 0 | 280 | 3506369.5371 | 3139365.3477 | 3726.359 |  |  | 536510.1125 | 899787.9429
6707 | 3957354.254 | 5506411.2737 | 19132.3509 |  |  | 1568189.3706 | 0 | 280 | 3506369.5371 | 3139365.3477 | 3726.359 |  |  | 536510.1125 | 899787.9429
6708 | 3870085.243 | 6010519.3481 | 27808.6496 |  |  | 2168242.7547 | 0 | 280 | 3506369.5371 | 3139365.3477 | 3726.359 |  |  | 536510.1125 | 899787.9429
6709 | 3831474.883 | 6126851.9806 | 11790.8674 |  |  | 2307167.9651 | 0 | 280 | 3506369.5371 | 3139365.3477 | 3726.359 |  |  | 536510.1125 | 899787.9429
6710 | 3812253.772 | 6049296.8923 | 6340.3721 |  |  | 2243383.4924 | 0 | 280 | 3506369.5371 | 3139365.3477 | 3726.359 |  |  | 536510.1125 | 899787.9429
6711 | 3877978.097 | 5816631.6272 | 5672.9645 |  |  | 1944326.4947 | 0 | 280 | 3506369.5371 | 3139365.3477 | 3726.359 |  |  | 536510.1125 | 899787.9429
6712 | 4137922 | 4885970.5668 | 4783.0877 |  |  | 752831.6546 | 0 | 280 | 3506369.5371 | 3139365.3477 | 3726.359 |  |  | 536510.1125 | 899787.9429
6713 | 4204824.446 | 3838976.8739 | 667.4076 |  |  | 0 | 365180.1645 | 280 | 3506369.5371 | 3139365.3477 | 3726.359 |  |  | 536510.1125 | 899787.9429
6714 | 4036436.849 | 2714428.0927 | 0 |  |  | 0 | 1322008.7563 | 280 | 3506369.5371 | 3139365.3477 | 3726.359 |  |  | 536510.1125 | 899787.9429
6715 | 3746476.571 | 2171542.4741 | 0 |  |  | 0 | 1574934.0969 | 280 | 3506369.5371 | 3139365.3477 | 3726.359 |  |  | 536510.1125 | 899787.9429
6716 | 3509737.799 | 1900099.6649 | 0 |  |  | 0 | 1609638.1341 | 280 | 3506369.5371 | 3139365.3477 | 3726.359 |  |  | 536510.1125 | 899787.9429
6717 | 3301292.042 | 1551101.7672 | 0 |  |  | 0 | 1750190.2748 | 280 | 3506369.5371 | 3139365.3477 | 3726.359 |  |  | 536510.1125 | 899787.9429
6718 | 3107762.873 | 1279658.958 | 0 |  |  | 0 | 1828103.915 | 280 | 3506369.5371 | 3139365.3477 | 3726.359 |  |  | 536510.1125 | 899787.9429
6719 | 2912568.859 | 1008216.1487 | 0 |  |  | 0 | 1904352.7103 | 280 | 3506369.5371 | 3139365.3477 | 3726.359 |  |  | 536510.1125 | 899787.9429
6720 | 2891027.875 | 697995.7953 | 0 |  |  | 0 | 2193032.0797 | 280 | 3506369.5371 | 3139365.3477 | 3726.359 |  |  | 536510.1125 | 899787.9429
6721 | 2852821.943 | 465330.5302 | 0 |  |  | 0 | 2387491.4128 | 281 | 3411452.539 | 4738939.0451 | 18627.1604 |  |  | 2370583.6618 | 1024469.9952
6722 | 2871327.372 | 310220.3534 | 0 |  |  | 0 | 2561107.0186 | 281 | 3411452.539 | 4738939.0451 | 18627.1604 |  |  | 2370583.6618 | 1024469.9952
6723 | 2848047.528 | 348997.8976 | 0 |  |  | 0 | 2499049.6304 | 281 | 3411452.539 | 4738939.0451 | 18627.1604 |  |  | 2370583.6618 | 1024469.9952
6724 | 2906122.154 | 271442.8093 | 0 |  |  | 0 | 2634679.3447 | 281 | 3411452.539 | 4738939.0451 | 18627.1604 |  |  | 2370583.6618 | 1024469.9952
6725 | 2958649.564 | 310220.3534 | 0 |  |  | 0 | 2648429.2106 | 281 | 3411452.539 | 4738939.0451 | 18627.1604 |  |  | 2370583.6618 | 1024469.9952
6726 | 3106192.614 | 581663.1627 | 0 |  |  | 0 | 2524529.4513 | 281 | 3411452.539 | 4738939.0451 | 18627.1604 |  |  | 2370583.6618 | 1024469.9952
6727 | 3375824.707 | 930661.0603 | 6674.0759 |  |  | 0 | 2438489.5708 | 281 | 3411452.539 | 4738939.0451 | 18627.1604 |  |  | 2370583.6618 | 1024469.9952
6728 | 3612205.11 | 1124548.7813 | 31701.8605 |  |  | 0 | 2455954.4682 | 281 | 3411452.539 | 4738939.0451 | 18627.1604 |  |  | 2370583.6618 | 1024469.9952
6729 | 3743094.13 | 736773.3394 | 58954.3371 |  |  | 0 | 2947366.4535 | 281 | 3411452.539 | 4738939.0451 | 18627.1604 |  |  | 2370583.6618 | 1024469.9952
6730 | 3721710.255 | 2404207.7392 | 74749.65 |  |  | 0 | 1242752.8657 | 281 | 3411452.539 | 4738939.0451 | 18627.1604 |  |  | 2370583.6618 | 1024469.9952
6731 | 3664612.86 | 3334868.7996 | 82313.6027 |  |  | 0 | 247430.4577 | 281 | 3411452.539 | 4738939.0451 | 18627.1604 |  |  | 2370583.6618 | 1024469.9952
6732 | 3644296.722 | 4110419.6832 | 81534.9605 |  |  | 547657.9217 | 0 | 281 | 3411452.539 | 4738939.0451 | 18627.1604 |  |  | 2370583.6618 | 1024469.9952
6733 | 3616620.304 | 5118635.8319 | 62513.8442 |  |  | 1564529.3721 | 0 | 281 | 3411452.539 | 4738939.0451 | 18627.1604 |  |  | 2370583.6618 | 1024469.9952
6734 | 3625468.598 | 6359517.2457 | 31813.0951 |  |  | 2765861.7428 | 0 | 281 | 3411452.539 | 4738939.0451 | 18627.1604 |  |  | 2370583.6618 | 1024469.9952
6735 | 3659253.293 | 7949396.5572 | 10900.9906 |  |  | 4301044.2548 | 0 | 281 | 3411452.539 | 4738939.0451 | 18627.1604 |  |  | 2370583.6618 | 1024469.9952
6736 | 4003389.84 | 9849496.222 | 5228.0261 |  |  | 5851334.4082 | 0 | 281 | 3411452.539 | 4738939.0451 | 18627.1604 |  |  | 2370583.6618 | 1024469.9952
6737 | 4107203.155 | 11478153.0776 | 667.4076 |  |  | 7371617.3302 | 0 | 281 | 3411452.539 | 4738939.0451 | 18627.1604 |  |  | 2370583.6618 | 1024469.9952
6738 | 4071507.983 | 9422943.236 | 0 |  |  | 5351435.253 | 0 | 281 | 3411452.539 | 4738939.0451 | 18627.1604 |  |  | 2370583.6618 | 1024469.9952
6739 | 3822520.211 | 8918835.1617 | 0 |  |  | 5096314.9507 | 0 | 281 | 3411452.539 | 4738939.0451 | 18627.1604 |  |  | 2370583.6618 | 1024469.9952
6740 | 3578907.67 | 8065729.1897 | 0 |  |  | 4486821.5197 | 0 | 281 | 3411452.539 | 4738939.0451 | 18627.1604 |  |  | 2370583.6618 | 1024469.9952
6741 | 3285965.697 | 7251400.7619 | 0 |  |  | 3965435.0649 | 0 | 281 | 3411452.539 | 4738939.0451 | 18627.1604 |  |  | 2370583.6618 | 1024469.9952
6742 | 3051915.592 | 7639176.2037 | 0 |  |  | 4587260.6117 | 0 | 281 | 3411452.539 | 4738939.0451 | 18627.1604 |  |  | 2370583.6618 | 1024469.9952
6743 | 2916522.482 | 8182061.8222 | 0 |  |  | 5265539.3402 | 0 | 281 | 3411452.539 | 4738939.0451 | 18627.1604 |  |  | 2370583.6618 | 1024469.9952
6744 | 2830681.152 | 8569837.2641 | 0 |  |  | 5739156.1121 | 0 | 281 | 3411452.539 | 4738939.0451 | 18627.1604 |  |  | 2370583.6618 | 1024469.9952
6745 | 2808772.696 | 8763724.985 | 0 |  |  | 5954952.289 | 0 | 282 | 4027793.614 | 7065591.696 | 10863.9124 |  |  | 3373588.1703 | 324926.1759
6746 | 2821377.861 | 8957612.7059 | 0 |  |  | 6136234.8449 | 0 | 282 | 4027793.614 | 7065591.696 | 10863.9124 |  |  | 3373588.1703 | 324926.1759
6747 | 2886268.709 | 9267833.0593 | 0 |  |  | 6381564.3503 | 0 | 282 | 4027793.614 | 7065591.696 | 10863.9124 |  |  | 3373588.1703 | 324926.1759
6748 | 3164672.37 | 8143284.2781 | 0 |  |  | 4978611.9081 | 0 | 282 | 4027793.614 | 7065591.696 | 10863.9124 |  |  | 3373588.1703 | 324926.1759
6749 | 3883048.989 | 6630960.055 | 0 |  |  | 2747911.066 | 0 | 282 | 4027793.614 | 7065591.696 | 10863.9124 |  |  | 3373588.1703 | 324926.1759
6750 | 4518245.952 | 5777854.083 | 0 |  |  | 1259608.131 | 0 | 282 | 4027793.614 | 7065591.696 | 10863.9124 |  |  | 3373588.1703 | 324926.1759
6751 | 4705757.892 | 5118635.8319 | 1446.0498 |  |  | 414323.9897 | 0 | 282 | 4027793.614 | 7065591.696 | 10863.9124 |  |  | 3373588.1703 | 324926.1759
6752 | 4724294.017 | 4885970.5668 | 12569.5096 |  |  | 174246.0594 | 0 | 282 | 4027793.614 | 7065591.696 | 10863.9124 |  |  | 3373588.1703 | 324926.1759
6753 | 4787660.637 | 5622743.9063 | 26362.5998 |  |  | 861445.8691 | 0 | 282 | 4027793.614 | 7065591.696 | 10863.9124 |  |  | 3373588.1703 | 324926.1759
6754 | 4761942.883 | 6902402.8643 | 36040.0098 |  |  | 2176499.9911 | 0 | 282 | 4027793.614 | 7065591.696 | 10863.9124 |  |  | 3373588.1703 | 324926.1759
6755 | 4644326.18 | 8569837.2641 | 37041.1212 |  |  | 3962552.2053 | 0 | 282 | 4027793.614 | 7065591.696 | 10863.9124 |  |  | 3373588.1703 | 324926.1759
6756 | 4651680.987 | 9965828.8546 | 37930.998 |  |  | 5352078.8656 | 0 | 282 | 4027793.614 | 7065591.696 | 10863.9124 |  |  | 3373588.1703 | 324926.1759
6757 | 4517767.859 | 11478153.0776 | 43047.7895 |  |  | 7003433.0082 | 0 | 282 | 4027793.614 | 7065591.696 | 10863.9124 |  |  | 3373588.1703 | 324926.1759
6758 | 4386277.548 | 12680256.9473 | 40489.3938 |  |  | 8334468.793 | 0 | 282 | 4027793.614 | 7065591.696 | 10863.9124 |  |  | 3373588.1703 | 324926.1759
6759 | 4365156.652 | 13339475.1983 | 19910.9931 |  |  | 8994229.5394 | 0 | 282 | 4027793.614 | 7065591.696 | 10863.9124 |  |  | 3373588.1703 | 324926.1759
6760 | 4610228.194 | 12602701.8589 | 5450.4953 |  |  | 7997924.1602 | 0 | 282 | 4027793.614 | 7065591.696 | 10863.9124 |  |  | 3373588.1703 | 324926.1759
6761 | 4646312.817 | 10508714.4731 | 444.9384 |  |  | 5862846.5945 | 0 | 282 | 4027793.614 | 7065591.696 | 10863.9124 |  |  | 3373588.1703 | 324926.1759
6762 | 4597098.835 | 6592182.5108 | 0 |  |  | 1995083.6758 | 0 | 282 | 4027793.614 | 7065591.696 | 10863.9124 |  |  | 3373588.1703 | 324926.1759
6763 | 4275204.554 | 4653305.3017 | 0 |  |  | 378100.7477 | 0 | 282 | 4027793.614 | 7065591.696 | 10863.9124 |  |  | 3373588.1703 | 324926.1759
6764 | 3952719.859 | 3373646.3438 | 0 |  |  | 0 | 579073.5152 | 282 | 4027793.614 | 7065591.696 | 10863.9124 |  |  | 3373588.1703 | 324926.1759
6765 | 3609921.329 | 2249097.5625 | 0 |  |  | 0 | 1360823.7665 | 282 | 4027793.614 | 7065591.696 | 10863.9124 |  |  | 3373588.1703 | 324926.1759
6766 | 3282803.281 | 1512324.2231 | 0 |  |  | 0 | 1770479.0579 | 282 | 4027793.614 | 7065591.696 | 10863.9124 |  |  | 3373588.1703 | 324926.1759
6767 | 3088323.187 | 1124548.7813 | 0 |  |  | 0 | 1963774.4057 | 282 | 4027793.614 | 7065591.696 | 10863.9124 |  |  | 3373588.1703 | 324926.1759
6768 | 2977183.449 | 853105.972 | 0 |  |  | 0 | 2124077.477 | 282 | 4027793.614 | 7065591.696 | 10863.9124 |  |  | 3373588.1703 | 324926.1759
6769 | 2939309.419 | 659218.2511 | 0 |  |  | 0 | 2280091.1679 | 283 | 4133657.9531 | 5474096.6536 | 20550.592 |  |  | 2019636.4967 | 658647.2043
6770 | 2940227.318 | 542885.6185 | 0 |  |  | 0 | 2397341.6995 | 283 | 4133657.9531 | 5474096.6536 | 20550.592 |  |  | 2019636.4967 | 658647.2043
6771 | 3028045.133 | 620440.7069 | 0 |  |  | 0 | 2407604.4261 | 283 | 4133657.9531 | 5474096.6536 | 20550.592 |  |  | 2019636.4967 | 658647.2043
6772 | 3282687.272 | 775550.8836 | 0 |  |  | 0 | 2507136.3884 | 283 | 4133657.9531 | 5474096.6536 | 20550.592 |  |  | 2019636.4967 | 658647.2043
6773 | 3931771.915 | 1473546.6789 | 0 |  |  | 0 | 2458225.2361 | 283 | 4133657.9531 | 5474096.6536 | 20550.592 |  |  | 2019636.4967 | 658647.2043
6774 | 4564537.471 | 2714428.0927 | 0 |  |  | 0 | 1850109.3783 | 283 | 4133657.9531 | 5474096.6536 | 20550.592 |  |  | 2019636.4967 | 658647.2043
6775 | 4726899.399 | 3955309.5065 | 6229.1375 |  |  | 0 | 765360.755 | 283 | 4133657.9531 | 5474096.6536 | 20550.592 |  |  | 2019636.4967 | 658647.2043
6776 | 4748728.293 | 4226752.3158 | 29143.4647 |  |  | 0 | 492832.5125 | 283 | 4133657.9531 | 5474096.6536 | 20550.592 |  |  | 2019636.4967 | 658647.2043
6777 | 4812532.394 | 4110419.6832 | 53281.3726 |  |  | 0 | 648831.3382 | 283 | 4133657.9531 | 5474096.6536 | 20550.592 |  |  | 2019636.4967 | 658647.2043
6778 | 4784069.887 | 6979957.9526 | 61290.2636 |  |  | 2257178.3293 | 0 | 283 | 4133657.9531 | 5474096.6536 | 20550.592 |  |  | 2019636.4967 | 658647.2043
6779 | 4654725.825 | 9422943.236 | 75083.3538 |  |  | 4843300.7649 | 0 | 283 | 4133657.9531 | 5474096.6536 | 20550.592 |  |  | 2019636.4967 | 658647.2043
6780 | 4674502.032 | 11323042.9009 | 78531.6264 |  |  | 6727072.4953 | 0 | 283 | 4133657.9531 | 5474096.6536 | 20550.592 |  |  | 2019636.4967 | 658647.2043
6781 | 4599085.196 | 11982261.152 | 66518.2897 |  |  | 7449694.2458 | 0 | 283 | 4133657.9531 | 5474096.6536 | 20550.592 |  |  | 2019636.4967 | 658647.2043
6782 | 4641584.941 | 11129155.18 | 58064.4603 |  |  | 6545634.6993 | 0 | 283 | 4133657.9531 | 5474096.6536 | 20550.592 |  |  | 2019636.4967 | 658647.2043
6783 | 4736823.771 | 9733163.5895 | 43492.7279 |  |  | 5039832.5464 | 0 | 283 | 4133657.9531 | 5474096.6536 | 20550.592 |  |  | 2019636.4967 | 658647.2043
6784 | 4974930.265 | 9849496.222 | 20467.1661 |  |  | 4895033.1231 | 0 | 283 | 4133657.9531 | 5474096.6536 | 20550.592 |  |  | 2019636.4967 | 658647.2043
6785 | 4959442.969 | 9500498.3244 | 1112.346 |  |  | 4542167.7014 | 0 | 283 | 4133657.9531 | 5474096.6536 | 20550.592 |  |  | 2019636.4967 | 658647.2043
6786 | 4775849.554 | 6941180.4084 | 0 |  |  | 2165330.8544 | 0 | 283 | 4133657.9531 | 5474096.6536 | 20550.592 |  |  | 2019636.4967 | 658647.2043
6787 | 4499989.386 | 5428856.1854 | 0 |  |  | 928866.7994 | 0 | 283 | 4133657.9531 | 5474096.6536 | 20550.592 |  |  | 2019636.4967 | 658647.2043
6788 | 4072530.953 | 4730860.3901 | 0 |  |  | 658329.4371 | 0 | 283 | 4133657.9531 | 5474096.6536 | 20550.592 |  |  | 2019636.4967 | 658647.2043
6789 | 3588420.55 | 4226752.3158 | 0 |  |  | 638331.7658 | 0 | 283 | 4133657.9531 | 5474096.6536 | 20550.592 |  |  | 2019636.4967 | 658647.2043
6790 | 3265584.111 | 3761421.7856 | 0 |  |  | 495837.6746 | 0 | 283 | 4133657.9531 | 5474096.6536 | 20550.592 |  |  | 2019636.4967 | 658647.2043
6791 | 3055481.309 | 3606311.6089 | 0 |  |  | 550830.2999 | 0 | 283 | 4133657.9531 | 5474096.6536 | 20550.592 |  |  | 2019636.4967 | 658647.2043
6792 | 2950031.512 | 3683866.6972 | 0 |  |  | 733835.1852 | 0 | 283 | 4133657.9531 | 5474096.6536 | 20550.592 |  |  | 2019636.4967 | 658647.2043
6793 | 2896689.106 | 4071642.139 | 0 |  |  | 1174953.033 | 0 | 284 | 4171102.6287 | 7115679.3573 | 19920.2626 |  |  | 3918066.8197 | 953569.8285
6794 | 2893590.987 | 4226752.3158 | 0 |  |  | 1333161.3288 | 0 | 284 | 4171102.6287 | 7115679.3573 | 19920.2626 |  |  | 3918066.8197 | 953569.8285
6795 | 2968589.397 | 4110419.6832 | 0 |  |  | 1141830.2862 | 0 | 284 | 4171102.6287 | 7115679.3573 | 19920.2626 |  |  | 3918066.8197 | 953569.8285
6796 | 3225256.84 | 3877754.4181 | 0 |  |  | 652497.5781 | 0 | 284 | 4171102.6287 | 7115679.3573 | 19920.2626 |  |  | 3918066.8197 | 953569.8285
6797 | 3873441.439 | 3179758.6229 | 0 |  |  | 0 | 693682.8161 | 284 | 4171102.6287 | 7115679.3573 | 19920.2626 |  |  | 3918066.8197 | 953569.8285
6798 | 4545329.596 | 2249097.5625 | 0 |  |  | 0 | 2296232.0335 | 284 | 4171102.6287 | 7115679.3573 | 19920.2626 |  |  | 3918066.8197 | 953569.8285
6799 | 4844548.983 | 1434769.1347 | 6674.0759 |  |  | 0 | 3403105.7724 | 284 | 4171102.6287 | 7115679.3573 | 19920.2626 |  |  | 3918066.8197 | 953569.8285
6800 | 4778805.631 | 930661.0603 | 31813.0951 |  |  | 0 | 3816331.4756 | 284 | 4171102.6287 | 7115679.3573 | 19920.2626 |  |  | 3918066.8197 | 953569.8285
6801 | 4897117.937 | 697995.7953 | 56507.1759 |  |  | 0 | 4142614.9658 | 284 | 4171102.6287 | 7115679.3573 | 19920.2626 |  |  | 3918066.8197 | 953569.8285
6802 | 4810041.182 | 620440.7069 | 74972.1192 |  |  | 0 | 4114628.3559 | 284 | 4171102.6287 | 7115679.3573 | 19920.2626 |  |  | 3918066.8197 | 953569.8285
6803 | 4853001.981 | 1512324.2231 | 84760.7639 |  |  | 0 | 3255916.9941 | 284 | 4171102.6287 | 7115679.3573 | 19920.2626 |  |  | 3918066.8197 | 953569.8285
6804 | 4739015.556 | 3489978.9763 | 85873.1098 |  |  | 0 | 1163163.4698 | 284 | 4171102.6287 | 7115679.3573 | 19920.2626 |  |  | 3918066.8197 | 953569.8285
6805 | 4729657.387 | 5932964.2597 | 68631.7471 |  |  | 1271938.6198 | 0 | 284 | 4171102.6287 | 7115679.3573 | 19920.2626 |  |  | 3918066.8197 | 953569.8285
6806 | 4607055.289 | 8531059.7199 | 37930.998 |  |  | 3961935.4289 | 0 | 284 | 4171102.6287 | 7115679.3573 | 19920.2626 |  |  | 3918066.8197 | 953569.8285
6807 | 4617485.362 | 10586269.5615 | 21023.3391 |  |  | 5989807.5385 | 0 | 284 | 4171102.6287 | 7115679.3573 | 19920.2626 |  |  | 3918066.8197 | 953569.8285
6808 | 4907672.184 | 11982261.152 | 9454.9409 |  |  | 7084043.9089 | 0 | 284 | 4171102.6287 | 7115679.3573 | 19920.2626 |  |  | 3918066.8197 | 953569.8285
6809 | 4930652.711 | 10935267.4591 | 444.9384 |  |  | 6005059.6865 | 0 | 284 | 4171102.6287 | 7115679.3573 | 19920.2626 |  |  | 3918066.8197 | 953569.8285
6810 | 4732594.298 | 12370036.5938 | 0 |  |  | 7637442.2958 | 0 | 284 | 4171102.6287 | 7115679.3573 | 19920.2626 |  |  | 3918066.8197 | 953569.8285
6811 | 4407746.493 | 13339475.1983 | 0 |  |  | 8931728.7053 | 0 | 284 | 4171102.6287 | 7115679.3573 | 19920.2626 |  |  | 3918066.8197 | 953569.8285
6812 | 4159438.736 | 13339475.1983 | 0 |  |  | 9180036.4623 | 0 | 284 | 4171102.6287 | 7115679.3573 | 19920.2626 |  |  | 3918066.8197 | 953569.8285
6813 | 3802173.391 | 13339475.1983 | 0 |  |  | 9537301.8073 | 0 | 284 | 4171102.6287 | 7115679.3573 | 19920.2626 |  |  | 3918066.8197 | 953569.8285
6814 | 3492447.275 | 13339475.1983 | 0 |  |  | 9847027.9233 | 0 | 284 | 4171102.6287 | 7115679.3573 | 19920.2626 |  |  | 3918066.8197 | 953569.8285
6815 | 3227892.955 | 13339475.1983 | 0 |  |  | 10111582.2433 | 0 | 284 | 4171102.6287 | 7115679.3573 | 19920.2626 |  |  | 3918066.8197 | 953569.8285
6816 | 3166218.373 | 13339475.1983 | 0 |  |  | 10173256.8253 | 0 | 284 | 4171102.6287 | 7115679.3573 | 19920.2626 |  |  | 3918066.8197 | 953569.8285
6817 | 3103513.043 | 13339475.1983 | 0 |  |  | 10235962.1553 | 0 | 285 | 4288674.1872 | 13337364.399 | 19507.7677 |  |  | 9068197.9794 | 0
6818 | 3115491.285 | 13339475.1983 | 0 |  |  | 10223983.9133 | 0 | 285 | 4288674.1872 | 13337364.399 | 19507.7677 |  |  | 9068197.9794 | 0
6819 | 3214444.541 | 13339475.1983 | 0 |  |  | 10125030.6573 | 0 | 285 | 4288674.1872 | 13337364.399 | 19507.7677 |  |  | 9068197.9794 | 0
6820 | 3491396.538 | 13339475.1983 | 0 |  |  | 9848078.6603 | 0 | 285 | 4288674.1872 | 13337364.399 | 19507.7677 |  |  | 9068197.9794 | 0
6821 | 4054215.769 | 13339475.1983 | 0 |  |  | 9285259.4293 | 0 | 285 | 4288674.1872 | 13337364.399 | 19507.7677 |  |  | 9068197.9794 | 0
6822 | 4675145 | 13339475.1983 | 0 |  |  | 8664330.1983 | 0 | 285 | 4288674.1872 | 13337364.399 | 19507.7677 |  |  | 9068197.9794 | 0
6823 | 4957965.425 | 13339475.1983 | 2892.0996 |  |  | 8384401.8729 | 0 | 285 | 4288674.1872 | 13337364.399 | 19507.7677 |  |  | 9068197.9794 | 0
6824 | 4991242.765 | 13339475.1983 | 19132.3509 |  |  | 8367364.7842 | 0 | 285 | 4288674.1872 | 13337364.399 | 19507.7677 |  |  | 9068197.9794 | 0
6825 | 4974270.957 | 13339475.1983 | 46273.5929 |  |  | 8411477.8342 | 0 | 285 | 4288674.1872 | 13337364.399 | 19507.7677 |  |  | 9068197.9794 | 0
6826 | 5018692.462 | 13339475.1983 | 69299.1547 |  |  | 8390081.8911 | 0 | 285 | 4288674.1872 | 13337364.399 | 19507.7677 |  |  | 9068197.9794 | 0
6827 | 5044661.452 | 13339475.1983 | 79199.0339 |  |  | 8374012.7803 | 0 | 285 | 4288674.1872 | 13337364.399 | 19507.7677 |  |  | 9068197.9794 | 0
6828 | 5012510.224 | 13339475.1983 | 79866.4415 |  |  | 8406831.4159 | 0 | 285 | 4288674.1872 | 13337364.399 | 19507.7677 |  |  | 9068197.9794 | 0
6829 | 4988945.664 | 13339475.1983 | 71857.5505 |  |  | 8422387.0848 | 0 | 285 | 4288674.1872 | 13337364.399 | 19507.7677 |  |  | 9068197.9794 | 0
6830 | 4729035.073 | 13339475.1983 | 50389.273 |  |  | 8660829.3984 | 0 | 285 | 4288674.1872 | 13337364.399 | 19507.7677 |  |  | 9068197.9794 | 0
6831 | 4775758.936 | 13339475.1983 | 30255.8107 |  |  | 8593972.0731 | 0 | 285 | 4288674.1872 | 13337364.399 | 19507.7677 |  |  | 9068197.9794 | 0
6832 | 4890567.868 | 13339475.1983 | 18131.2395 |  |  | 8467038.5699 | 0 | 285 | 4288674.1872 | 13337364.399 | 19507.7677 |  |  | 9068197.9794 | 0
6833 | 4940063.12 | 13339475.1983 | 889.8768 |  |  | 8400301.9551 | 0 | 285 | 4288674.1872 | 13337364.399 | 19507.7677 |  |  | 9068197.9794 | 0
6834 | 4799966.057 | 13339475.1983 | 0 |  |  | 8539509.1413 | 0 | 285 | 4288674.1872 | 13337364.399 | 19507.7677 |  |  | 9068197.9794 | 0
6835 | 4456070.214 | 13339475.1983 | 0 |  |  | 8883404.9843 | 0 | 285 | 4288674.1872 | 13337364.399 | 19507.7677 |  |  | 9068197.9794 | 0
6836 | 4138576.879 | 13339475.1983 | 0 |  |  | 9200898.3193 | 0 | 285 | 4288674.1872 | 13337364.399 | 19507.7677 |  |  | 9068197.9794 | 0
6837 | 3833753.876 | 13339475.1983 | 0 |  |  | 9505721.3223 | 0 | 285 | 4288674.1872 | 13337364.399 | 19507.7677 |  |  | 9068197.9794 | 0
6838 | 3496361.26 | 13339475.1983 | 0 |  |  | 9843113.9383 | 0 | 285 | 4288674.1872 | 13337364.399 | 19507.7677 |  |  | 9068197.9794 | 0
6839 | 3184522.345 | 13339475.1983 | 0 |  |  | 10154952.8533 | 0 | 285 | 4288674.1872 | 13337364.399 | 19507.7677 |  |  | 9068197.9794 | 0
6840 | 3041009.741 | 13288816.0143 | 0 |  |  | 10247806.2733 | 0 | 285 | 4288674.1872 | 13337364.399 | 19507.7677 |  |  | 9068197.9794 | 0
6841 | 3087098.624 | 13334904.8973 | 0 |  |  | 10247806.2733 | 0 | 286 | 4036116.4156 | 11608212.5044 | 2016.1271 |  |  | 7574112.2159 | 0
6842 | 2978596.214 | 13226402.4873 | 0 |  |  | 10247806.2733 | 0 | 286 | 4036116.4156 | 11608212.5044 | 2016.1271 |  |  | 7574112.2159 | 0
6843 | 3034646.924 | 13282453.1973 | 0 |  |  | 10247806.2733 | 0 | 286 | 4036116.4156 | 11608212.5044 | 2016.1271 |  |  | 7574112.2159 | 0
6844 | 3535223.474 | 13339475.1983 | 0 |  |  | 9804251.7243 | 0 | 286 | 4036116.4156 | 11608212.5044 | 2016.1271 |  |  | 7574112.2159 | 0
6845 | 3944890.016 | 13339475.1983 | 0 |  |  | 9394585.1823 | 0 | 286 | 4036116.4156 | 11608212.5044 | 2016.1271 |  |  | 7574112.2159 | 0
6846 | 4550688.258 | 13339475.1983 | 0 |  |  | 8788786.9403 | 0 | 286 | 4036116.4156 | 11608212.5044 | 2016.1271 |  |  | 7574112.2159 | 0
6847 | 4708451.507 | 13339475.1983 | 444.9384 |  |  | 8631468.6297 | 0 | 286 | 4036116.4156 | 11608212.5044 | 2016.1271 |  |  | 7574112.2159 | 0
6848 | 4705758.721 | 13339475.1983 | 3337.0379 |  |  | 8637053.5153 | 0 | 286 | 4036116.4156 | 11608212.5044 | 2016.1271 |  |  | 7574112.2159 | 0
6849 | 4767771.322 | 13339475.1983 | 6340.3721 |  |  | 8578044.2484 | 0 | 286 | 4036116.4156 | 11608212.5044 | 2016.1271 |  |  | 7574112.2159 | 0
6850 | 4704052.626 | 13339475.1983 | 7786.4219 |  |  | 8643208.9942 | 0 | 286 | 4036116.4156 | 11608212.5044 | 2016.1271 |  |  | 7574112.2159 | 0
6851 | 4588996.336 | 13339475.1983 | 5784.1991 |  |  | 8756263.0615 | 0 | 286 | 4036116.4156 | 11608212.5044 | 2016.1271 |  |  | 7574112.2159 | 0
6852 | 4549439.389 | 13339475.1983 | 6674.0759 |  |  | 8796709.8852 | 0 | 286 | 4036116.4156 | 11608212.5044 | 2016.1271 |  |  | 7574112.2159 | 0
6853 | 4342803.553 | 13339475.1983 | 7786.4219 |  |  | 9004458.0672 | 0 | 286 | 4036116.4156 | 11608212.5044 | 2016.1271 |  |  | 7574112.2159 | 0
6854 | 4200329.77 | 13339475.1983 | 5228.0261 |  |  | 9144373.4545 | 0 | 286 | 4036116.4156 | 11608212.5044 | 2016.1271 |  |  | 7574112.2159 | 0
6855 | 4241431.135 | 13339475.1983 | 3559.5071 |  |  | 9101603.5705 | 0 | 286 | 4036116.4156 | 11608212.5044 | 2016.1271 |  |  | 7574112.2159 | 0
6856 | 4555482.41 | 13339475.1983 | 1446.0498 |  |  | 8785438.8381 | 0 | 286 | 4036116.4156 | 11608212.5044 | 2016.1271 |  |  | 7574112.2159 | 0
6857 | 4733315.055 | 13339475.1983 | 0 |  |  | 8606160.1433 | 0 | 286 | 4036116.4156 | 11608212.5044 | 2016.1271 |  |  | 7574112.2159 | 0
6858 | 4443816.939 | 10198494.1197 | 0 |  |  | 5754677.1807 | 0 | 286 | 4036116.4156 | 11608212.5044 | 2016.1271 |  |  | 7574112.2159 | 0
6859 | 4174168.064 | 6630960.055 | 0 |  |  | 2456791.991 | 0 | 286 | 4036116.4156 | 11608212.5044 | 2016.1271 |  |  | 7574112.2159 | 0
6860 | 3858988.302 | 5467633.7296 | 0 |  |  | 1608645.4276 | 0 | 286 | 4036116.4156 | 11608212.5044 | 2016.1271 |  |  | 7574112.2159 | 0
6861 | 3567340.533 | 5894186.7155 | 0 |  |  | 2326846.1825 | 0 | 286 | 4036116.4156 | 11608212.5044 | 2016.1271 |  |  | 7574112.2159 | 0
6862 | 3377482.669 | 6824847.7759 | 0 |  |  | 3447365.1069 | 0 | 286 | 4036116.4156 | 11608212.5044 | 2016.1271 |  |  | 7574112.2159 | 0
6863 | 3209258.066 | 8182061.8222 | 0 |  |  | 4972803.7562 | 0 | 286 | 4036116.4156 | 11608212.5044 | 2016.1271 |  |  | 7574112.2159 | 0
6864 | 3006764.068 | 8802502.5291 | 0 |  |  | 5795738.4611 | 0 | 286 | 4036116.4156 | 11608212.5044 | 2016.1271 |  |  | 7574112.2159 | 0
6865 | 2812616.975 | 8531059.7199 | 0 |  |  | 5718442.7449 | 0 | 287 | 3486960.9926 | 7577778.4254 | 4347.4189 |  |  | 4143386.0521 | 48221.2005
6866 | 2809955.321 | 9190277.971 | 0 |  |  | 6380322.65 | 0 | 287 | 3486960.9926 | 7577778.4254 | 4347.4189 |  |  | 4143386.0521 | 48221.2005
6867 | 2817747.038 | 9810718.6779 | 0 |  |  | 6992971.6399 | 0 | 287 | 3486960.9926 | 7577778.4254 | 4347.4189 |  |  | 4143386.0521 | 48221.2005
6868 | 2877908.197 | 9694386.0453 | 0 |  |  | 6816477.8483 | 0 | 287 | 3486960.9926 | 7577778.4254 | 4347.4189 |  |  | 4143386.0521 | 48221.2005
6869 | 3087335.961 | 7328955.8503 | 0 |  |  | 4241619.8893 | 0 | 287 | 3486960.9926 | 7577778.4254 | 4347.4189 |  |  | 4143386.0521 | 48221.2005
6870 | 3394893.957 | 4420640.0367 | 0 |  |  | 1025746.0797 | 0 | 287 | 3486960.9926 | 7577778.4254 | 4347.4189 |  |  | 4143386.0521 | 48221.2005
6871 | 3633276.624 | 3179758.6229 | 1334.8152 |  |  | 0 | 452183.186 | 287 | 3486960.9926 | 7577778.4254 | 4347.4189 |  |  | 4143386.0521 | 48221.2005
6872 | 3853559.422 | 3140981.0787 | 7452.7181 |  |  | 0 | 705125.6252 | 287 | 3486960.9926 | 7577778.4254 | 4347.4189 |  |  | 4143386.0521 | 48221.2005
6873 | 3892201.004 | 4769637.9343 | 13236.9172 |  |  | 890673.8475 | 0 | 287 | 3486960.9926 | 7577778.4254 | 4347.4189 |  |  | 4143386.0521 | 48221.2005
6874 | 3905174.97 | 6165629.5248 | 17241.3627 |  |  | 2277695.9175 | 0 | 287 | 3486960.9926 | 7577778.4254 | 4347.4189 |  |  | 4143386.0521 | 48221.2005
6875 | 3802036.444 | 6126851.9806 | 18131.2395 |  |  | 2342946.7762 | 0 | 287 | 3486960.9926 | 7577778.4254 | 4347.4189 |  |  | 4143386.0521 | 48221.2005
6876 | 3780830.932 | 6281962.1574 | 16573.9551 |  |  | 2517705.1805 | 0 | 287 | 3486960.9926 | 7577778.4254 | 4347.4189 |  |  | 4143386.0521 | 48221.2005
6877 | 3706101.603 | 6824847.7759 | 13236.9172 |  |  | 3131983.0901 | 0 | 287 | 3486960.9926 | 7577778.4254 | 4347.4189 |  |  | 4143386.0521 | 48221.2005
6878 | 3799446.326 | 7522843.5712 | 9788.6446 |  |  | 3733185.8898 | 0 | 287 | 3486960.9926 | 7577778.4254 | 4347.4189 |  |  | 4143386.0521 | 48221.2005
6879 | 3857352.936 | 9306610.6035 | 5784.1991 |  |  | 5455041.8666 | 0 | 287 | 3486960.9926 | 7577778.4254 | 4347.4189 |  |  | 4143386.0521 | 48221.2005
6880 | 4067989.176 | 12641479.4031 | 1557.2844 |  |  | 8575047.5115 | 0 | 287 | 3486960.9926 | 7577778.4254 | 4347.4189 |  |  | 4143386.0521 | 48221.2005
6881 | 4218577.499 | 13339475.1983 | 0 |  |  | 9120897.6993 | 0 | 287 | 3486960.9926 | 7577778.4254 | 4347.4189 |  |  | 4143386.0521 | 48221.2005
6882 | 3970492.036 | 12370036.5938 | 0 |  |  | 8399544.5578 | 0 | 287 | 3486960.9926 | 7577778.4254 | 4347.4189 |  |  | 4143386.0521 | 48221.2005
6883 | 3741896.372 | 7755508.8362 | 0 |  |  | 4013612.4642 | 0 | 287 | 3486960.9926 | 7577778.4254 | 4347.4189 |  |  | 4143386.0521 | 48221.2005
6884 | 3533628.996 | 4110419.6832 | 0 |  |  | 576790.6872 | 0 | 287 | 3486960.9926 | 7577778.4254 | 4347.4189 |  |  | 4143386.0521 | 48221.2005
6885 | 3298508.734 | 4847193.0227 | 0 |  |  | 1548684.2887 | 0 | 287 | 3486960.9926 | 7577778.4254 | 4347.4189 |  |  | 4143386.0521 | 48221.2005
6886 | 3021640.045 | 7406510.9386 | 0 |  |  | 4384870.8936 | 0 | 287 | 3486960.9926 | 7577778.4254 | 4347.4189 |  |  | 4143386.0521 | 48221.2005
6887 | 3020603.247 | 8259616.9106 | 0 |  |  | 5239013.6636 | 0 | 287 | 3486960.9926 | 7577778.4254 | 4347.4189 |  |  | 4143386.0521 | 48221.2005
6888 | 2783290.008 | 8841280.0733 | 0 |  |  | 6057990.0653 | 0 | 287 | 3486960.9926 | 7577778.4254 | 4347.4189 |  |  | 4143386.0521 | 48221.2005
6889 | 2596936.714 | 8647392.3524 | 0 |  |  | 6050455.6384 | 0 | 288 | 3375543.9073 | 9655608.5011 | 12458.275 |  |  | 6292522.8688 | 0
6890 | 2554020.117 | 7328955.8503 | 0 |  |  | 4774935.7333 | 0 | 288 | 3375543.9073 | 9655608.5011 | 12458.275 |  |  | 6292522.8688 | 0
6891 | 2566424.592 | 6126851.9806 | 0 |  |  | 3560427.3886 | 0 | 288 | 3375543.9073 | 9655608.5011 | 12458.275 |  |  | 6292522.8688 | 0
6892 | 2632497.592 | 5196190.9203 | 0 |  |  | 2563693.3283 | 0 | 288 | 3375543.9073 | 9655608.5011 | 12458.275 |  |  | 6292522.8688 | 0
6893 | 2809381.535 | 5234968.4645 | 0 |  |  | 2425586.9295 | 0 | 288 | 3375543.9073 | 9655608.5011 | 12458.275 |  |  | 6292522.8688 | 0
6894 | 3054387.908 | 5467633.7296 | 0 |  |  | 2413245.8216 | 0 | 288 | 3375543.9073 | 9655608.5011 | 12458.275 |  |  | 6292522.8688 | 0
6895 | 3333932.793 | 5545188.8179 | 1334.8152 |  |  | 2212590.8401 | 0 | 288 | 3375543.9073 | 9655608.5011 | 12458.275 |  |  | 6292522.8688 | 0
6896 | 3571177.173 | 5118635.8319 | 10344.8176 |  |  | 1557803.4766 | 0 | 288 | 3375543.9073 | 9655608.5011 | 12458.275 |  |  | 6292522.8688 | 0
6897 | 3685028.708 | 5467633.7296 | 23248.031 |  |  | 1805853.0526 | 0 | 288 | 3375543.9073 | 9655608.5011 | 12458.275 |  |  | 6292522.8688 | 0
6898 | 3713757.347 | 8259616.9106 | 38598.4056 |  |  | 4584457.9692 | 0 | 288 | 3375543.9073 | 9655608.5011 | 12458.275 |  |  | 6292522.8688 | 0
6899 | 3710431.147 | 10276049.208 | 49276.927 |  |  | 6614894.9881 | 0 | 288 | 3375543.9073 | 9655608.5011 | 12458.275 |  |  | 6292522.8688 | 0
6900 | 3696006.808 | 12486369.2264 | 57508.2873 |  |  | 8847870.7057 | 0 | 288 | 3375543.9073 | 9655608.5011 | 12458.275 |  |  | 6292522.8688 | 0
6901 | 3650864.816 | 13339475.1983 | 49833.1 |  |  | 9738443.4824 | 0 | 288 | 3375543.9073 | 9655608.5011 | 12458.275 |  |  | 6292522.8688 | 0
6902 | 3596770.607 | 13339475.1983 | 40600.6284 |  |  | 9783305.2197 | 0 | 288 | 3375543.9073 | 9655608.5011 | 12458.275 |  |  | 6292522.8688 | 0
6903 | 3628618.811 | 13339475.1983 | 21023.3391 |  |  | 9731879.7264 | 0 | 288 | 3375543.9073 | 9655608.5011 | 12458.275 |  |  | 6292522.8688 | 0
6904 | 3935283.782 | 13339475.1983 | 7230.2489 |  |  | 9411421.6652 | 0 | 288 | 3375543.9073 | 9655608.5011 | 12458.275 |  |  | 6292522.8688 | 0
6905 | 4152409.615 | 13339475.1983 | 0 |  |  | 9187065.5833 | 0 | 288 | 3375543.9073 | 9655608.5011 | 12458.275 |  |  | 6292522.8688 | 0
6906 | 4053202.366 | 10586269.5615 | 0 |  |  | 6533067.1955 | 0 | 288 | 3375543.9073 | 9655608.5011 | 12458.275 |  |  | 6292522.8688 | 0
6907 | 3882718.96 | 10702602.194 | 0 |  |  | 6819883.234 | 0 | 288 | 3375543.9073 | 9655608.5011 | 12458.275 |  |  | 6292522.8688 | 0
6908 | 3778141.099 | 11594485.7102 | 0 |  |  | 7816344.6112 | 0 | 288 | 3375543.9073 | 9655608.5011 | 12458.275 |  |  | 6292522.8688 | 0
6909 | 3506168.333 | 11633263.2544 | 0 |  |  | 8127094.9214 | 0 | 288 | 3375543.9073 | 9655608.5011 | 12458.275 |  |  | 6292522.8688 | 0
6910 | 3027440.024 | 11982261.152 | 0 |  |  | 8954821.128 | 0 | 288 | 3375543.9073 | 9655608.5011 | 12458.275 |  |  | 6292522.8688 | 0
6911 | 3048689.244 | 11943483.6078 | 0 |  |  | 8894794.3638 | 0 | 288 | 3375543.9073 | 9655608.5011 | 12458.275 |  |  | 6292522.8688 | 0
6912 | 2828763.684 | 11439375.5335 | 0 |  |  | 8610611.8495 | 0 | 288 | 3375543.9073 | 9655608.5011 | 12458.275 |  |  | 6292522.8688 | 0
6913 | 2734208.709 | 10353604.2964 | 0 |  |  | 7619395.5874 | 0 | 289 | 3958655.1804 | 6459692.5682 | 15350.3746 |  |  | 2937039.5422 | 420651.7799
6914 | 2710211.929 | 9035167.7942 | 0 |  |  | 6324955.8652 | 0 | 289 | 3958655.1804 | 6459692.5682 | 15350.3746 |  |  | 2937039.5422 | 420651.7799
6915 | 2767175.791 | 7910619.013 | 0 |  |  | 5143443.222 | 0 | 289 | 3958655.1804 | 6459692.5682 | 15350.3746 |  |  | 2937039.5422 | 420651.7799
6916 | 3009063.297 | 6592182.5108 | 0 |  |  | 3583119.2138 | 0 | 289 | 3958655.1804 | 6459692.5682 | 15350.3746 |  |  | 2937039.5422 | 420651.7799
6917 | 3721813.243 | 5079858.2877 | 0 |  |  | 1358045.0447 | 0 | 289 | 3958655.1804 | 6459692.5682 | 15350.3746 |  |  | 2937039.5422 | 420651.7799
6918 | 4239573.316 | 3877754.4181 | 0 |  |  | 0 | 361818.8979 | 289 | 3958655.1804 | 6459692.5682 | 15350.3746 |  |  | 2937039.5422 | 420651.7799
6919 | 4504010.197 | 3024648.4461 | 1557.2844 |  |  | 0 | 1477804.4665 | 289 | 3958655.1804 | 6459692.5682 | 15350.3746 |  |  | 2937039.5422 | 420651.7799
6920 | 4605659.514 | 2481762.8276 | 13125.6826 |  |  | 0 | 2110771.0038 | 289 | 3958655.1804 | 6459692.5682 | 15350.3746 |  |  | 2937039.5422 | 420651.7799
6921 | 4683388.299 | 2365430.1951 | 34593.9601 |  |  | 0 | 2283364.1439 | 289 | 3958655.1804 | 6459692.5682 | 15350.3746 |  |  | 2937039.5422 | 420651.7799
6922 | 4667199.725 | 4536972.6692 | 50834.2114 |  |  | 0 | 79392.8444 | 289 | 3958655.1804 | 6459692.5682 | 15350.3746 |  |  | 2937039.5422 | 420651.7799
6923 | 4599497.323 | 7406510.9386 | 55283.5953 |  |  | 2862297.2109 | 0 | 289 | 3958655.1804 | 6459692.5682 | 15350.3746 |  |  | 2937039.5422 | 420651.7799
6924 | 4588119.208 | 9345388.1477 | 69299.1547 |  |  | 4826568.0944 | 0 | 289 | 3958655.1804 | 6459692.5682 | 15350.3746 |  |  | 2937039.5422 | 420651.7799
6925 | 4508961.546 | 11245487.8126 | 65850.8822 |  |  | 6802377.1487 | 0 | 289 | 3958655.1804 | 6459692.5682 | 15350.3746 |  |  | 2937039.5422 | 420651.7799
6926 | 4425471.94 | 12835367.124 | 45383.7161 |  |  | 8455278.9001 | 0 | 289 | 3958655.1804 | 6459692.5682 | 15350.3746 |  |  | 2937039.5422 | 420651.7799
6927 | 4303941.632 | 13068032.3891 | 25695.1922 |  |  | 8789785.9493 | 0 | 289 | 3958655.1804 | 6459692.5682 | 15350.3746 |  |  | 2937039.5422 | 420651.7799
6928 | 4535288.24 | 11749595.8869 | 6785.3105 |  |  | 7221092.9574 | 0 | 289 | 3958655.1804 | 6459692.5682 | 15350.3746 |  |  | 2937039.5422 | 420651.7799
6929 | 4669627.722 | 9616830.9569 | 0 |  |  | 4947203.2349 | 0 | 289 | 3958655.1804 | 6459692.5682 | 15350.3746 |  |  | 2937039.5422 | 420651.7799
6930 | 4494587.263 | 6204407.069 | 0 |  |  | 1709819.806 | 0 | 289 | 3958655.1804 | 6459692.5682 | 15350.3746 |  |  | 2937039.5422 | 420651.7799
6931 | 4165843.463 | 5002303.1994 | 0 |  |  | 836459.7364 | 0 | 289 | 3958655.1804 | 6459692.5682 | 15350.3746 |  |  | 2937039.5422 | 420651.7799
6932 | 3868647.376 | 3877754.4181 | 0 |  |  | 9107.0421 | 0 | 289 | 3958655.1804 | 6459692.5682 | 15350.3746 |  |  | 2937039.5422 | 420651.7799
6933 | 3667821.697 | 3024648.4461 | 0 |  |  | 0 | 643173.2509 | 289 | 3958655.1804 | 6459692.5682 | 15350.3746 |  |  | 2937039.5422 | 420651.7799
6934 | 3331964.146 | 2559317.916 | 0 |  |  | 0 | 772646.23 | 289 | 3958655.1804 | 6459692.5682 | 15350.3746 |  |  | 2937039.5422 | 420651.7799
6935 | 3164097.724 | 2171542.4741 | 0 |  |  | 0 | 992555.2499 | 289 | 3958655.1804 | 6459692.5682 | 15350.3746 |  |  | 2937039.5422 | 420651.7799
6936 | 3041551.03 | 1667434.3998 | 0 |  |  | 0 | 1374116.6302 | 289 | 3958655.1804 | 6459692.5682 | 15350.3746 |  |  | 2937039.5422 | 420651.7799
6937 | 2993794.72 | 1240881.4138 | 0 |  |  | 0 | 1752913.3062 | 290 | 4086293.976 | 1862937.8517 | 6479.4153 |  |  | 7847.9815 | 2224724.6905
6938 | 2948515.969 | 1085771.2371 | 0 |  |  | 0 | 1862744.7319 | 290 | 4086293.976 | 1862937.8517 | 6479.4153 |  |  | 7847.9815 | 2224724.6905
6939 | 3020646.029 | 1124548.7813 | 0 |  |  | 0 | 1896097.2477 | 290 | 4086293.976 | 1862937.8517 | 6479.4153 |  |  | 7847.9815 | 2224724.6905
6940 | 3185582.347 | 736773.3394 | 0 |  |  | 0 | 2448809.0076 | 290 | 4086293.976 | 1862937.8517 | 6479.4153 |  |  | 7847.9815 | 2224724.6905
6941 | 3814779.344 | 348997.8976 | 0 |  |  | 0 | 3465781.4464 | 290 | 4086293.976 | 1862937.8517 | 6479.4153 |  |  | 7847.9815 | 2224724.6905
6942 | 4431004.476 | 193887.7209 | 0 |  |  | 0 | 4237116.7551 | 290 | 4086293.976 | 1862937.8517 | 6479.4153 |  |  | 7847.9815 | 2224724.6905
6943 | 4649144.875 | 387775.4418 | 333.7038 |  |  | 0 | 4261035.7294 | 290 | 4086293.976 | 1862937.8517 | 6479.4153 |  |  | 7847.9815 | 2224724.6905
6944 | 4687983.366 | 853105.972 | 3448.2725 |  |  | 0 | 3831429.1215 | 290 | 4086293.976 | 1862937.8517 | 6479.4153 |  |  | 7847.9815 | 2224724.6905
6945 | 4783035.36 | 697995.7953 | 8787.5333 |  |  | 0 | 4076252.0315 | 290 | 4086293.976 | 1862937.8517 | 6479.4153 |  |  | 7847.9815 | 2224724.6905
6946 | 4768512.088 | 1279658.958 | 15684.0784 |  |  | 0 | 3473169.0517 | 290 | 4086293.976 | 1862937.8517 | 6479.4153 |  |  | 7847.9815 | 2224724.6905
6947 | 4789581.885 | 2753205.6369 | 24805.3154 |  |  | 0 | 2011570.9327 | 290 | 4086293.976 | 1862937.8517 | 6479.4153 |  |  | 7847.9815 | 2224724.6905
6948 | 4712931.2 | 3567534.0647 | 29699.6377 |  |  | 0 | 1115697.4976 | 290 | 4086293.976 | 1862937.8517 | 6479.4153 |  |  | 7847.9815 | 2224724.6905
6949 | 4641190.391 | 4149197.2274 | 27141.242 |  |  | 0 | 464851.9216 | 290 | 4086293.976 | 1862937.8517 | 6479.4153 |  |  | 7847.9815 | 2224724.6905
6950 | 4501044.308 | 4575750.2134 | 24249.1424 |  |  | 98955.0478 | 0 | 290 | 4086293.976 | 1862937.8517 | 6479.4153 |  |  | 7847.9815 | 2224724.6905
6951 | 4424260.225 | 4498195.125 | 15461.6092 |  |  | 89396.5092 | 0 | 290 | 4086293.976 | 1862937.8517 | 6479.4153 |  |  | 7847.9815 | 2224724.6905
6952 | 4645286.093 | 3800199.3298 | 5895.4337 |  |  | 0 | 839191.3295 | 290 | 4086293.976 | 1862937.8517 | 6479.4153 |  |  | 7847.9815 | 2224724.6905
6953 | 4789382.09 | 2559317.916 | 0 |  |  | 0 | 2230064.174 | 290 | 4086293.976 | 1862937.8517 | 6479.4153 |  |  | 7847.9815 | 2224724.6905
6954 | 4630592.93 | 1473546.6789 | 0 |  |  | 0 | 3157046.2511 | 290 | 4086293.976 | 1862937.8517 | 6479.4153 |  |  | 7847.9815 | 2224724.6905
6955 | 4325113.015 | 1085771.2371 | 0 |  |  | 0 | 3239341.7779 | 290 | 4086293.976 | 1862937.8517 | 6479.4153 |  |  | 7847.9815 | 2224724.6905
6956 | 4013241.019 | 1046993.6929 | 0 |  |  | 0 | 2966247.3261 | 290 | 4086293.976 | 1862937.8517 | 6479.4153 |  |  | 7847.9815 | 2224724.6905
6957 | 3703775.736 | 1202103.8696 | 0 |  |  | 0 | 2501671.8664 | 290 | 4086293.976 | 1862937.8517 | 6479.4153 |  |  | 7847.9815 | 2224724.6905
6958 | 3395736.42 | 1589879.3114 | 0 |  |  | 0 | 1805857.1086 | 290 | 4086293.976 | 1862937.8517 | 6479.4153 |  |  | 7847.9815 | 2224724.6905
6959 | 3143671.489 | 2055209.8416 | 0 |  |  | 0 | 1088461.6474 | 290 | 4086293.976 | 1862937.8517 | 6479.4153 |  |  | 7847.9815 | 2224724.6905
6960 | 3072250.05 | 2404207.7392 | 0 |  |  | 0 | 668042.3108 | 290 | 4086293.976 | 1862937.8517 | 6479.4153 |  |  | 7847.9815 | 2224724.6905
6961 | 3048111.651 | 2559317.916 | 0 |  |  | 0 | 488793.735 | 291 | 4009329.0457 | 2176389.6672 | 3990.5412 |  |  | 434398.231 | 2263347.0683
6962 | 3023889.647 | 2559317.916 | 0 |  |  | 0 | 464571.731 | 291 | 4009329.0457 | 2176389.6672 | 3990.5412 |  |  | 434398.231 | 2263347.0683
6963 | 3050995.175 | 2365430.1951 | 0 |  |  | 0 | 685564.9799 | 291 | 4009329.0457 | 2176389.6672 | 3990.5412 |  |  | 434398.231 | 2263347.0683
6964 | 3244221.711 | 1822544.5765 | 0 |  |  | 0 | 1421677.1345 | 291 | 4009329.0457 | 2176389.6672 | 3990.5412 |  |  | 434398.231 | 2263347.0683
6965 | 3693297.755 | 1318436.5022 | 0 |  |  | 0 | 2374861.2528 | 291 | 4009329.0457 | 2176389.6672 | 3990.5412 |  |  | 434398.231 | 2263347.0683
6966 | 4290923.755 | 1124548.7813 | 0 |  |  | 0 | 3166374.9737 | 291 | 4009329.0457 | 2176389.6672 | 3990.5412 |  |  | 434398.231 | 2263347.0683
6967 | 4503125.807 | 1046993.6929 | 1112.346 |  |  | 0 | 3455019.7681 | 291 | 4009329.0457 | 2176389.6672 | 3990.5412 |  |  | 434398.231 | 2263347.0683
6968 | 4596759.424 | 1163326.3254 | 5228.0261 |  |  | 0 | 3428205.0724 | 291 | 4009329.0457 | 2176389.6672 | 3990.5412 |  |  | 434398.231 | 2263347.0683
6969 | 4691900.638 | 1046993.6929 | 7897.6565 |  |  | 0 | 3637009.2886 | 291 | 4009329.0457 | 2176389.6672 | 3990.5412 |  |  | 434398.231 | 2263347.0683
6970 | 4671230.045 | 697995.7953 | 12235.8058 |  |  | 0 | 3960998.4439 | 291 | 4009329.0457 | 2176389.6672 | 3990.5412 |  |  | 434398.231 | 2263347.0683
6971 | 4612720.232 | 1512324.2231 | 15127.9054 |  |  | 0 | 3085268.1036 | 291 | 4009329.0457 | 2176389.6672 | 3990.5412 |  |  | 434398.231 | 2263347.0683
6972 | 4609200.317 | 2947093.3578 | 16240.2513 |  |  | 0 | 1645866.7079 | 291 | 4009329.0457 | 2176389.6672 | 3990.5412 |  |  | 434398.231 | 2263347.0683
6973 | 4540418.544 | 3451201.4321 | 16573.9551 |  |  | 0 | 1072643.1567 | 291 | 4009329.0457 | 2176389.6672 | 3990.5412 |  |  | 434398.231 | 2263347.0683
6974 | 4406934.155 | 3373646.3438 | 11234.6944 |  |  | 0 | 1022053.1168 | 291 | 4009329.0457 | 2176389.6672 | 3990.5412 |  |  | 434398.231 | 2263347.0683
6975 | 4383361.962 | 2714428.0927 | 6785.3105 |  |  | 0 | 1662148.5588 | 291 | 4009329.0457 | 2176389.6672 | 3990.5412 |  |  | 434398.231 | 2263347.0683
6976 | 4653845.362 | 1357214.0463 | 3337.0379 |  |  | 0 | 3293294.2777 | 291 | 4009329.0457 | 2176389.6672 | 3990.5412 |  |  | 434398.231 | 2263347.0683
6977 | 4752789.626 | 232665.2651 | 0 |  |  | 0 | 4520124.3609 | 291 | 4009329.0457 | 2176389.6672 | 3990.5412 |  |  | 434398.231 | 2263347.0683
6978 | 4513449.013 | 38777.5442 | 0 |  |  | 0 | 4474671.4688 | 291 | 4009329.0457 | 2176389.6672 | 3990.5412 |  |  | 434398.231 | 2263347.0683
6979 | 4184496.858 | 38777.5442 | 0 |  |  | 0 | 4145719.3138 | 291 | 4009329.0457 | 2176389.6672 | 3990.5412 |  |  | 434398.231 | 2263347.0683
6980 | 3899072.634 | 193887.7209 | 0 |  |  | 0 | 3705184.9131 | 291 | 4009329.0457 | 2176389.6672 | 3990.5412 |  |  | 434398.231 | 2263347.0683
6981 | 3579717.885 | 969438.6045 | 0 |  |  | 0 | 2610279.2805 | 291 | 4009329.0457 | 2176389.6672 | 3990.5412 |  |  | 434398.231 | 2263347.0683
6982 | 3279774.187 | 3412423.8879 | 0 |  |  | 132649.7009 | 0 | 291 | 4009329.0457 | 2176389.6672 | 3990.5412 |  |  | 434398.231 | 2263347.0683
6983 | 3062474.529 | 6863625.3201 | 0 |  |  | 3801150.7911 | 0 | 291 | 4009329.0457 | 2176389.6672 | 3990.5412 |  |  | 434398.231 | 2263347.0683
6984 | 2931186.184 | 9422943.236 | 0 |  |  | 6491757.052 | 0 | 291 | 4009329.0457 | 2176389.6672 | 3990.5412 |  |  | 434398.231 | 2263347.0683
6985 | 2875781.514 | 10935267.4591 | 0 |  |  | 8059485.9451 | 0 | 292 | 3977290.9762 | 9750561.1125 | 2553.761 |  |  | 5775823.8973 | 0
6986 | 2875399.534 | 11633263.2544 | 0 |  |  | 8757863.7204 | 0 | 292 | 3977290.9762 | 9750561.1125 | 2553.761 |  |  | 5775823.8973 | 0
6987 | 2930787.846 | 11827150.9753 | 0 |  |  | 8896363.1293 | 0 | 292 | 3977290.9762 | 9750561.1125 | 2553.761 |  |  | 5775823.8973 | 0
6988 | 3142026.295 | 10043383.9429 | 0 |  |  | 6901357.6479 | 0 | 292 | 3977290.9762 | 9750561.1125 | 2553.761 |  |  | 5775823.8973 | 0
6989 | 3627427.413 | 8724947.4408 | 0 |  |  | 5097520.0278 | 0 | 292 | 3977290.9762 | 9750561.1125 | 2553.761 |  |  | 5775823.8973 | 0
6990 | 4220530.145 | 8220839.3664 | 0 |  |  | 4000309.2214 | 0 | 292 | 3977290.9762 | 9750561.1125 | 2553.761 |  |  | 5775823.8973 | 0
6991 | 4506423.554 | 8220839.3664 | 111.2346 |  |  | 3714527.047 | 0 | 292 | 3977290.9762 | 9750561.1125 | 2553.761 |  |  | 5775823.8973 | 0
6992 | 4601620.136 | 8298394.4548 | 3448.2725 |  |  | 3700222.5913 | 0 | 292 | 3977290.9762 | 9750561.1125 | 2553.761 |  |  | 5775823.8973 | 0
6993 | 4695679.84 | 6281962.1574 | 6229.1375 |  |  | 1592511.4549 | 0 | 292 | 3977290.9762 | 9750561.1125 | 2553.761 |  |  | 5775823.8973 | 0
6994 | 4678462.078 | 5739076.5388 | 7675.1873 |  |  | 1068289.6481 | 0 | 292 | 3977290.9762 | 9750561.1125 | 2553.761 |  |  | 5775823.8973 | 0
6995 | 4593880.52 | 7988174.1013 | 7452.7181 |  |  | 3401746.2994 | 0 | 292 | 3977290.9762 | 9750561.1125 | 2553.761 |  |  | 5775823.8973 | 0
6996 | 4579156.42 | 8143284.2781 | 7675.1873 |  |  | 3571803.0453 | 0 | 292 | 3977290.9762 | 9750561.1125 | 2553.761 |  |  | 5775823.8973 | 0
6997 | 4498161.215 | 7949396.5572 | 9232.4717 |  |  | 3460467.8138 | 0 | 292 | 3977290.9762 | 9750561.1125 | 2553.761 |  |  | 5775823.8973 | 0
6998 | 4375719.787 | 7639176.2037 | 8342.5949 |  |  | 3271799.0116 | 0 | 292 | 3977290.9762 | 9750561.1125 | 2553.761 |  |  | 5775823.8973 | 0
6999 | 4343697.394 | 7522843.5712 | 6896.5451 |  |  | 3186042.7223 | 0 | 292 | 3977290.9762 | 9750561.1125 | 2553.761 |  |  | 5775823.8973 | 0
7000 | 4608343.369 | 8026951.6455 | 4226.9147 |  |  | 3422835.1913 | 0 | 292 | 3977290.9762 | 9750561.1125 | 2553.761 |  |  | 5775823.8973 | 0
7001 | 4710066.261 | 7251400.7619 | 0 |  |  | 2541334.5009 | 0 | 292 | 3977290.9762 | 9750561.1125 | 2553.761 |  |  | 5775823.8973 | 0
7002 | 4467354.716 | 9771941.1337 | 0 |  |  | 5304586.4177 | 0 | 292 | 3977290.9762 | 9750561.1125 | 2553.761 |  |  | 5775823.8973 | 0
7003 | 4278994.948 | 13339475.1983 | 0 |  |  | 9060480.2503 | 0 | 292 | 3977290.9762 | 9750561.1125 | 2553.761 |  |  | 5775823.8973 | 0
7004 | 3987165.851 | 13339475.1983 | 0 |  |  | 9352309.3473 | 0 | 292 | 3977290.9762 | 9750561.1125 | 2553.761 |  |  | 5775823.8973 | 0
7005 | 3657709.276 | 13339475.1983 | 0 |  |  | 9681765.9223 | 0 | 292 | 3977290.9762 | 9750561.1125 | 2553.761 |  |  | 5775823.8973 | 0
7006 | 3258935.165 | 13339475.1983 | 0 |  |  | 10080540.0333 | 0 | 292 | 3977290.9762 | 9750561.1125 | 2553.761 |  |  | 5775823.8973 | 0
7007 | 3037545.08 | 13285351.3533 | 0 |  |  | 10247806.2733 | 0 | 292 | 3977290.9762 | 9750561.1125 | 2553.761 |  |  | 5775823.8973 | 0
7008 | 2904115.071 | 13151921.3443 | 0 |  |  | 10247806.2733 | 0 | 292 | 3977290.9762 | 9750561.1125 | 2553.761 |  |  | 5775823.8973 | 0
7009 | 2842324.425 | 13090130.6983 | 0 |  |  | 10247806.2733 | 0 | 293 | 3923583.5515 | 4528194.2493 | 15507.9569 |  |  | 2692709.5317 | 2072590.877
7010 | 2838893.25 | 13086699.5233 | 0 |  |  | 10247806.2733 | 0 | 293 | 3923583.5515 | 4528194.2493 | 15507.9569 |  |  | 2692709.5317 | 2072590.877
7011 | 2917776.492 | 13165582.7653 | 0 |  |  | 10247806.2733 | 0 | 293 | 3923583.5515 | 4528194.2493 | 15507.9569 |  |  | 2692709.5317 | 2072590.877
7012 | 3195511.4 | 12176148.8729 | 0 |  |  | 8980637.4729 | 0 | 293 | 3923583.5515 | 4528194.2493 | 15507.9569 |  |  | 2692709.5317 | 2072590.877
7013 | 3696849.412 | 11323042.9009 | 0 |  |  | 7626193.4889 | 0 | 293 | 3923583.5515 | 4528194.2493 | 15507.9569 |  |  | 2692709.5317 | 2072590.877
7014 | 4215523.348 | 10586269.5615 | 0 |  |  | 6370746.2135 | 0 | 293 | 3923583.5515 | 4528194.2493 | 15507.9569 |  |  | 2692709.5317 | 2072590.877
7015 | 4492238.106 | 9849496.222 | 1446.0498 |  |  | 5358704.1658 | 0 | 293 | 3923583.5515 | 4528194.2493 | 15507.9569 |  |  | 2692709.5317 | 2072590.877
7016 | 4612621.375 | 9035167.7942 | 17241.3627 |  |  | 4439787.782 | 0 | 293 | 3923583.5515 | 4528194.2493 | 15507.9569 |  |  | 2692709.5317 | 2072590.877
7017 | 4747242.053 | 5816631.6272 | 36151.2444 |  |  | 1105540.8186 | 0 | 293 | 3923583.5515 | 4528194.2493 | 15507.9569 |  |  | 2692709.5317 | 2072590.877
7018 | 4748560.716 | 2908315.8136 | 45939.8891 |  |  | 0 | 1794305.0133 | 293 | 3923583.5515 | 4528194.2493 | 15507.9569 |  |  | 2692709.5317 | 2072590.877
7019 | 4749046.664 | 2442985.2834 | 67853.1049 |  |  | 0 | 2238208.2757 | 293 | 3923583.5515 | 4528194.2493 | 15507.9569 |  |  | 2692709.5317 | 2072590.877
7020 | 4562287.235 | 1085771.2371 | 74972.1192 |  |  | 0 | 3401543.8787 | 293 | 3923583.5515 | 4528194.2493 | 15507.9569 |  |  | 2692709.5317 | 2072590.877
7021 | 4468365.238 | 193887.7209 | 67296.9319 |  |  | 0 | 4207180.5852 | 293 | 3923583.5515 | 4528194.2493 | 15507.9569 |  |  | 2692709.5317 | 2072590.877
7022 | 4382238.517 | 0 | 40934.3322 |  |  | 0 | 4341304.1848 | 293 | 3923583.5515 | 4528194.2493 | 15507.9569 |  |  | 2692709.5317 | 2072590.877
7023 | 4307686.45 | 0 | 15795.313 |  |  | 0 | 4291891.137 | 293 | 3923583.5515 | 4528194.2493 | 15507.9569 |  |  | 2692709.5317 | 2072590.877
7024 | 4517137.214 | 38777.5442 | 4560.6185 |  |  | 0 | 4473799.0513 | 293 | 3923583.5515 | 4528194.2493 | 15507.9569 |  |  | 2692709.5317 | 2072590.877
7025 | 4575841.23 | 77555.0884 | 0 |  |  | 0 | 4498286.1416 | 293 | 3923583.5515 | 4528194.2493 | 15507.9569 |  |  | 2692709.5317 | 2072590.877
7026 | 4277336.733 | 193887.7209 | 0 |  |  | 0 | 4083449.0121 | 293 | 3923583.5515 | 4528194.2493 | 15507.9569 |  |  | 2692709.5317 | 2072590.877
7027 | 3965223.42 | 310220.3534 | 0 |  |  | 0 | 3655003.0666 | 293 | 3923583.5515 | 4528194.2493 | 15507.9569 |  |  | 2692709.5317 | 2072590.877
7028 | 3712179.81 | 387775.4418 | 0 |  |  | 0 | 3324404.3682 | 293 | 3923583.5515 | 4528194.2493 | 15507.9569 |  |  | 2692709.5317 | 2072590.877
7029 | 3446031.57 | 387775.4418 | 0 |  |  | 0 | 3058256.1282 | 293 | 3923583.5515 | 4528194.2493 | 15507.9569 |  |  | 2692709.5317 | 2072590.877
7030 | 3177449.648 | 504108.0744 | 0 |  |  | 0 | 2673341.5736 | 293 | 3923583.5515 | 4528194.2493 | 15507.9569 |  |  | 2692709.5317 | 2072590.877
7031 | 2930835.579 | 814328.4278 | 0 |  |  | 0 | 2116507.1512 | 293 | 3923583.5515 | 4528194.2493 | 15507.9569 |  |  | 2692709.5317 | 2072590.877
7032 | 2786805.351 | 1202103.8696 | 0 |  |  | 0 | 1584701.4814 | 293 | 3923583.5515 | 4528194.2493 | 15507.9569 |  |  | 2692709.5317 | 2072590.877
7033 | 2709040.55 | 1551101.7672 | 0 |  |  | 0 | 1157938.7828 | 294 | 3443447.9069 | 2956787.7438 | 4815.5311 |  |  | 714174.9615 | 1196019.5934
7034 | 2685467.086 | 1861322.1207 | 0 |  |  | 0 | 824144.9653 | 294 | 3443447.9069 | 2956787.7438 | 4815.5311 |  |  | 714174.9615 | 1196019.5934
7035 | 2690142.037 | 2093987.3858 | 0 |  |  | 0 | 596154.6512 | 294 | 3443447.9069 | 2956787.7438 | 4815.5311 |  |  | 714174.9615 | 1196019.5934
7036 | 2765629.855 | 2055209.8416 | 0 |  |  | 0 | 710420.0134 | 294 | 3443447.9069 | 2956787.7438 | 4815.5311 |  |  | 714174.9615 | 1196019.5934
7037 | 2932630.019 | 1977654.7532 | 0 |  |  | 0 | 954975.2658 | 294 | 3443447.9069 | 2956787.7438 | 4815.5311 |  |  | 714174.9615 | 1196019.5934
7038 | 3247063.294 | 2055209.8416 | 0 |  |  | 0 | 1191853.4524 | 294 | 3443447.9069 | 2956787.7438 | 4815.5311 |  |  | 714174.9615 | 1196019.5934
7039 | 3504546.234 | 2326652.6509 | 333.7038 |  |  | 0 | 1177559.8793 | 294 | 3443447.9069 | 2956787.7438 | 4815.5311 |  |  | 714174.9615 | 1196019.5934
7040 | 3752527.545 | 2598095.4601 | 5005.5569 |  |  | 0 | 1149426.5279 | 294 | 3443447.9069 | 2956787.7438 | 4815.5311 |  |  | 714174.9615 | 1196019.5934
7041 | 3860372.385 | 1977654.7532 | 8120.1257 |  |  | 0 | 1874597.5061 | 294 | 3443447.9069 | 2956787.7438 | 4815.5311 |  |  | 714174.9615 | 1196019.5934
7042 | 3839346.945 | 620440.7069 | 15461.6092 |  |  | 0 | 3203444.6289 | 294 | 3443447.9069 | 2956787.7438 | 4815.5311 |  |  | 714174.9615 | 1196019.5934
7043 | 3975622.729 | 620440.7069 | 29588.4031 |  |  | 0 | 3325593.619 | 294 | 3443447.9069 | 2956787.7438 | 4815.5311 |  |  | 714174.9615 | 1196019.5934
7044 | 3885154.814 | 1628656.8556 | 29365.9339 |  |  | 0 | 2227132.0245 | 294 | 3443447.9069 | 2956787.7438 | 4815.5311 |  |  | 714174.9615 | 1196019.5934
7045 | 3740376.825 | 1706211.944 | 16573.9551 |  |  | 0 | 2017590.9259 | 294 | 3443447.9069 | 2956787.7438 | 4815.5311 |  |  | 714174.9615 | 1196019.5934
7046 | 3700853.361 | 1861322.1207 | 7007.7797 |  |  | 0 | 1832523.4606 | 294 | 3443447.9069 | 2956787.7438 | 4815.5311 |  |  | 714174.9615 | 1196019.5934
7047 | 3822676.598 | 2016432.2974 | 3448.2725 |  |  | 0 | 1802796.028 | 294 | 3443447.9069 | 2956787.7438 | 4815.5311 |  |  | 714174.9615 | 1196019.5934
7048 | 4152990.019 | 2365430.1951 | 667.4076 |  |  | 0 | 1786892.4164 | 294 | 3443447.9069 | 2956787.7438 | 4815.5311 |  |  | 714174.9615 | 1196019.5934
7049 | 4285566.545 | 2481762.8276 | 0 |  |  | 0 | 1803803.7174 | 294 | 3443447.9069 | 2956787.7438 | 4815.5311 |  |  | 714174.9615 | 1196019.5934
7050 | 4014715.734 | 2947093.3578 | 0 |  |  | 0 | 1067622.3762 | 294 | 3443447.9069 | 2956787.7438 | 4815.5311 |  |  | 714174.9615 | 1196019.5934
7051 | 3709767.962 | 3838976.8739 | 0 |  |  | 129208.9119 | 0 | 294 | 3443447.9069 | 2956787.7438 | 4815.5311 |  |  | 714174.9615 | 1196019.5934
7052 | 3476069.4 | 4459417.5808 | 0 |  |  | 983348.1808 | 0 | 294 | 3443447.9069 | 2956787.7438 | 4815.5311 |  |  | 714174.9615 | 1196019.5934
7053 | 3237113.877 | 4963525.6552 | 0 |  |  | 1726411.7782 | 0 | 294 | 3443447.9069 | 2956787.7438 | 4815.5311 |  |  | 714174.9615 | 1196019.5934
7054 | 3062751.805 | 6088074.4365 | 0 |  |  | 3025322.6315 | 0 | 294 | 3443447.9069 | 2956787.7438 | 4815.5311 |  |  | 714174.9615 | 1196019.5934
7055 | 2864108.45 | 7716731.2921 | 0 |  |  | 4852622.8421 | 0 | 294 | 3443447.9069 | 2956787.7438 | 4815.5311 |  |  | 714174.9615 | 1196019.5934
7056 | 2728215.696 | 9151500.4268 | 0 |  |  | 6423284.7308 | 0 | 294 | 3443447.9069 | 2956787.7438 | 4815.5311 |  |  | 714174.9615 | 1196019.5934
7057 | 2662869.011 | 10043383.9429 | 0 |  |  | 7380514.9319 | 0 | 295 | 3393048.8218 | 10542644.8243 | 13241.552 |  |  | 7162837.5545 | 0
7058 | 2637772.308 | 10663824.6498 | 0 |  |  | 8026052.3418 | 0 | 295 | 3393048.8218 | 10542644.8243 | 13241.552 |  |  | 7162837.5545 | 0
7059 | 2645332.574 | 11012822.5475 | 0 |  |  | 8367489.9735 | 0 | 295 | 3393048.8218 | 10542644.8243 | 13241.552 |  |  | 7162837.5545 | 0
7060 | 2697687.766 | 11323042.9009 | 0 |  |  | 8625355.1349 | 0 | 295 | 3393048.8218 | 10542644.8243 | 13241.552 |  |  | 7162837.5545 | 0
7061 | 2832077.739 | 11400597.9893 | 0 |  |  | 8568520.2503 | 0 | 295 | 3393048.8218 | 10542644.8243 | 13241.552 |  |  | 7162837.5545 | 0
7062 | 3097916.421 | 10857712.3707 | 0 |  |  | 7759795.9497 | 0 | 295 | 3393048.8218 | 10542644.8243 | 13241.552 |  |  | 7162837.5545 | 0
7063 | 3351940.656 | 10508714.4731 | 333.7038 |  |  | 7157107.5209 | 0 | 295 | 3393048.8218 | 10542644.8243 | 13241.552 |  |  | 7162837.5545 | 0
7064 | 3591911.197 | 9965828.8546 | 6896.5451 |  |  | 6380814.2027 | 0 | 295 | 3393048.8218 | 10542644.8243 | 13241.552 |  |  | 7162837.5545 | 0
7065 | 3710014.525 | 7251400.7619 | 27808.6496 |  |  | 3569194.8865 | 0 | 295 | 3393048.8218 | 10542644.8243 | 13241.552 |  |  | 7162837.5545 | 0
7066 | 3761630.764 | 7096290.5852 | 52725.1996 |  |  | 3387385.0207 | 0 | 295 | 3393048.8218 | 10542644.8243 | 13241.552 |  |  | 7162837.5545 | 0
7067 | 3740703.682 | 9229055.5151 | 62402.6096 |  |  | 5550754.4427 | 0 | 295 | 3393048.8218 | 10542644.8243 | 13241.552 |  |  | 7162837.5545 | 0
7068 | 3636995.324 | 9849496.222 | 65739.6476 |  |  | 6278240.5456 | 0 | 295 | 3393048.8218 | 10542644.8243 | 13241.552 |  |  | 7162837.5545 | 0
7069 | 3614589.166 | 10314826.7522 | 50611.7422 |  |  | 6750849.3284 | 0 | 295 | 3393048.8218 | 10542644.8243 | 13241.552 |  |  | 7162837.5545 | 0
7070 | 3585599.993 | 10625047.1057 | 34260.2563 |  |  | 7073707.3689 | 0 | 295 | 3393048.8218 | 10542644.8243 | 13241.552 |  |  | 7162837.5545 | 0
7071 | 3719989.947 | 10586269.5615 | 13570.621 |  |  | 6879850.2355 | 0 | 295 | 3393048.8218 | 10542644.8243 | 13241.552 |  |  | 7162837.5545 | 0
7072 | 4155020.247 | 10935267.4591 | 3448.2725 |  |  | 6783695.4847 | 0 | 295 | 3393048.8218 | 10542644.8243 | 13241.552 |  |  | 7162837.5545 | 0
7073 | 4381120.883 | 9461720.7802 | 0 |  |  | 5080599.8972 | 0 | 295 | 3393048.8218 | 10542644.8243 | 13241.552 |  |  | 7162837.5545 | 0
7074 | 4145710.126 | 9771941.1337 | 0 |  |  | 5626231.0077 | 0 | 295 | 3393048.8218 | 10542644.8243 | 13241.552 |  |  | 7162837.5545 | 0
7075 | 3869033.351 | 11555708.166 | 0 |  |  | 7686674.815 | 0 | 295 | 3393048.8218 | 10542644.8243 | 13241.552 |  |  | 7162837.5545 | 0
7076 | 3608419.97 | 12486369.2264 | 0 |  |  | 8877949.2564 | 0 | 295 | 3393048.8218 | 10542644.8243 | 13241.552 |  |  | 7162837.5545 | 0
7077 | 3331834.98 | 12408814.138 | 0 |  |  | 9076979.158 | 0 | 295 | 3393048.8218 | 10542644.8243 | 13241.552 |  |  | 7162837.5545 | 0
7078 | 3057600.643 | 12486369.2264 | 0 |  |  | 9428768.5834 | 0 | 295 | 3393048.8218 | 10542644.8243 | 13241.552 |  |  | 7162837.5545 | 0
7079 | 2851240.704 | 12137371.3287 | 0 |  |  | 9286130.6247 | 0 | 295 | 3393048.8218 | 10542644.8243 | 13241.552 |  |  | 7162837.5545 | 0
7080 | 2746159.746 | 11051600.0917 | 0 |  |  | 8305440.3457 | 0 | 295 | 3393048.8218 | 10542644.8243 | 13241.552 |  |  | 7162837.5545 | 0
7081 | 2727972.486 | 9422943.236 | 0 |  |  | 6694970.75 | 0 | 296 | 4044461.7161 | 5445013.4954 | 5093.6176 |  |  | 2399089.4694 | 993444.0724
7082 | 2774318.938 | 7445288.4828 | 0 |  |  | 4670969.5448 | 0 | 296 | 4044461.7161 | 5445013.4954 | 5093.6176 |  |  | 2399089.4694 | 993444.0724
7083 | 2827405.136 | 5816631.6272 | 0 |  |  | 2989226.4912 | 0 | 296 | 4044461.7161 | 5445013.4954 | 5093.6176 |  |  | 2399089.4694 | 993444.0724
7084 | 3069490.897 | 4692082.8459 | 0 |  |  | 1622591.9489 | 0 | 296 | 4044461.7161 | 5445013.4954 | 5093.6176 |  |  | 2399089.4694 | 993444.0724
7085 | 3769993.451 | 3877754.4181 | 0 |  |  | 107760.9671 | 0 | 296 | 4044461.7161 | 5445013.4954 | 5093.6176 |  |  | 2399089.4694 | 993444.0724
7086 | 4481236.998 | 3257313.7112 | 0 |  |  | 0 | 1223923.2868 | 296 | 4044461.7161 | 5445013.4954 | 5093.6176 |  |  | 2399089.4694 | 993444.0724
7087 | 4662300.675 | 2869538.2694 | 111.2346 |  |  | 0 | 1792651.171 | 296 | 4044461.7161 | 5445013.4954 | 5093.6176 |  |  | 2399089.4694 | 993444.0724
7088 | 4683758.694 | 2559317.916 | 6006.6683 |  |  | 0 | 2118434.1097 | 296 | 4044461.7161 | 5445013.4954 | 5093.6176 |  |  | 2399089.4694 | 993444.0724
7089 | 4766857.797 | 1240881.4138 | 13793.0902 |  |  | 0 | 3512183.293 | 296 | 4044461.7161 | 5445013.4954 | 5093.6176 |  |  | 2399089.4694 | 993444.0724
7090 | 4759369.09 | 310220.3534 | 17908.7703 |  |  | 0 | 4431239.9662 | 296 | 4044461.7161 | 5445013.4954 | 5093.6176 |  |  | 2399089.4694 | 993444.0724
7091 | 4691703.139 | 542885.6185 | 20800.8699 |  |  | 0 | 4128016.6506 | 296 | 4044461.7161 | 5445013.4954 | 5093.6176 |  |  | 2399089.4694 | 993444.0724
7092 | 4706218.202 | 1628656.8556 | 20578.4007 |  |  | 0 | 3056982.9457 | 296 | 4044461.7161 | 5445013.4954 | 5093.6176 |  |  | 2399089.4694 | 993444.0724
7093 | 4589961.847 | 2404207.7392 | 18464.9433 |  |  | 0 | 2167289.1645 | 296 | 4044461.7161 | 5445013.4954 | 5093.6176 |  |  | 2399089.4694 | 993444.0724
7094 | 4456868.413 | 3218536.167 | 14238.0286 |  |  | 0 | 1224094.2174 | 296 | 4044461.7161 | 5445013.4954 | 5093.6176 |  |  | 2399089.4694 | 993444.0724
7095 | 4461715.388 | 4265529.8599 | 8342.5949 |  |  | 0 | 187842.9332 | 296 | 4044461.7161 | 5445013.4954 | 5093.6176 |  |  | 2399089.4694 | 993444.0724
7096 | 4838249.739 | 5545188.8179 | 2002.2228 |  |  | 708941.3017 | 0 | 296 | 4044461.7161 | 5445013.4954 | 5093.6176 |  |  | 2399089.4694 | 993444.0724
7097 | 4920986.948 | 5079858.2877 | 0 |  |  | 158871.3397 | 0 | 296 | 4044461.7161 | 5445013.4954 | 5093.6176 |  |  | 2399089.4694 | 993444.0724
7098 | 4632550.21 | 5622743.9063 | 0 |  |  | 990193.6963 | 0 | 296 | 4044461.7161 | 5445013.4954 | 5093.6176 |  |  | 2399089.4694 | 993444.0724
7099 | 4299911.866 | 7406510.9386 | 0 |  |  | 3106599.0726 | 0 | 296 | 4044461.7161 | 5445013.4954 | 5093.6176 |  |  | 2399089.4694 | 993444.0724
7100 | 3986542.335 | 9267833.0593 | 0 |  |  | 5281290.7243 | 0 | 296 | 4044461.7161 | 5445013.4954 | 5093.6176 |  |  | 2399089.4694 | 993444.0724
7101 | 3638748.29 | 10780157.2824 | 0 |  |  | 7141408.9924 | 0 | 296 | 4044461.7161 | 5445013.4954 | 5093.6176 |  |  | 2399089.4694 | 993444.0724
7102 | 3293481.777 | 11594485.7102 | 0 |  |  | 8301003.9332 | 0 | 296 | 4044461.7161 | 5445013.4954 | 5093.6176 |  |  | 2399089.4694 | 993444.0724
7103 | 3061739.96 | 11400597.9893 | 0 |  |  | 8338858.0293 | 0 | 296 | 4044461.7161 | 5445013.4954 | 5093.6176 |  |  | 2399089.4694 | 993444.0724
7104 | 2965698.91 | 10431159.3848 | 0 |  |  | 7465460.4748 | 0 | 296 | 4044461.7161 | 5445013.4954 | 5093.6176 |  |  | 2399089.4694 | 993444.0724
7105 | 2926071.086 | 8996390.25 | 0 |  |  | 6070319.164 | 0 | 297 | 4258146.8971 | 4026401.6708 | 3211.899 |  |  | 974094.3253 | 1202627.6526
7106 | 2911488.697 | 7561621.1153 | 0 |  |  | 4650132.4183 | 0 | 297 | 4258146.8971 | 4026401.6708 | 3211.899 |  |  | 974094.3253 | 1202627.6526
7107 | 2988381.031 | 6281962.1574 | 0 |  |  | 3293581.1264 | 0 | 297 | 4258146.8971 | 4026401.6708 | 3211.899 |  |  | 974094.3253 | 1202627.6526
7108 | 3244828.016 | 5041080.7436 | 0 |  |  | 1796252.7276 | 0 | 297 | 4258146.8971 | 4026401.6708 | 3211.899 |  |  | 974094.3253 | 1202627.6526
7109 | 3924509.156 | 4226752.3158 | 0 |  |  | 302243.1598 | 0 | 297 | 4258146.8971 | 4026401.6708 | 3211.899 |  |  | 974094.3253 | 1202627.6526
7110 | 4643897.555 | 3994087.0507 | 0 |  |  | 0 | 649810.5043 | 297 | 4258146.8971 | 4026401.6708 | 3211.899 |  |  | 974094.3253 | 1202627.6526
7111 | 4825840.931 | 4110419.6832 | 0 |  |  | 0 | 715421.2478 | 297 | 4258146.8971 | 4026401.6708 | 3211.899 |  |  | 974094.3253 | 1202627.6526
7112 | 4883373.311 | 4381862.4925 | 2447.1612 |  |  | 0 | 499063.6574 | 297 | 4258146.8971 | 4026401.6708 | 3211.899 |  |  | 974094.3253 | 1202627.6526
7113 | 4910901.307 | 3140981.0787 | 6674.0759 |  |  | 0 | 1763246.1524 | 297 | 4258146.8971 | 4026401.6708 | 3211.899 |  |  | 974094.3253 | 1202627.6526
7114 | 4883789.419 | 1783767.0323 | 10233.583 |  |  | 0 | 3089788.8036 | 297 | 4258146.8971 | 4026401.6708 | 3211.899 |  |  | 974094.3253 | 1202627.6526
7115 | 4779022.222 | 3606311.6089 | 13125.6826 |  |  | 0 | 1159584.9306 | 297 | 4258146.8971 | 4026401.6708 | 3211.899 |  |  | 974094.3253 | 1202627.6526
7116 | 4796239.63 | 4110419.6832 | 13236.9172 |  |  | 0 | 672583.0296 | 297 | 4258146.8971 | 4026401.6708 | 3211.899 |  |  | 974094.3253 | 1202627.6526
7117 | 4868128.214 | 3063425.9903 | 11123.4598 |  |  | 0 | 1793578.7639 | 297 | 4258146.8971 | 4026401.6708 | 3211.899 |  |  | 974094.3253 | 1202627.6526
7118 | 4786152.256 | 2210320.0183 | 8676.2987 |  |  | 0 | 2567155.939 | 297 | 4258146.8971 | 4026401.6708 | 3211.899 |  |  | 974094.3253 | 1202627.6526
7119 | 4838974.889 | 1744989.4882 | 8231.3603 |  |  | 0 | 3085754.0406 | 297 | 4258146.8971 | 4026401.6708 | 3211.899 |  |  | 974094.3253 | 1202627.6526
7120 | 5285312.191 | 1628656.8556 | 3337.0379 |  |  | 0 | 3653318.2974 | 297 | 4258146.8971 | 4026401.6708 | 3211.899 |  |  | 974094.3253 | 1202627.6526
7121 | 5235742.455 | 1473546.6789 | 0 |  |  | 0 | 3762195.7761 | 297 | 4258146.8971 | 4026401.6708 | 3211.899 |  |  | 974094.3253 | 1202627.6526
7122 | 4880960.519 | 1900099.6649 | 0 |  |  | 0 | 2980860.8541 | 297 | 4258146.8971 | 4026401.6708 | 3211.899 |  |  | 974094.3253 | 1202627.6526
7123 | 4577112.819 | 2753205.6369 | 0 |  |  | 0 | 1823907.1821 | 297 | 4258146.8971 | 4026401.6708 | 3211.899 |  |  | 974094.3253 | 1202627.6526
7124 | 4330661.18 | 3683866.6972 | 0 |  |  | 0 | 646794.4828 | 297 | 4258146.8971 | 4026401.6708 | 3211.899 |  |  | 974094.3253 | 1202627.6526
7125 | 3923645.521 | 4575750.2134 | 0 |  |  | 652104.6924 | 0 | 297 | 4258146.8971 | 4026401.6708 | 3211.899 |  |  | 974094.3253 | 1202627.6526
7126 | 3499440.364 | 5196190.9203 | 0 |  |  | 1696750.5563 | 0 | 297 | 4258146.8971 | 4026401.6708 | 3211.899 |  |  | 974094.3253 | 1202627.6526
7127 | 3234690.956 | 5506411.2737 | 0 |  |  | 2271720.3177 | 0 | 297 | 4258146.8971 | 4026401.6708 | 3211.899 |  |  | 974094.3253 | 1202627.6526
7128 | 3016361.806 | 5661521.4505 | 0 |  |  | 2645159.6445 | 0 | 297 | 4258146.8971 | 4026401.6708 | 3211.899 |  |  | 974094.3253 | 1202627.6526
7129 | 3026834.876 | 5816631.6272 | 0 |  |  | 2789796.7512 | 0 | 298 | 4313190.2145 | 3407576.6949 | 4593.062 |  |  | 611288.9651 | 1512309.4228
7130 | 2977323.395 | 6088074.4365 | 0 |  |  | 3110751.0415 | 0 | 298 | 4313190.2145 | 3407576.6949 | 4593.062 |  |  | 611288.9651 | 1512309.4228
7131 | 3039018.647 | 6281962.1574 | 0 |  |  | 3242943.5104 | 0 | 298 | 4313190.2145 | 3407576.6949 | 4593.062 |  |  | 611288.9651 | 1512309.4228
7132 | 3386268.144 | 5390078.6412 | 0 |  |  | 2003810.4972 | 0 | 298 | 4313190.2145 | 3407576.6949 | 4593.062 |  |  | 611288.9651 | 1512309.4228
7133 | 4008092.682 | 4498195.125 | 0 |  |  | 490102.443 | 0 | 298 | 4313190.2145 | 3407576.6949 | 4593.062 |  |  | 611288.9651 | 1512309.4228
7134 | 4726340.908 | 3877754.4181 | 0 |  |  | 0 | 848586.4899 | 298 | 4313190.2145 | 3407576.6949 | 4593.062 |  |  | 611288.9651 | 1512309.4228
7135 | 4982979.121 | 3451201.4321 | 0 |  |  | 0 | 1531777.6889 | 298 | 4313190.2145 | 3407576.6949 | 4593.062 |  |  | 611288.9651 | 1512309.4228
7136 | 5003570.493 | 3102203.5345 | 3114.5688 |  |  | 0 | 1898252.3897 | 298 | 4313190.2145 | 3407576.6949 | 4593.062 |  |  | 611288.9651 | 1512309.4228
7137 | 5135037.791 | 2132764.93 | 8898.7679 |  |  | 0 | 2993374.0932 | 298 | 4313190.2145 | 3407576.6949 | 4593.062 |  |  | 611288.9651 | 1512309.4228
7138 | 5005479.793 | 969438.6045 | 15239.14 |  |  | 0 | 4020802.0485 | 298 | 4313190.2145 | 3407576.6949 | 4593.062 |  |  | 611288.9651 | 1512309.4228
7139 | 5020347.438 | 1473546.6789 | 18576.1779 |  |  | 0 | 3528224.5812 | 298 | 4313190.2145 | 3407576.6949 | 4593.062 |  |  | 611288.9651 | 1512309.4228
7140 | 4963321.829 | 2287875.1067 | 20912.1045 |  |  | 0 | 2654534.6178 | 298 | 4313190.2145 | 3407576.6949 | 4593.062 |  |  | 611288.9651 | 1512309.4228
7141 | 4928920.949 | 2481762.8276 | 17686.3011 |  |  | 0 | 2429471.8203 | 298 | 4313190.2145 | 3407576.6949 | 4593.062 |  |  | 611288.9651 | 1512309.4228
7142 | 4788085.064 | 2559317.916 | 14571.7324 |  |  | 0 | 2214195.4157 | 298 | 4313190.2145 | 3407576.6949 | 4593.062 |  |  | 611288.9651 | 1512309.4228
7143 | 4732634.693 | 2559317.916 | 8898.7679 |  |  | 0 | 2164418.0092 | 298 | 4313190.2145 | 3407576.6949 | 4593.062 |  |  | 611288.9651 | 1512309.4228
7144 | 5039921.017 | 2287875.1067 | 2335.9266 |  |  | 0 | 2749709.9837 | 298 | 4313190.2145 | 3407576.6949 | 4593.062 |  |  | 611288.9651 | 1512309.4228
7145 | 5147763.971 | 1783767.0323 | 0 |  |  | 0 | 3363996.9387 | 298 | 4313190.2145 | 3407576.6949 | 4593.062 |  |  | 611288.9651 | 1512309.4228
7146 | 4844535.436 | 1783767.0323 | 0 |  |  | 0 | 3060768.4037 | 298 | 4313190.2145 | 3407576.6949 | 4593.062 |  |  | 611288.9651 | 1512309.4228
7147 | 4527451.492 | 2481762.8276 | 0 |  |  | 0 | 2045688.6644 | 298 | 4313190.2145 | 3407576.6949 | 4593.062 |  |  | 611288.9651 | 1512309.4228
7148 | 4242826.434 | 3451201.4321 | 0 |  |  | 0 | 791625.0019 | 298 | 4313190.2145 | 3407576.6949 | 4593.062 |  |  | 611288.9651 | 1512309.4228
7149 | 3934690.436 | 4149197.2274 | 0 |  |  | 214506.7914 | 0 | 298 | 4313190.2145 | 3407576.6949 | 4593.062 |  |  | 611288.9651 | 1512309.4228
7150 | 3594552.347 | 4614527.7576 | 0 |  |  | 1019975.4106 | 0 | 298 | 4313190.2145 | 3407576.6949 | 4593.062 |  |  | 611288.9651 | 1512309.4228
7151 | 3282330.187 | 4459417.5808 | 0 |  |  | 1177087.3938 | 0 | 298 | 4313190.2145 | 3407576.6949 | 4593.062 |  |  | 611288.9651 | 1512309.4228
7152 | 3178238.006 | 3800199.3298 | 0 |  |  | 621961.3238 | 0 | 298 | 4313190.2145 | 3407576.6949 | 4593.062 |  |  | 611288.9651 | 1512309.4228
7153 | 3075025.849 | 3024648.4461 | 0 |  |  | 0 | 50377.4029 | 299 | 4263067.2632 | 4326927.6382 | 5241.9304 |  |  | 809471.6786 | 740369.3732
7154 | 3097897.912 | 2287875.1067 | 0 |  |  | 0 | 810022.8053 | 299 | 4263067.2632 | 4326927.6382 | 5241.9304 |  |  | 809471.6786 | 740369.3732
7155 | 3042440.639 | 1744989.4882 | 0 |  |  | 0 | 1297451.1508 | 299 | 4263067.2632 | 4326927.6382 | 5241.9304 |  |  | 809471.6786 | 740369.3732
7156 | 3350399.975 | 1434769.1347 | 0 |  |  | 0 | 1915630.8403 | 299 | 4263067.2632 | 4326927.6382 | 5241.9304 |  |  | 809471.6786 | 740369.3732
7157 | 4073794.228 | 1628656.8556 | 0 |  |  | 0 | 2445137.3724 | 299 | 4263067.2632 | 4326927.6382 | 5241.9304 |  |  | 809471.6786 | 740369.3732
7158 | 4810131.735 | 2249097.5625 | 0 |  |  | 0 | 2561034.1725 | 299 | 4263067.2632 | 4326927.6382 | 5241.9304 |  |  | 809471.6786 | 740369.3732
7159 | 5045367.994 | 3179758.6229 | 0 |  |  | 0 | 1865609.3711 | 299 | 4263067.2632 | 4326927.6382 | 5241.9304 |  |  | 809471.6786 | 740369.3732
7160 | 4958104.709 | 4187974.7716 | 5228.0261 |  |  | 0 | 764901.9113 | 299 | 4263067.2632 | 4326927.6382 | 5241.9304 |  |  | 809471.6786 | 740369.3732
7161 | 4886619.547 | 3955309.5065 | 12680.7442 |  |  | 0 | 918629.2963 | 299 | 4263067.2632 | 4326927.6382 | 5241.9304 |  |  | 809471.6786 | 740369.3732
7162 | 4847991.876 | 2287875.1067 | 16462.7205 |  |  | 0 | 2543654.0488 | 299 | 4263067.2632 | 4326927.6382 | 5241.9304 |  |  | 809471.6786 | 740369.3732
7163 | 4811819.886 | 4343084.9483 | 16573.9551 |  |  | 0 | 452160.9826 | 299 | 4263067.2632 | 4326927.6382 | 5241.9304 |  |  | 809471.6786 | 740369.3732
7164 | 4965729.296 | 5390078.6412 | 18909.8817 |  |  | 443259.2269 | 0 | 299 | 4263067.2632 | 4326927.6382 | 5241.9304 |  |  | 809471.6786 | 740369.3732
7165 | 4870594.347 | 5041080.7436 | 26696.3036 |  |  | 197182.7001 | 0 | 299 | 4263067.2632 | 4326927.6382 | 5241.9304 |  |  | 809471.6786 | 740369.3732
7166 | 4582632.709 | 4575750.2134 | 19577.2893 |  |  | 12694.7937 | 0 | 299 | 4263067.2632 | 4326927.6382 | 5241.9304 |  |  | 809471.6786 | 740369.3732
7167 | 4692267.716 | 4420640.0367 | 8342.5949 |  |  | 0 | 263285.0845 | 299 | 4263067.2632 | 4326927.6382 | 5241.9304 |  |  | 809471.6786 | 740369.3732
7168 | 4961123.375 | 4226752.3158 | 1334.8152 |  |  | 0 | 733036.2441 | 299 | 4263067.2632 | 4326927.6382 | 5241.9304 |  |  | 809471.6786 | 740369.3732
7169 | 5015770.041 | 3877754.4181 | 0 |  |  | 0 | 1138015.6229 | 299 | 4263067.2632 | 4326927.6382 | 5241.9304 |  |  | 809471.6786 | 740369.3732
7170 | 4779556.585 | 4769637.9343 | 0 |  |  | 0 | 9918.6507 | 299 | 4263067.2632 | 4326927.6382 | 5241.9304 |  |  | 809471.6786 | 740369.3732
7171 | 4551304.895 | 6708515.1434 | 0 |  |  | 2157210.2484 | 0 | 299 | 4263067.2632 | 4326927.6382 | 5241.9304 |  |  | 809471.6786 | 740369.3732
7172 | 4204536.05 | 8298394.4548 | 0 |  |  | 4093858.4048 | 0 | 299 | 4263067.2632 | 4326927.6382 | 5241.9304 |  |  | 809471.6786 | 740369.3732
7173 | 3922122.419 | 8763724.985 | 0 |  |  | 4841602.566 | 0 | 299 | 4263067.2632 | 4326927.6382 | 5241.9304 |  |  | 809471.6786 | 740369.3732
7174 | 3559047.044 | 7561621.1153 | 0 |  |  | 4002574.0713 | 0 | 299 | 4263067.2632 | 4326927.6382 | 5241.9304 |  |  | 809471.6786 | 740369.3732
7175 | 3164546.679 | 5739076.5388 | 0 |  |  | 2574529.8598 | 0 | 299 | 4263067.2632 | 4326927.6382 | 5241.9304 |  |  | 809471.6786 | 740369.3732
7176 | 3044788.812 | 4149197.2274 | 0 |  |  | 1104408.4154 | 0 | 299 | 4263067.2632 | 4326927.6382 | 5241.9304 |  |  | 809471.6786 | 740369.3732
7177 | 3033194.221 | 2947093.3578 | 0 |  |  | 0 | 86100.8632 | 300 | 4154961.1783 | 919350.9433 | 9890.6097 |  |  | 0 | 3225719.6253
7178 | 3057901.659 | 2132764.93 | 0 |  |  | 0 | 925136.729 | 300 | 4154961.1783 | 919350.9433 | 9890.6097 |  |  | 0 | 3225719.6253
7179 | 3115898.933 | 1551101.7672 | 0 |  |  | 0 | 1564797.1658 | 300 | 4154961.1783 | 919350.9433 | 9890.6097 |  |  | 0 | 3225719.6253
7180 | 3506022.624 | 1202103.8696 | 0 |  |  | 0 | 2303918.7544 | 300 | 4154961.1783 | 919350.9433 | 9890.6097 |  |  | 0 | 3225719.6253
7181 | 4163292.035 | 969438.6045 | 0 |  |  | 0 | 3193853.4305 | 300 | 4154961.1783 | 919350.9433 | 9890.6097 |  |  | 0 | 3225719.6253
7182 | 4882122.888 | 891883.5162 | 0 |  |  | 0 | 3990239.3718 | 300 | 4154961.1783 | 919350.9433 | 9890.6097 |  |  | 0 | 3225719.6253
7183 | 5015993.574 | 930661.0603 | 0 |  |  | 0 | 4085332.5137 | 300 | 4154961.1783 | 919350.9433 | 9890.6097 |  |  | 0 | 3225719.6253
7184 | 4930244.347 | 1124548.7813 | 2113.4574 |  |  | 0 | 3803582.1084 | 300 | 4154961.1783 | 919350.9433 | 9890.6097 |  |  | 0 | 3225719.6253
7185 | 4893428.856 | 814328.4278 | 9454.9409 |  |  | 0 | 4069645.4873 | 300 | 4154961.1783 | 919350.9433 | 9890.6097 |  |  | 0 | 3225719.6253
7186 | 4946784.893 | 310220.3534 | 24694.0808 |  |  | 0 | 4611870.4587 | 300 | 4154961.1783 | 919350.9433 | 9890.6097 |  |  | 0 | 3225719.6253
7187 | 4736018.933 | 969438.6045 | 41490.5051 |  |  | 0 | 3725089.8233 | 300 | 4154961.1783 | 919350.9433 | 9890.6097 |  |  | 0 | 3225719.6253
7188 | 4505411.563 | 969438.6045 | 48831.9886 |  |  | 0 | 3487140.9698 | 300 | 4154961.1783 | 919350.9433 | 9890.6097 |  |  | 0 | 3225719.6253
7189 | 4368597.271 | 659218.2511 | 46941.0005 |  |  | 0 | 3662438.0195 | 300 | 4154961.1783 | 919350.9433 | 9890.6097 |  |  | 0 | 3225719.6253
7190 | 4251488.407 | 465330.5302 | 35928.7752 |  |  | 0 | 3750229.1016 | 300 | 4154961.1783 | 919350.9433 | 9890.6097 |  |  | 0 | 3225719.6253
7191 | 4484406.216 | 310220.3534 | 21913.2159 |  |  | 0 | 4152272.6467 | 300 | 4154961.1783 | 919350.9433 | 9890.6097 |  |  | 0 | 3225719.6253
7192 | 4803661.146 | 232665.2651 | 6006.6683 |  |  | 0 | 4564989.2126 | 300 | 4154961.1783 | 919350.9433 | 9890.6097 |  |  | 0 | 3225719.6253
7193 | 4827151.55 | 116332.6325 | 0 |  |  | 0 | 4710818.9175 | 300 | 4154961.1783 | 919350.9433 | 9890.6097 |  |  | 0 | 3225719.6253
7194 | 4539228.841 | 77555.0884 | 0 |  |  | 0 | 4461673.7526 | 300 | 4154961.1783 | 919350.9433 | 9890.6097 |  |  | 0 | 3225719.6253
7195 | 4195192.998 | 116332.6325 | 0 |  |  | 0 | 4078860.3655 | 300 | 4154961.1783 | 919350.9433 | 9890.6097 |  |  | 0 | 3225719.6253
7196 | 3950422.374 | 271442.8093 | 0 |  |  | 0 | 3678979.5647 | 300 | 4154961.1783 | 919350.9433 | 9890.6097 |  |  | 0 | 3225719.6253
7197 | 3702084.884 | 697995.7953 | 0 |  |  | 0 | 3004089.0887 | 300 | 4154961.1783 | 919350.9433 | 9890.6097 |  |  | 0 | 3225719.6253
7198 | 3374972.177 | 1202103.8696 | 0 |  |  | 0 | 2172868.3074 | 300 | 4154961.1783 | 919350.9433 | 9890.6097 |  |  | 0 | 3225719.6253
7199 | 3282748.756 | 1551101.7672 | 0 |  |  | 0 | 1731646.9888 | 300 | 4154961.1783 | 919350.9433 | 9890.6097 |  |  | 0 | 3225719.6253
7200 | 3152799.133 | 1551101.7672 | 0 |  |  | 0 | 1601697.3658 | 300 | 4154961.1783 | 919350.9433 | 9890.6097 |  |  | 0 | 3225719.6253
7201 | 3115943.279 | 1202103.8696 | 0 |  |  | 0 | 1913839.4094 | 301 | 3815960.3604 | 630135.0929 | 18228.5698 |  |  | 45621.7584 | 3213218.456
7202 | 3103058.593 | 659218.2511 | 0 |  |  | 0 | 2443840.3419 | 301 | 3815960.3604 | 630135.0929 | 18228.5698 |  |  | 45621.7584 | 3213218.456
7203 | 3111560.876 | 193887.7209 | 0 |  |  | 0 | 2917673.1551 | 301 | 3815960.3604 | 630135.0929 | 18228.5698 |  |  | 45621.7584 | 3213218.456
7204 | 3122796.726 | 0 | 0 |  |  | 0 | 3122796.726 | 301 | 3815960.3604 | 630135.0929 | 18228.5698 |  |  | 45621.7584 | 3213218.456
7205 | 3356643.897 | 0 | 0 |  |  | 0 | 3356643.897 | 301 | 3815960.3604 | 630135.0929 | 18228.5698 |  |  | 45621.7584 | 3213218.456
7206 | 3660274.926 | 0 | 0 |  |  | 0 | 3660274.926 | 301 | 3815960.3604 | 630135.0929 | 18228.5698 |  |  | 45621.7584 | 3213218.456
7207 | 3988689.15 | 116332.6325 | 0 |  |  | 0 | 3872356.5175 | 301 | 3815960.3604 | 630135.0929 | 18228.5698 |  |  | 45621.7584 | 3213218.456
7208 | 4195976.396 | 736773.3394 | 14015.5594 |  |  | 0 | 3445187.4972 | 301 | 3815960.3604 | 630135.0929 | 18228.5698 |  |  | 45621.7584 | 3213218.456
7209 | 4433732.339 | 969438.6045 | 39599.517 |  |  | 0 | 3424694.2175 | 301 | 3815960.3604 | 630135.0929 | 18228.5698 |  |  | 45621.7584 | 3213218.456
7210 | 4374882.238 | 542885.6185 | 61512.7328 |  |  | 0 | 3770483.8866 | 301 | 3815960.3604 | 630135.0929 | 18228.5698 |  |  | 45621.7584 | 3213218.456
7211 | 4258635.831 | 426552.986 | 73081.131 |  |  | 0 | 3759001.714 | 301 | 3815960.3604 | 630135.0929 | 18228.5698 |  |  | 45621.7584 | 3213218.456
7212 | 4213054.571 | 155110.1767 | 76195.6998 |  |  | 0 | 3981748.6945 | 301 | 3815960.3604 | 630135.0929 | 18228.5698 |  |  | 45621.7584 | 3213218.456
7213 | 4153246.732 | 38777.5442 | 70300.2661 |  |  | 0 | 4044168.9217 | 301 | 3815960.3604 | 630135.0929 | 18228.5698 |  |  | 45621.7584 | 3213218.456
7214 | 4094798.793 | 0 | 57174.5835 |  |  | 0 | 4037624.2095 | 301 | 3815960.3604 | 630135.0929 | 18228.5698 |  |  | 45621.7584 | 3213218.456
7215 | 4060268.776 | 0 | 36151.2444 |  |  | 0 | 4024117.5316 | 301 | 3815960.3604 | 630135.0929 | 18228.5698 |  |  | 45621.7584 | 3213218.456
7216 | 4377113.257 | 0 | 9454.9409 |  |  | 0 | 4367658.3161 | 301 | 3815960.3604 | 630135.0929 | 18228.5698 |  |  | 45621.7584 | 3213218.456
7217 | 4544943.372 | 0 | 0 |  |  | 0 | 4544943.372 | 301 | 3815960.3604 | 630135.0929 | 18228.5698 |  |  | 45621.7584 | 3213218.456
7218 | 4245124.729 | 0 | 0 |  |  | 0 | 4245124.729 | 301 | 3815960.3604 | 630135.0929 | 18228.5698 |  |  | 45621.7584 | 3213218.456
7219 | 3993998.055 | 0 | 0 |  |  | 0 | 3993998.055 | 301 | 3815960.3604 | 630135.0929 | 18228.5698 |  |  | 45621.7584 | 3213218.456
7220 | 3833145.142 | 155110.1767 | 0 |  |  | 0 | 3678034.9653 | 301 | 3815960.3604 | 630135.0929 | 18228.5698 |  |  | 45621.7584 | 3213218.456
7221 | 3616037.756 | 775550.8836 | 0 |  |  | 0 | 2840486.8724 | 301 | 3815960.3604 | 630135.0929 | 18228.5698 |  |  | 45621.7584 | 3213218.456
7222 | 3392494.452 | 1861322.1207 | 0 |  |  | 0 | 1531172.3313 | 301 | 3815960.3604 | 630135.0929 | 18228.5698 |  |  | 45621.7584 | 3213218.456
7223 | 3243576.193 | 3102203.5345 | 0 |  |  | 0 | 141372.6585 | 301 | 3815960.3604 | 630135.0929 | 18228.5698 |  |  | 45621.7584 | 3213218.456
7224 | 3093052.57 | 4187974.7716 | 0 |  |  | 1094922.2016 | 0 | 301 | 3815960.3604 | 630135.0929 | 18228.5698 |  |  | 45621.7584 | 3213218.456
7225 | 2993700 | 4808415.4785 | 0 |  |  | 1814715.4785 | 0 | 302 | 3737751.371 | 2690192.1276 | 6706.5193 |  |  | 633640.9041 | 1674493.6283
7226 | 2994200 | 4885970.5668 | 0 |  |  | 1891770.5668 | 0 | 302 | 3737751.371 | 2690192.1276 | 6706.5193 |  |  | 633640.9041 | 1674493.6283
7227 | 3014979.494 | 4575750.2134 | 0 |  |  | 1560770.7194 | 0 | 302 | 3737751.371 | 2690192.1276 | 6706.5193 |  |  | 633640.9041 | 1674493.6283
7228 | 3049921.285 | 4071642.139 | 0 |  |  | 1021720.854 | 0 | 302 | 3737751.371 | 2690192.1276 | 6706.5193 |  |  | 633640.9041 | 1674493.6283
7229 | 3129772.466 | 3683866.6972 | 0 |  |  | 554094.2312 | 0 | 302 | 3737751.371 | 2690192.1276 | 6706.5193 |  |  | 633640.9041 | 1674493.6283
7230 | 3357353.151 | 3373646.3438 | 0 |  |  | 16293.1928 | 0 | 302 | 3737751.371 | 2690192.1276 | 6706.5193 |  |  | 633640.9041 | 1674493.6283
7231 | 3583553.521 | 3179758.6229 | 0 |  |  | 0 | 403794.8981 | 302 | 3737751.371 | 2690192.1276 | 6706.5193 |  |  | 633640.9041 | 1674493.6283
7232 | 3948188.907 | 2636873.0043 | 667.4076 |  |  | 0 | 1310648.4951 | 302 | 3737751.371 | 2690192.1276 | 6706.5193 |  |  | 633640.9041 | 1674493.6283
7233 | 4063522.014 | 1395991.5905 | 3781.9763 |  |  | 0 | 2663748.4471 | 302 | 3737751.371 | 2690192.1276 | 6706.5193 |  |  | 633640.9041 | 1674493.6283
7234 | 4120564.001 | 659218.2511 | 12124.5712 |  |  | 0 | 3449221.1787 | 302 | 3737751.371 | 2690192.1276 | 6706.5193 |  |  | 633640.9041 | 1674493.6283
7235 | 4197407.675 | 348997.8976 | 25361.4884 |  |  | 0 | 3823048.289 | 302 | 3737751.371 | 2690192.1276 | 6706.5193 |  |  | 633640.9041 | 1674493.6283
7236 | 4201040.857 | 155110.1767 | 34260.2563 |  |  | 0 | 4011670.424 | 302 | 3737751.371 | 2690192.1276 | 6706.5193 |  |  | 633640.9041 | 1674493.6283
7237 | 4149889.922 | 38777.5442 | 37486.0596 |  |  | 0 | 4073626.3182 | 302 | 3737751.371 | 2690192.1276 | 6706.5193 |  |  | 633640.9041 | 1674493.6283
7238 | 4062868.606 | 0 | 29254.6993 |  |  | 0 | 4033613.9067 | 302 | 3737751.371 | 2690192.1276 | 6706.5193 |  |  | 633640.9041 | 1674493.6283
7239 | 3945509.81 | 38777.5442 | 15127.9054 |  |  | 0 | 3891604.3605 | 302 | 3737751.371 | 2690192.1276 | 6706.5193 |  |  | 633640.9041 | 1674493.6283
7240 | 4038643.025 | 116332.6325 | 2892.0996 |  |  | 0 | 3919418.2929 | 302 | 3737751.371 | 2690192.1276 | 6706.5193 |  |  | 633640.9041 | 1674493.6283
7241 | 4668095.875 | 465330.5302 | 0 |  |  | 0 | 4202765.3448 | 302 | 3737751.371 | 2690192.1276 | 6706.5193 |  |  | 633640.9041 | 1674493.6283
7242 | 4531981.467 | 1551101.7672 | 0 |  |  | 0 | 2980879.6998 | 302 | 3737751.371 | 2690192.1276 | 6706.5193 |  |  | 633640.9041 | 1674493.6283
7243 | 4370900.782 | 2947093.3578 | 0 |  |  | 0 | 1423807.4242 | 302 | 3737751.371 | 2690192.1276 | 6706.5193 |  |  | 633640.9041 | 1674493.6283
7244 | 3976078.78 | 4149197.2274 | 0 |  |  | 173118.4474 | 0 | 302 | 3737751.371 | 2690192.1276 | 6706.5193 |  |  | 633640.9041 | 1674493.6283
7245 | 3708309.764 | 5002303.1994 | 0 |  |  | 1293993.4354 | 0 | 302 | 3737751.371 | 2690192.1276 | 6706.5193 |  |  | 633640.9041 | 1674493.6283
7246 | 3435100.882 | 5428856.1854 | 0 |  |  | 1993755.3034 | 0 | 302 | 3737751.371 | 2690192.1276 | 6706.5193 |  |  | 633640.9041 | 1674493.6283
7247 | 3179044.241 | 5545188.8179 | 0 |  |  | 2366144.5769 | 0 | 302 | 3737751.371 | 2690192.1276 | 6706.5193 |  |  | 633640.9041 | 1674493.6283
7248 | 2985406.38 | 5506411.2737 | 0 |  |  | 2521004.8937 | 0 | 302 | 3737751.371 | 2690192.1276 | 6706.5193 |  |  | 633640.9041 | 1674493.6283
7249 | 2910088.172 | 5196190.9203 | 0 |  |  | 2286102.7483 | 0 | 303 | 4170254.9731 | 4310770.3281 | 9051.7154 |  |  | 1661200.007 | 1511632.9365
7250 | 2886431.169 | 4924748.111 | 0 |  |  | 2038316.942 | 0 | 303 | 4170254.9731 | 4310770.3281 | 9051.7154 |  |  | 1661200.007 | 1511632.9365
7251 | 2907306.998 | 4769637.9343 | 0 |  |  | 1862330.9363 | 0 | 303 | 4170254.9731 | 4310770.3281 | 9051.7154 |  |  | 1661200.007 | 1511632.9365
7252 | 3011427.859 | 4265529.8599 | 0 |  |  | 1254102.0009 | 0 | 303 | 4170254.9731 | 4310770.3281 | 9051.7154 |  |  | 1661200.007 | 1511632.9365
7253 | 3305055.565 | 3916531.9623 | 0 |  |  | 611476.3973 | 0 | 303 | 4170254.9731 | 4310770.3281 | 9051.7154 |  |  | 1661200.007 | 1511632.9365
7254 | 4004103.159 | 3838976.8739 | 0 |  |  | 0 | 165126.2851 | 303 | 4170254.9731 | 4310770.3281 | 9051.7154 |  |  | 1661200.007 | 1511632.9365
7255 | 4595129.57 | 3916531.9623 | 0 |  |  | 0 | 678597.6077 | 303 | 4170254.9731 | 4310770.3281 | 9051.7154 |  |  | 1661200.007 | 1511632.9365
7256 | 4817316.998 | 4071642.139 | 4560.6185 |  |  | 0 | 741114.2404 | 303 | 4170254.9731 | 4310770.3281 | 9051.7154 |  |  | 1661200.007 | 1511632.9365
7257 | 4878677.575 | 2520540.3718 | 9232.4717 |  |  | 0 | 2348904.7316 | 303 | 4170254.9731 | 4310770.3281 | 9051.7154 |  |  | 1661200.007 | 1511632.9365
7258 | 4862400.702 | 1085771.2371 | 16573.9551 |  |  | 0 | 3760055.5098 | 303 | 4170254.9731 | 4310770.3281 | 9051.7154 |  |  | 1661200.007 | 1511632.9365
7259 | 4805688.522 | 969438.6045 | 22580.6234 |  |  | 0 | 3813669.294 | 303 | 4170254.9731 | 4310770.3281 | 9051.7154 |  |  | 1661200.007 | 1511632.9365
7260 | 4728430.727 | 659218.2511 | 27697.415 |  |  | 0 | 4041515.061 | 303 | 4170254.9731 | 4310770.3281 | 9051.7154 |  |  | 1661200.007 | 1511632.9365
7261 | 4757072.635 | 426552.986 | 49944.3346 |  |  | 0 | 4280575.3144 | 303 | 4170254.9731 | 4310770.3281 | 9051.7154 |  |  | 1661200.007 | 1511632.9365
7262 | 4674308.73 | 387775.4418 | 52725.1996 |  |  | 0 | 4233808.0886 | 303 | 4170254.9731 | 4310770.3281 | 9051.7154 |  |  | 1661200.007 | 1511632.9365
7263 | 4559075.057 | 581663.1627 | 30367.0453 |  |  | 0 | 3947044.849 | 303 | 4170254.9731 | 4310770.3281 | 9051.7154 |  |  | 1661200.007 | 1511632.9365
7264 | 4677802.856 | 969438.6045 | 3559.5071 |  |  | 0 | 3704804.7443 | 303 | 4170254.9731 | 4310770.3281 | 9051.7154 |  |  | 1661200.007 | 1511632.9365
7265 | 5262504.41 | 1861322.1207 | 0 |  |  | 0 | 3401182.2893 | 303 | 4170254.9731 | 4310770.3281 | 9051.7154 |  |  | 1661200.007 | 1511632.9365
7266 | 5040546.879 | 3877754.4181 | 0 |  |  | 0 | 1162792.4609 | 303 | 4170254.9731 | 4310770.3281 | 9051.7154 |  |  | 1661200.007 | 1511632.9365
7267 | 4690277.948 | 6359517.2457 | 0 |  |  | 1669239.2977 | 0 | 303 | 4170254.9731 | 4310770.3281 | 9051.7154 |  |  | 1661200.007 | 1511632.9365
7268 | 4380849.507 | 8026951.6455 | 0 |  |  | 3646102.1385 | 0 | 303 | 4170254.9731 | 4310770.3281 | 9051.7154 |  |  | 1661200.007 | 1511632.9365
7269 | 4066782.374 | 8918835.1617 | 0 |  |  | 4852052.7877 | 0 | 303 | 4170254.9731 | 4310770.3281 | 9051.7154 |  |  | 1661200.007 | 1511632.9365
7270 | 3681375.473 | 10043383.9429 | 0 |  |  | 6362008.4699 | 0 | 303 | 4170254.9731 | 4310770.3281 | 9051.7154 |  |  | 1661200.007 | 1511632.9365
7271 | 3355305.965 | 10935267.4591 | 0 |  |  | 7579961.4941 | 0 | 303 | 4170254.9731 | 4310770.3281 | 9051.7154 |  |  | 1661200.007 | 1511632.9365
7272 | 3228160.504 | 10935267.4591 | 0 |  |  | 7707106.9551 | 0 | 303 | 4170254.9731 | 4310770.3281 | 9051.7154 |  |  | 1661200.007 | 1511632.9365
7273 | 3195762.281 | 10392381.8406 | 0 |  |  | 7196619.5596 | 0 | 304 | 4203510.945 | 4368936.6444 | 3045.0471 |  |  | 1224040.0533 | 1055569.3067
7274 | 3065789.9 | 9500498.3244 | 0 |  |  | 6434708.4244 | 0 | 304 | 4203510.945 | 4368936.6444 | 3045.0471 |  |  | 1224040.0533 | 1055569.3067
7275 | 3055318.248 | 8492282.1757 | 0 |  |  | 5436963.9277 | 0 | 304 | 4203510.945 | 4368936.6444 | 3045.0471 |  |  | 1224040.0533 | 1055569.3067
7276 | 3162563.671 | 7445288.4828 | 0 |  |  | 4282724.8118 | 0 | 304 | 4203510.945 | 4368936.6444 | 3045.0471 |  |  | 1224040.0533 | 1055569.3067
7277 | 3424837.258 | 6514627.4224 | 0 |  |  | 3089790.1644 | 0 | 304 | 4203510.945 | 4368936.6444 | 3045.0471 |  |  | 1224040.0533 | 1055569.3067
7278 | 4097020.658 | 5816631.6272 | 0 |  |  | 1719610.9692 | 0 | 304 | 4203510.945 | 4368936.6444 | 3045.0471 |  |  | 1224040.0533 | 1055569.3067
7279 | 4666675.22 | 5622743.9063 | 0 |  |  | 956068.6863 | 0 | 304 | 4203510.945 | 4368936.6444 | 3045.0471 |  |  | 1224040.0533 | 1055569.3067
7280 | 4809576.803 | 5002303.1994 | 1890.9882 |  |  | 194617.3846 | 0 | 304 | 4203510.945 | 4368936.6444 | 3045.0471 |  |  | 1224040.0533 | 1055569.3067
7281 | 4796135.061 | 4653305.3017 | 7675.1873 |  |  | 0 | 135154.572 | 304 | 4203510.945 | 4368936.6444 | 3045.0471 |  |  | 1224040.0533 | 1055569.3067
7282 | 4852705.732 | 4459417.5808 | 12569.5096 |  |  | 0 | 380718.6416 | 304 | 4203510.945 | 4368936.6444 | 3045.0471 |  |  | 1224040.0533 | 1055569.3067
7283 | 4847368.252 | 4071642.139 | 12680.7442 |  |  | 0 | 763045.3688 | 304 | 4203510.945 | 4368936.6444 | 3045.0471 |  |  | 1224040.0533 | 1055569.3067
7284 | 4776423.986 | 3800199.3298 | 12347.0404 |  |  | 0 | 963877.6158 | 304 | 4203510.945 | 4368936.6444 | 3045.0471 |  |  | 1224040.0533 | 1055569.3067
7285 | 4757999.614 | 3528756.5205 | 11568.3982 |  |  | 0 | 1217674.6953 | 304 | 4203510.945 | 4368936.6444 | 3045.0471 |  |  | 1224040.0533 | 1055569.3067
7286 | 4683941.288 | 3063425.9903 | 8453.8295 |  |  | 0 | 1612061.4682 | 304 | 4203510.945 | 4368936.6444 | 3045.0471 |  |  | 1224040.0533 | 1055569.3067
7287 | 4579927.404 | 2636873.0043 | 5005.5569 |  |  | 0 | 1938048.8428 | 304 | 4203510.945 | 4368936.6444 | 3045.0471 |  |  | 1224040.0533 | 1055569.3067
7288 | 4736545.805 | 2016432.2974 | 889.8768 |  |  | 0 | 2719223.6308 | 304 | 4203510.945 | 4368936.6444 | 3045.0471 |  |  | 1224040.0533 | 1055569.3067
7289 | 5213263.405 | 1240881.4138 | 0 |  |  | 0 | 3972381.9912 | 304 | 4203510.945 | 4368936.6444 | 3045.0471 |  |  | 1224040.0533 | 1055569.3067
7290 | 4986645.218 | 1085771.2371 | 0 |  |  | 0 | 3900873.9809 | 304 | 4203510.945 | 4368936.6444 | 3045.0471 |  |  | 1224040.0533 | 1055569.3067
7291 | 4632391.104 | 1434769.1347 | 0 |  |  | 0 | 3197621.9693 | 304 | 4203510.945 | 4368936.6444 | 3045.0471 |  |  | 1224040.0533 | 1055569.3067
7292 | 4324289.182 | 2016432.2974 | 0 |  |  | 0 | 2307856.8846 | 304 | 4203510.945 | 4368936.6444 | 3045.0471 |  |  | 1224040.0533 | 1055569.3067
7293 | 4076397.343 | 2559317.916 | 0 |  |  | 0 | 1517079.427 | 304 | 4203510.945 | 4368936.6444 | 3045.0471 |  |  | 1224040.0533 | 1055569.3067
7294 | 3674615.254 | 3063425.9903 | 0 |  |  | 0 | 611189.2637 | 304 | 4203510.945 | 4368936.6444 | 3045.0471 |  |  | 1224040.0533 | 1055569.3067
7295 | 3354168.72 | 3257313.7112 | 0 |  |  | 0 | 96855.0088 | 304 | 4203510.945 | 4368936.6444 | 3045.0471 |  |  | 1224040.0533 | 1055569.3067
7296 | 3113901.272 | 3179758.6229 | 0 |  |  | 65857.3509 | 0 | 304 | 4203510.945 | 4368936.6444 | 3045.0471 |  |  | 1224040.0533 | 1055569.3067
7297 | 2989779.465 | 2869538.2694 | 0 |  |  | 0 | 120241.1956 | 305 | 4306817.0363 | 497645.1503 | 12791.9788 |  |  | 0 | 3796379.9072
7298 | 2949522.82 | 2442985.2834 | 0 |  |  | 0 | 506537.5366 | 305 | 4306817.0363 | 497645.1503 | 12791.9788 |  |  | 0 | 3796379.9072
7299 | 2983863.424 | 1861322.1207 | 0 |  |  | 0 | 1122541.3033 | 305 | 4306817.0363 | 497645.1503 | 12791.9788 |  |  | 0 | 3796379.9072
7300 | 3048871.737 | 1279658.958 | 0 |  |  | 0 | 1769212.779 | 305 | 4306817.0363 | 497645.1503 | 12791.9788 |  |  | 0 | 3796379.9072
7301 | 3316528.693 | 814328.4278 | 0 |  |  | 0 | 2502200.2652 | 305 | 4306817.0363 | 497645.1503 | 12791.9788 |  |  | 0 | 3796379.9072
7302 | 4188945.113 | 465330.5302 | 0 |  |  | 0 | 3723614.5828 | 305 | 4306817.0363 | 497645.1503 | 12791.9788 |  |  | 0 | 3796379.9072
7303 | 4792076.368 | 271442.8093 | 0 |  |  | 0 | 4520633.5587 | 305 | 4306817.0363 | 497645.1503 | 12791.9788 |  |  | 0 | 3796379.9072
7304 | 5019424.669 | 155110.1767 | 6006.6683 |  |  | 0 | 4858307.824 | 305 | 4306817.0363 | 497645.1503 | 12791.9788 |  |  | 0 | 3796379.9072
7305 | 5067169.806 | 77555.0884 | 21801.9813 |  |  | 0 | 4967812.7364 | 305 | 4306817.0363 | 497645.1503 | 12791.9788 |  |  | 0 | 3796379.9072
7306 | 5083847.94 | 0 | 39933.2208 |  |  | 0 | 5043914.7192 | 305 | 4306817.0363 | 497645.1503 | 12791.9788 |  |  | 0 | 3796379.9072
7307 | 5004048.309 | 0 | 51056.6806 |  |  | 0 | 4952991.6284 | 305 | 4306817.0363 | 497645.1503 | 12791.9788 |  |  | 0 | 3796379.9072
7308 | 4903028.128 | 0 | 56062.2375 |  |  | 0 | 4846965.8905 | 305 | 4306817.0363 | 497645.1503 | 12791.9788 |  |  | 0 | 3796379.9072
7309 | 4853242.731 | 0 | 54171.2493 |  |  | 0 | 4799071.4817 | 305 | 4306817.0363 | 497645.1503 | 12791.9788 |  |  | 0 | 3796379.9072
7310 | 4973552.605 | 0 | 47274.7043 |  |  | 0 | 4926277.9007 | 305 | 4306817.0363 | 497645.1503 | 12791.9788 |  |  | 0 | 3796379.9072
7311 | 4852372.368 | 0 | 26807.5382 |  |  | 0 | 4825564.8298 | 305 | 4306817.0363 | 497645.1503 | 12791.9788 |  |  | 0 | 3796379.9072
7312 | 4916382.404 | 0 | 3893.2109 |  |  | 0 | 4912489.1931 | 305 | 4306817.0363 | 497645.1503 | 12791.9788 |  |  | 0 | 3796379.9072
7313 | 5329088.137 | 0 | 0 |  |  | 0 | 5329088.137 | 305 | 4306817.0363 | 497645.1503 | 12791.9788 |  |  | 0 | 3796379.9072
7314 | 5126187.524 | 0 | 0 |  |  | 0 | 5126187.524 | 305 | 4306817.0363 | 497645.1503 | 12791.9788 |  |  | 0 | 3796379.9072
7315 | 4751625.061 | 0 | 0 |  |  | 0 | 4751625.061 | 305 | 4306817.0363 | 497645.1503 | 12791.9788 |  |  | 0 | 3796379.9072
7316 | 4435068.077 | 38777.5442 | 0 |  |  | 0 | 4396290.5328 | 305 | 4306817.0363 | 497645.1503 | 12791.9788 |  |  | 0 | 3796379.9072
7317 | 4144505.472 | 232665.2651 | 0 |  |  | 0 | 3911840.2069 | 305 | 4306817.0363 | 497645.1503 | 12791.9788 |  |  | 0 | 3796379.9072
7318 | 3887909.921 | 465330.5302 | 0 |  |  | 0 | 3422579.3908 | 305 | 4306817.0363 | 497645.1503 | 12791.9788 |  |  | 0 | 3796379.9072
7319 | 3459798.848 | 542885.6185 | 0 |  |  | 0 | 2916913.2295 | 305 | 4306817.0363 | 497645.1503 | 12791.9788 |  |  | 0 | 3796379.9072
7320 | 3286769.252 | 426552.986 | 0 |  |  | 0 | 2860216.266 | 305 | 4306817.0363 | 497645.1503 | 12791.9788 |  |  | 0 | 3796379.9072
7321 | 3217549.101 | 348997.8976 | 0 |  |  | 0 | 2868551.2034 | 306 | 4218772.585 | 2588401.0741 | 14715.4104 |  |  | 127292.5124 | 1742948.6129
7322 | 3159524.777 | 310220.3534 | 0 |  |  | 0 | 2849304.4236 | 306 | 4218772.585 | 2588401.0741 | 14715.4104 |  |  | 127292.5124 | 1742948.6129
7323 | 3170552.178 | 348997.8976 | 0 |  |  | 0 | 2821554.2804 | 306 | 4218772.585 | 2588401.0741 | 14715.4104 |  |  | 127292.5124 | 1742948.6129
7324 | 3204103.381 | 504108.0744 | 0 |  |  | 0 | 2699995.3066 | 306 | 4218772.585 | 2588401.0741 | 14715.4104 |  |  | 127292.5124 | 1742948.6129
7325 | 3420901.697 | 775550.8836 | 0 |  |  | 0 | 2645350.8134 | 306 | 4218772.585 | 2588401.0741 | 14715.4104 |  |  | 127292.5124 | 1742948.6129
7326 | 4134629.817 | 1124548.7813 | 0 |  |  | 0 | 3010081.0357 | 306 | 4218772.585 | 2588401.0741 | 14715.4104 |  |  | 127292.5124 | 1742948.6129
7327 | 4620643.499 | 1551101.7672 | 0 |  |  | 0 | 3069541.7318 | 306 | 4218772.585 | 2588401.0741 | 14715.4104 |  |  | 127292.5124 | 1742948.6129
7328 | 4785609.395 | 1977654.7532 | 9788.6446 |  |  | 0 | 2798165.9971 | 306 | 4218772.585 | 2588401.0741 | 14715.4104 |  |  | 127292.5124 | 1742948.6129
7329 | 4799506.952 | 1744989.4882 | 34705.1947 |  |  | 0 | 3019812.2692 | 306 | 4218772.585 | 2588401.0741 | 14715.4104 |  |  | 127292.5124 | 1742948.6129
7330 | 4864929.617 | 1357214.0463 | 53503.8418 |  |  | 0 | 3454211.7289 | 306 | 4218772.585 | 2588401.0741 | 14715.4104 |  |  | 127292.5124 | 1742948.6129
7331 | 4874769.16 | 2093987.3858 | 63292.4864 |  |  | 0 | 2717489.2878 | 306 | 4218772.585 | 2588401.0741 | 14715.4104 |  |  | 127292.5124 | 1742948.6129
7332 | 4802290.486 | 2985870.902 | 63514.9556 |  |  | 0 | 1752904.6284 | 306 | 4218772.585 | 2588401.0741 | 14715.4104 |  |  | 127292.5124 | 1742948.6129
7333 | 4800877.064 | 3645089.153 | 53615.0764 |  |  | 0 | 1102172.8346 | 306 | 4218772.585 | 2588401.0741 | 14715.4104 |  |  | 127292.5124 | 1742948.6129
7334 | 4702597.312 | 4226752.3158 | 42825.3203 |  |  | 0 | 433019.6759 | 306 | 4218772.585 | 2588401.0741 | 14715.4104 |  |  | 127292.5124 | 1742948.6129
7335 | 4570804.464 | 5002303.1994 | 27474.9458 |  |  | 458973.6811 | 0 | 306 | 4218772.585 | 2588401.0741 | 14715.4104 |  |  | 127292.5124 | 1742948.6129
7336 | 4703856.39 | 5894186.7155 | 4449.3839 |  |  | 1194779.7095 | 0 | 306 | 4218772.585 | 2588401.0741 | 14715.4104 |  |  | 127292.5124 | 1742948.6129
7337 | 5195001.181 | 6088074.4365 | 0 |  |  | 893073.2555 | 0 | 306 | 4218772.585 | 2588401.0741 | 14715.4104 |  |  | 127292.5124 | 1742948.6129
7338 | 4994734.597 | 5467633.7296 | 0 |  |  | 472899.1326 | 0 | 306 | 4218772.585 | 2588401.0741 | 14715.4104 |  |  | 127292.5124 | 1742948.6129
7339 | 4656788.326 | 4692082.8459 | 0 |  |  | 35294.5199 | 0 | 306 | 4218772.585 | 2588401.0741 | 14715.4104 |  |  | 127292.5124 | 1742948.6129
7340 | 4394749.831 | 3451201.4321 | 0 |  |  | 0 | 943548.3989 | 306 | 4218772.585 | 2588401.0741 | 14715.4104 |  |  | 127292.5124 | 1742948.6129
7341 | 4085449.975 | 2559317.916 | 0 |  |  | 0 | 1526132.059 | 306 | 4218772.585 | 2588401.0741 | 14715.4104 |  |  | 127292.5124 | 1742948.6129
7342 | 3664880.922 | 2016432.2974 | 0 |  |  | 0 | 1648448.6246 | 306 | 4218772.585 | 2588401.0741 | 14715.4104 |  |  | 127292.5124 | 1742948.6129
7343 | 3329253.119 | 1900099.6649 | 0 |  |  | 0 | 1429153.4541 | 306 | 4218772.585 | 2588401.0741 | 14715.4104 |  |  | 127292.5124 | 1742948.6129
7344 | 3096538.799 | 2055209.8416 | 0 |  |  | 0 | 1041328.9574 | 306 | 4218772.585 | 2588401.0741 | 14715.4104 |  |  | 127292.5124 | 1742948.6129
7345 | 3000905.183 | 2287875.1067 | 0 |  |  | 0 | 713030.0763 | 307 | 4050395.7762 | 6342814.1048 | 3777.3416 |  |  | 4166207.7915 | 1870012.1213
7346 | 2970089.546 | 2636873.0043 | 0 |  |  | 0 | 333216.5417 | 307 | 4050395.7762 | 6342814.1048 | 3777.3416 |  |  | 4166207.7915 | 1870012.1213
7347 | 2985486.082 | 3024648.4461 | 0 |  |  | 39162.3641 | 0 | 307 | 4050395.7762 | 6342814.1048 | 3777.3416 |  |  | 4166207.7915 | 1870012.1213
7348 | 3064092.088 | 3179758.6229 | 0 |  |  | 115666.5349 | 0 | 307 | 4050395.7762 | 6342814.1048 | 3777.3416 |  |  | 4166207.7915 | 1870012.1213
7349 | 3333851.594 | 3179758.6229 | 0 |  |  | 0 | 154092.9711 | 307 | 4050395.7762 | 6342814.1048 | 3777.3416 |  |  | 4166207.7915 | 1870012.1213
7350 | 4001306.345 | 3334868.7996 | 0 |  |  | 0 | 666437.5454 | 307 | 4050395.7762 | 6342814.1048 | 3777.3416 |  |  | 4166207.7915 | 1870012.1213
7351 | 4606015.351 | 3838976.8739 | 0 |  |  | 0 | 767038.4771 | 307 | 4050395.7762 | 6342814.1048 | 3777.3416 |  |  | 4166207.7915 | 1870012.1213
7352 | 4780696.699 | 3877754.4181 | 2335.9266 |  |  | 0 | 900606.3543 | 307 | 4050395.7762 | 6342814.1048 | 3777.3416 |  |  | 4166207.7915 | 1870012.1213
7353 | 4797464.65 | 3373646.3438 | 10789.756 |  |  | 0 | 1413028.5503 | 307 | 4050395.7762 | 6342814.1048 | 3777.3416 |  |  | 4166207.7915 | 1870012.1213
7354 | 4846475.28 | 4813661.0735 | 32814.2065 |  |  | 0 | 0 | 307 | 4050395.7762 | 6342814.1048 | 3777.3416 |  |  | 4166207.7915 | 1870012.1213
7355 | 4771166.318 | 8918835.1617 | 0 |  |  | 6912781.4061 | 2765112.5625 | 307 | 4050395.7762 | 6342814.1048 | 3777.3416 |  |  | 4166207.7915 | 1870012.1213
7356 | 4612307.733 | 4567591.4245 | 44716.3085 |  |  | 0 | 0 | 307 | 4050395.7762 | 6342814.1048 | 3777.3416 |  |  | 4166207.7915 | 1870012.1213
7357 | 4519591.711 | 4519591.711 | 0 |  |  | 0 | 0 | 307 | 4050395.7762 | 6342814.1048 | 3777.3416 |  |  | 4166207.7915 | 1870012.1213
7358 | 4360101.468 | 11967179.8377 | 0 |  |  | 10247806.2733 | 2640727.9037 | 307 | 4050395.7762 | 6342814.1048 | 3777.3416 |  |  | 4166207.7915 | 1870012.1213
7359 | 4272688.674 | 8963065.0443 | 0 |  |  | 10247806.2733 | 5557429.903 | 307 | 4050395.7762 | 6342814.1048 | 3777.3416 |  |  | 4166207.7915 | 1870012.1213
7360 | 4489475.497 | 12096553.8667 | 0 |  |  | 10247806.2733 | 2640727.9037 | 307 | 4050395.7762 | 6342814.1048 | 3777.3416 |  |  | 4166207.7915 | 1870012.1213
7361 | 4906795.347 | 9597171.7173 | 0 |  |  | 10247806.2733 | 5557429.903 | 307 | 4050395.7762 | 6342814.1048 | 3777.3416 |  |  | 4166207.7915 | 1870012.1213
7362 | 4738959.198 | 13339475.1983 | 0 |  |  | 8600516.0003 | 0 | 307 | 4050395.7762 | 6342814.1048 | 3777.3416 |  |  | 4166207.7915 | 1870012.1213
7363 | 4384139.048 | 4384139.048 | 0 |  |  | 0 | 0 | 307 | 4050395.7762 | 6342814.1048 | 3777.3416 |  |  | 4166207.7915 | 1870012.1213
7364 | 4032999.733 | 8723376.1033 | 0 |  |  | 10247806.2733 | 5557429.903 | 307 | 4050395.7762 | 6342814.1048 | 3777.3416 |  |  | 4166207.7915 | 1870012.1213
7365 | 3829785.636 | 8520162.0063 | 0 |  |  | 10247806.2733 | 5557429.903 | 307 | 4050395.7762 | 6342814.1048 | 3777.3416 |  |  | 4166207.7915 | 1870012.1213
7366 | 3557698.888 | 5896109.3912 | 0 |  |  | 2338410.5032 | 0 | 307 | 4050395.7762 | 6342814.1048 | 3777.3416 |  |  | 4166207.7915 | 1870012.1213
7367 | 3317551.861 | 8007928.2313 | 0 |  |  | 10247806.2733 | 5557429.903 | 307 | 4050395.7762 | 6342814.1048 | 3777.3416 |  |  | 4166207.7915 | 1870012.1213
7368 | 3029854.698 | 9178538.462 | 0 |  |  | 10247806.2733 | 4099122.5093 | 307 | 4050395.7762 | 6342814.1048 | 3777.3416 |  |  | 4166207.7915 | 1870012.1213
7369 | 2852675.272 | 13100481.5453 | 0 |  |  | 10247806.2733 | 0 | 308 | 3579429.8188 | 7147749.7963 | 4440.1144 |  |  | 5644783.9673 | 2072023.8754
7370 | 2783406.163 | 872357.563 | 0 |  |  | 3646381.303 | 5557429.903 | 308 | 3579429.8188 | 7147749.7963 | 4440.1144 |  |  | 5644783.9673 | 2072023.8754
7371 | 2947716.251 | 2947716.251 | 0 |  |  | 0 | 0 | 308 | 3579429.8188 | 7147749.7963 | 4440.1144 |  |  | 5644783.9673 | 2072023.8754
7372 | 2753408.998 | 13001215.2713 | 0 |  |  | 10247806.2733 | 0 | 308 | 3579429.8188 | 7147749.7963 | 4440.1144 |  |  | 5644783.9673 | 2072023.8754
7373 | 2839934.294 | 928885.694 | 0 |  |  | 3646381.303 | 5557429.903 | 308 | 3579429.8188 | 7147749.7963 | 4440.1144 |  |  | 5644783.9673 | 2072023.8754
7374 | 3078543.692 | 5594832.6647 | 0 |  |  | 2516288.9727 | 0 | 308 | 3579429.8188 | 7147749.7963 | 4440.1144 |  |  | 5644783.9673 | 2072023.8754
7375 | 3384675.001 | 13339475.1983 | 0 |  |  | 10247806.2733 | 293006.076 | 308 | 3579429.8188 | 7147749.7963 | 4440.1144 |  |  | 5644783.9673 | 2072023.8754
7376 | 3694565.248 | 0 | 0 |  |  | 1862864.655 | 5557429.903 | 308 | 3579429.8188 | 7147749.7963 | 4440.1144 |  |  | 5644783.9673 | 2072023.8754
7377 | 3987987.943 | 3987987.943 | 0 |  |  | 0 | 0 | 308 | 3579429.8188 | 7147749.7963 | 4440.1144 |  |  | 5644783.9673 | 2072023.8754
7378 | 3999931.047 | 13339475.1983 | 31256.9221 |  |  | 10247806.2733 | 877005.1999 | 308 | 3579429.8188 | 7147749.7963 | 4440.1144 |  |  | 5644783.9673 | 2072023.8754
7379 | 3992850.776 | 7894920.3238 | 25250.2538 |  |  | 9484749.7046 | 5557429.903 | 308 | 3579429.8188 | 7147749.7963 | 4440.1144 |  |  | 5644783.9673 | 2072023.8754
7380 | 4025893.27 | 8697359.7586 | 18909.8817 |  |  | 10247806.2733 | 5557429.903 | 308 | 3579429.8188 | 7147749.7963 | 4440.1144 |  |  | 5644783.9673 | 2072023.8754
7381 | 3979175.007 | 3960487.5945 | 18687.4125 |  |  | 0 | 0 | 308 | 3579429.8188 | 7147749.7963 | 4440.1144 |  |  | 5644783.9673 | 2072023.8754
7382 | 3824228.871 | 13339475.1983 | 9454.9409 |  |  | 9524701.2682 | 0 | 308 | 3579429.8188 | 7147749.7963 | 4440.1144 |  |  | 5644783.9673 | 2072023.8754
7383 | 3842427.334 | 2651437.1633 | 3003.3342 |  |  | 4369443.0664 | 5557429.903 | 308 | 3579429.8188 | 7147749.7963 | 4440.1144 |  |  | 5644783.9673 | 2072023.8754
7384 | 4073024.242 | 4073024.242 | 0 |  |  | 0 | 0 | 308 | 3579429.8188 | 7147749.7963 | 4440.1144 |  |  | 5644783.9673 | 2072023.8754
7385 | 4566785.265 | 10715469.029 | 0 |  |  | 10247806.2733 | 4099122.5093 | 308 | 3579429.8188 | 7147749.7963 | 4440.1144 |  |  | 5644783.9673 | 2072023.8754
7386 | 4441232.854 | 4441232.854 | 0 |  |  | 0 | 0 | 308 | 3579429.8188 | 7147749.7963 | 4440.1144 |  |  | 5644783.9673 | 2072023.8754
7387 | 4104066.326 | 13339475.1983 | 0 |  |  | 9235408.8723 | 0 | 308 | 3579429.8188 | 7147749.7963 | 4440.1144 |  |  | 5644783.9673 | 2072023.8754
7388 | 3782456.734 | 8472833.1043 | 0 |  |  | 10247806.2733 | 5557429.903 | 308 | 3579429.8188 | 7147749.7963 | 4440.1144 |  |  | 5644783.9673 | 2072023.8754
7389 | 3551666.152 | 12757812.0356 | 0 |  |  | 9206145.8836 | 0 | 308 | 3579429.8188 | 7147749.7963 | 4440.1144 |  |  | 5644783.9673 | 2072023.8754
7390 | 3310759.42 | 3310759.42 | 0 |  |  | 0 | 0 | 308 | 3579429.8188 | 7147749.7963 | 4440.1144 |  |  | 5644783.9673 | 2072023.8754
7391 | 3126322.069 | 3126322.069 | 0 |  |  | 0 | 0 | 308 | 3579429.8188 | 7147749.7963 | 4440.1144 |  |  | 5644783.9673 | 2072023.8754
7392 | 2962583.421 | 7652959.7913 | 0 |  |  | 10247806.2733 | 5557429.903 | 308 | 3579429.8188 | 7147749.7963 | 4440.1144 |  |  | 5644783.9673 | 2072023.8754
7393 | 2837413.679 | 12990477.3007 | 0 |  |  | 10153063.6217 | 0 | 309 | 3528698.1287 | 9025033.2472 | 982.5723 |  |  | 6438162.6854 | 940844.9947
7394 | 2756893.975 | 12990477.3007 | 0 |  |  | 10233583.3257 | 0 | 309 | 3528698.1287 | 9025033.2472 | 982.5723 |  |  | 6438162.6854 | 940844.9947
7395 | 2714677.393 | 12370036.5938 | 0 |  |  | 10247806.2733 | 592447.0725 | 309 | 3528698.1287 | 9025033.2472 | 982.5723 |  |  | 6438162.6854 | 940844.9947
7396 | 2737760.1 | 12408814.138 | 0 |  |  | 9671054.038 | 0 | 309 | 3528698.1287 | 9025033.2472 | 982.5723 |  |  | 6438162.6854 | 940844.9947
7397 | 2779291.027 | 13027097.3003 | 0 |  |  | 10247806.2733 | 0 | 309 | 3528698.1287 | 9025033.2472 | 982.5723 |  |  | 6438162.6854 | 940844.9947
7398 | 2949841.843 | 13197648.1163 | 0 |  |  | 10247806.2733 | 0 | 309 | 3528698.1287 | 9025033.2472 | 982.5723 |  |  | 6438162.6854 | 940844.9947
7399 | 3144956.604 | 13339475.1983 | 0 |  |  | 10194518.5943 | 0 | 309 | 3528698.1287 | 9025033.2472 | 982.5723 |  |  | 6438162.6854 | 940844.9947
7400 | 3623338.136 | 13145587.4774 | 667.4076 |  |  | 9522916.749 | 0 | 309 | 3528698.1287 | 9025033.2472 | 982.5723 |  |  | 6438162.6854 | 940844.9947
7401 | 3704308.057 | 11129155.18 | 4226.9147 |  |  | 7429074.0378 | 0 | 309 | 3528698.1287 | 9025033.2472 | 982.5723 |  |  | 6438162.6854 | 940844.9947
7402 | 3819405.092 | 13339475.1983 | 7341.4835 |  |  | 9527411.5898 | 0 | 309 | 3528698.1287 | 9025033.2472 | 982.5723 |  |  | 6438162.6854 | 940844.9947
7403 | 3839624.615 | 12844941.2892 | 0 |  |  | 10247806.2733 | 1242489.5992 | 309 | 3528698.1287 | 9025033.2472 | 982.5723 |  |  | 6438162.6854 | 940844.9947
7404 | 3811957.773 | 13339475.1983 | 9343.7063 |  |  | 9536861.1316 | 0 | 309 | 3528698.1287 | 9025033.2472 | 982.5723 |  |  | 6438162.6854 | 940844.9947
7405 | 3804558.24 | 13339475.1983 | 0 |  |  | 10247806.2733 | 712889.315 | 309 | 3528698.1287 | 9025033.2472 | 982.5723 |  |  | 6438162.6854 | 940844.9947
7406 | 3811945.566 | 8502321.9363 | 0 |  |  | 10247806.2733 | 5557429.903 | 309 | 3528698.1287 | 9025033.2472 | 982.5723 |  |  | 6438162.6854 | 940844.9947
7407 | 3840137.294 | 3838135.0712 | 2002.2228 |  |  | 0 | 0 | 309 | 3528698.1287 | 9025033.2472 | 982.5723 |  |  | 6438162.6854 | 940844.9947
7408 | 4119277.323 | 11672040.7986 | 0 |  |  | 7552763.4756 | 0 | 309 | 3528698.1287 | 9025033.2472 | 982.5723 |  |  | 6438162.6854 | 940844.9947
7409 | 4662833.387 | 4662833.387 | 0 |  |  | 0 | 0 | 309 | 3528698.1287 | 9025033.2472 | 982.5723 |  |  | 6438162.6854 | 940844.9947
7410 | 4524078.379 | 4524078.379 | 0 |  |  | 0 | 0 | 309 | 3528698.1287 | 9025033.2472 | 982.5723 |  |  | 6438162.6854 | 940844.9947
7411 | 4205346.546 | 9849496.222 | 0 |  |  | 5644149.676 | 0 | 309 | 3528698.1287 | 9025033.2472 | 982.5723 |  |  | 6438162.6854 | 940844.9947
7412 | 3915405.911 | 0 | 0 |  |  | 1642023.992 | 5557429.903 | 309 | 3528698.1287 | 9025033.2472 | 982.5723 |  |  | 6438162.6854 | 940844.9947
7413 | 3635783.324 | 0 | 0 |  |  | 1921646.579 | 5557429.903 | 309 | 3528698.1287 | 9025033.2472 | 982.5723 |  |  | 6438162.6854 | 940844.9947
7414 | 3360164.177 | 0 | 0 |  |  | 0 | 3360164.177 | 309 | 3528698.1287 | 9025033.2472 | 982.5723 |  |  | 6438162.6854 | 940844.9947
7415 | 3123247.852 | 3123247.852 | 0 |  |  | 0 | 0 | 309 | 3528698.1287 | 9025033.2472 | 982.5723 |  |  | 6438162.6854 | 940844.9947
7416 | 2966508.796 | 2966508.796 | 0 |  |  | 0 | 0 | 309 | 3528698.1287 | 9025033.2472 | 982.5723 |  |  | 6438162.6854 | 940844.9947
7417 | 2874885.07 | 0 | 0 |  |  | 0 | 2874885.07 | 310 | 4190370.8261 | 3392918.2155 | 1955.875 |  |  | 1702544.5109 | 2498041.2464
7418 | 2840896.828 | 5545188.8179 | 0 |  |  | 8261721.8929 | 5557429.903 | 310 | 4190370.8261 | 3392918.2155 | 1955.875 |  |  | 1702544.5109 | 2498041.2464
7419 | 2864475.815 | 2864475.815 | 0 |  |  | 0 | 0 | 310 | 4190370.8261 | 3392918.2155 | 1955.875 |  |  | 1702544.5109 | 2498041.2464
7420 | 2962771.891 | 0 | 0 |  |  | 0 | 2962771.891 | 310 | 4190370.8261 | 3392918.2155 | 1955.875 |  |  | 1702544.5109 | 2498041.2464
7421 | 3266533.692 | 0 | 0 |  |  | 2290896.211 | 5557429.903 | 310 | 4190370.8261 | 3392918.2155 | 1955.875 |  |  | 1702544.5109 | 2498041.2464
7422 | 4019863.84 | 2520540.3718 | 0 |  |  | 0 | 1499323.4682 | 310 | 4190370.8261 | 3392918.2155 | 1955.875 |  |  | 1702544.5109 | 2498041.2464
7423 | 4835590.82 | 1977654.7532 | 0 |  |  | 2699493.8362 | 5557429.903 | 310 | 4190370.8261 | 3392918.2155 | 1955.875 |  |  | 1702544.5109 | 2498041.2464
7424 | 4896409.606 | 1318436.5022 | 444.9384 |  |  | 0 | 3577528.1654 | 310 | 4190370.8261 | 3392918.2155 | 1955.875 |  |  | 1702544.5109 | 2498041.2464
7425 | 4864597.632 | 426552.986 | 3003.3342 |  |  | 1122388.5911 | 5557429.903 | 310 | 4190370.8261 | 3392918.2155 | 1955.875 |  |  | 1702544.5109 | 2498041.2464
7426 | 4899901.013 | 0 | 6229.1375 |  |  | 663758.0275 | 5557429.903 | 310 | 4190370.8261 | 3392918.2155 | 1955.875 |  |  | 1702544.5109 | 2498041.2464
7427 | 4831988.92 | 853105.972 | 8787.5333 |  |  | 0 | 3970095.4148 | 310 | 4190370.8261 | 3392918.2155 | 1955.875 |  |  | 1702544.5109 | 2498041.2464
7428 | 4728755.328 | 1977654.7532 | 9454.9409 |  |  | 0 | 2741645.6339 | 310 | 4190370.8261 | 3392918.2155 | 1955.875 |  |  | 1702544.5109 | 2498041.2464
7429 | 4730117.666 | 3063425.9903 | 10233.583 |  |  | 0 | 1656458.0926 | 310 | 4190370.8261 | 3392918.2155 | 1955.875 |  |  | 1702544.5109 | 2498041.2464
7430 | 4654264.794 | 4032864.5948 | 8676.2987 |  |  | 0 | 612723.9005 | 310 | 4190370.8261 | 3392918.2155 | 1955.875 |  |  | 1702544.5109 | 2498041.2464
7431 | 4527001.369 | 5273746.0086 | 0 |  |  | 746744.6396 | 0 | 310 | 4190370.8261 | 3392918.2155 | 1955.875 |  |  | 1702544.5109 | 2498041.2464
7432 | 4709675.8 | 7445288.4828 | 111.2346 |  |  | 8293153.8204 | 5557429.903 | 310 | 4190370.8261 | 3392918.2155 | 1955.875 |  |  | 1702544.5109 | 2498041.2464
7433 | 5300096.346 | 5300096.346 | 0 |  |  | 0 | 0 | 310 | 4190370.8261 | 3392918.2155 | 1955.875 |  |  | 1702544.5109 | 2498041.2464
7434 | 5091524.34 | 6824847.7759 | 0 |  |  | 2888872.3932 | 1155548.9573 | 310 | 4190370.8261 | 3392918.2155 | 1955.875 |  |  | 1702544.5109 | 2498041.2464
7435 | 4743759.649 | 4743759.649 | 0 |  |  | 0 | 0 | 310 | 4190370.8261 | 3392918.2155 | 1955.875 |  |  | 1702544.5109 | 2498041.2464
7436 | 4410456.666 | 4410456.666 | 0 |  |  | 0 | 0 | 310 | 4190370.8261 | 3392918.2155 | 1955.875 |  |  | 1702544.5109 | 2498041.2464
7437 | 4106921.949 | 4106921.949 | 0 |  |  | 0 | 0 | 310 | 4190370.8261 | 3392918.2155 | 1955.875 |  |  | 1702544.5109 | 2498041.2464
7438 | 3756213.218 | 11516930.6218 | 0 |  |  | 7760717.4038 | 0 | 310 | 4190370.8261 | 3392918.2155 | 1955.875 |  |  | 1702544.5109 | 2498041.2464
7439 | 3426012.25 | 4001903.7916 | 0 |  |  | 6133321.4446 | 5557429.903 | 310 | 4190370.8261 | 3392918.2155 | 1955.875 |  |  | 1702544.5109 | 2498041.2464
7440 | 3226185.325 | 3226185.325 | 0 |  |  | 0 | 0 | 310 | 4190370.8261 | 3392918.2155 | 1955.875 |  |  | 1702544.5109 | 2498041.2464
7441 | 3125399.939 | 3125399.939 | 0 |  |  | 0 | 0 | 311 | 4320688.831 | 10531318.0565 | 14511.4803 |  |  | 6409949.2884 | 184808.5826
7442 | 3096110.089 | 9244793.853 | 0 |  |  | 10247806.2733 | 4099122.5093 | 311 | 4320688.831 | 10531318.0565 | 14511.4803 |  |  | 6409949.2884 | 184808.5826
7443 | 3114050.571 | 13339475.1983 | 0 |  |  | 10225424.6273 | 0 | 311 | 4320688.831 | 10531318.0565 | 14511.4803 |  |  | 6409949.2884 | 184808.5826
7444 | 3208459.192 | 13339475.1983 | 0 |  |  | 10131016.0063 | 0 | 311 | 4320688.831 | 10531318.0565 | 14511.4803 |  |  | 6409949.2884 | 184808.5826
7445 | 3490983.448 | 13339475.1983 | 0 |  |  | 9848491.7503 | 0 | 311 | 4320688.831 | 10531318.0565 | 14511.4803 |  |  | 6409949.2884 | 184808.5826
7446 | 4432675.926 | 7367176.5793 | 0 |  |  | 2934500.6533 | 0 | 311 | 4320688.831 | 10531318.0565 | 14511.4803 |  |  | 6409949.2884 | 184808.5826
7447 | 4863182.915 | 13339475.1983 | 0 |  |  | 8476292.2833 | 0 | 311 | 4320688.831 | 10531318.0565 | 14511.4803 |  |  | 6409949.2884 | 184808.5826
7448 | 5000285.657 | 13339475.1983 | 6340.3721 |  |  | 8345529.9134 | 0 | 311 | 4320688.831 | 10531318.0565 | 14511.4803 |  |  | 6409949.2884 | 184808.5826
7449 | 5006896.248 | 13339475.1983 | 30700.7491 |  |  | 8363279.6995 | 0 | 311 | 4320688.831 | 10531318.0565 | 14511.4803 |  |  | 6409949.2884 | 184808.5826
7450 | 5020117.753 | 13339475.1983 | 54616.1877 |  |  | 8373973.6331 | 0 | 311 | 4320688.831 | 10531318.0565 | 14511.4803 |  |  | 6409949.2884 | 184808.5826
7451 | 4928890.961 | 13339475.1983 | 67408.1665 |  |  | 8477992.4039 | 0 | 311 | 4320688.831 | 10531318.0565 | 14511.4803 |  |  | 6409949.2884 | 184808.5826
7452 | 4800815.889 | 13339475.1983 | 66740.7589 |  |  | 8605400.0683 | 0 | 311 | 4320688.831 | 10531318.0565 | 14511.4803 |  |  | 6409949.2884 | 184808.5826
7453 | 4813826.155 | 13339475.1983 | 58954.3371 |  |  | 8584603.3804 | 0 | 311 | 4320688.831 | 10531318.0565 | 14511.4803 |  |  | 6409949.2884 | 184808.5826
7454 | 4905844.425 | 13339475.1983 | 41379.2705 |  |  | 8475010.0439 | 0 | 311 | 4320688.831 | 10531318.0565 | 14511.4803 |  |  | 6409949.2884 | 184808.5826
7455 | 4651368.604 | 13339475.1983 | 20133.4623 |  |  | 8708240.0566 | 0 | 311 | 4320688.831 | 10531318.0565 | 14511.4803 |  |  | 6409949.2884 | 184808.5826
7456 | 4795607.747 | 13339475.1983 | 2002.2228 |  |  | 8545869.6741 | 0 | 311 | 4320688.831 | 10531318.0565 | 14511.4803 |  |  | 6409949.2884 | 184808.5826
7457 | 5336263.191 | 13068032.3891 | 0 |  |  | 7731769.1981 | 0 | 311 | 4320688.831 | 10531318.0565 | 14511.4803 |  |  | 6409949.2884 | 184808.5826
7458 | 5125143.481 | 10120939.0313 | 0 |  |  | 4995795.5503 | 0 | 311 | 4320688.831 | 10531318.0565 | 14511.4803 |  |  | 6409949.2884 | 184808.5826
7459 | 4855228.127 | 9190277.971 | 0 |  |  | 4335049.844 | 0 | 311 | 4320688.831 | 10531318.0565 | 14511.4803 |  |  | 6409949.2884 | 184808.5826
7460 | 4503003.089 | 8220839.3664 | 0 |  |  | 3717836.2774 | 0 | 311 | 4320688.831 | 10531318.0565 | 14511.4803 |  |  | 6409949.2884 | 184808.5826
7461 | 4158385.159 | 6941180.4084 | 0 |  |  | 2782795.2494 | 0 | 311 | 4320688.831 | 10531318.0565 | 14511.4803 |  |  | 6409949.2884 | 184808.5826
7462 | 3776657.049 | 5273746.0086 | 0 |  |  | 1497088.9596 | 0 | 311 | 4320688.831 | 10531318.0565 | 14511.4803 |  |  | 6409949.2884 | 184808.5826
7463 | 3442737.042 | 3877754.4181 | 0 |  |  | 435017.3761 | 0 | 311 | 4320688.831 | 10531318.0565 | 14511.4803 |  |  | 6409949.2884 | 184808.5826
7464 | 3244599.286 | 2908315.8136 | 0 |  |  | 0 | 336283.4724 | 311 | 4320688.831 | 10531318.0565 | 14511.4803 |  |  | 6409949.2884 | 184808.5826
7465 | 3145943.618 | 2210320.0183 | 0 |  |  | 0 | 935623.5997 | 312 | 4294511.7225 | 8322630.4199 | 2980.1603 |  |  | 4704128.5227 | 673029.665
7466 | 3105159.288 | 2016432.2974 | 0 |  |  | 0 | 1088726.9906 | 312 | 4294511.7225 | 8322630.4199 | 2980.1603 |  |  | 4704128.5227 | 673029.665
7467 | 3119152.915 | 2365430.1951 | 0 |  |  | 0 | 753722.7199 | 312 | 4294511.7225 | 8322630.4199 | 2980.1603 |  |  | 4704128.5227 | 673029.665
7468 | 3197488.868 | 2481762.8276 | 0 |  |  | 0 | 715726.0404 | 312 | 4294511.7225 | 8322630.4199 | 2980.1603 |  |  | 4704128.5227 | 673029.665
7469 | 3472801.15 | 2520540.3718 | 0 |  |  | 0 | 952260.7782 | 312 | 4294511.7225 | 8322630.4199 | 2980.1603 |  |  | 4704128.5227 | 673029.665
7470 | 4157183.736 | 2287875.1067 | 0 |  |  | 0 | 1869308.6293 | 312 | 4294511.7225 | 8322630.4199 | 2980.1603 |  |  | 4704128.5227 | 673029.665
7471 | 4825453.133 | 2016432.2974 | 0 |  |  | 0 | 2809020.8356 | 312 | 4294511.7225 | 8322630.4199 | 2980.1603 |  |  | 4704128.5227 | 673029.665
7472 | 4965555.364 | 2055209.8416 | 2113.4574 |  |  | 0 | 2908232.065 | 312 | 4294511.7225 | 8322630.4199 | 2980.1603 |  |  | 4704128.5227 | 673029.665
7473 | 4970500.824 | 1900099.6649 | 7897.6565 |  |  | 0 | 3062503.5026 | 312 | 4294511.7225 | 8322630.4199 | 2980.1603 |  |  | 4704128.5227 | 673029.665
7474 | 5023018.653 | 3955309.5065 | 10122.3484 |  |  | 0 | 1057586.7981 | 312 | 4294511.7225 | 8322630.4199 | 2980.1603 |  |  | 4704128.5227 | 673029.665
7475 | 4957284.303 | 7173845.6735 | 8898.7679 |  |  | 2225460.1384 | 0 | 312 | 4294511.7225 | 8322630.4199 | 2980.1603 |  |  | 4704128.5227 | 673029.665
7476 | 4877389.011 | 9694386.0453 | 10678.5214 |  |  | 4827675.5557 | 0 | 312 | 4294511.7225 | 8322630.4199 | 2980.1603 |  |  | 4704128.5227 | 673029.665
7477 | 4863365.263 | 13145587.4774 | 13014.448 |  |  | 8295236.6624 | 0 | 312 | 4294511.7225 | 8322630.4199 | 2980.1603 |  |  | 4704128.5227 | 673029.665
7478 | 4775697.214 | 13339475.1983 | 12569.5096 |  |  | 8576347.4939 | 0 | 312 | 4294511.7225 | 8322630.4199 | 2980.1603 |  |  | 4704128.5227 | 673029.665
7479 | 4675272.032 | 13339475.1983 | 6229.1375 |  |  | 8670432.3039 | 0 | 312 | 4294511.7225 | 8322630.4199 | 2980.1603 |  |  | 4704128.5227 | 673029.665
7480 | 4865415.442 | 13339475.1983 | 0 |  |  | 8474059.7563 | 0 | 312 | 4294511.7225 | 8322630.4199 | 2980.1603 |  |  | 4704128.5227 | 673029.665
7481 | 5328903.05 | 13339475.1983 | 0 |  |  | 8010572.1483 | 0 | 312 | 4294511.7225 | 8322630.4199 | 2980.1603 |  |  | 4704128.5227 | 673029.665
7482 | 5082584.33 | 12525146.7705 | 0 |  |  | 7442562.4405 | 0 | 312 | 4294511.7225 | 8322630.4199 | 2980.1603 |  |  | 4704128.5227 | 673029.665
7483 | 4745221.563 | 13339475.1983 | 0 |  |  | 8594253.6353 | 0 | 312 | 4294511.7225 | 8322630.4199 | 2980.1603 |  |  | 4704128.5227 | 673029.665
7484 | 4420522.685 | 13339475.1983 | 0 |  |  | 8918952.5133 | 0 | 312 | 4294511.7225 | 8322630.4199 | 2980.1603 |  |  | 4704128.5227 | 673029.665
7485 | 4112092.039 | 13339475.1983 | 0 |  |  | 9227383.1593 | 0 | 312 | 4294511.7225 | 8322630.4199 | 2980.1603 |  |  | 4704128.5227 | 673029.665
7486 | 3754306.602 | 13339475.1983 | 0 |  |  | 9585168.5963 | 0 | 312 | 4294511.7225 | 8322630.4199 | 2980.1603 |  |  | 4704128.5227 | 673029.665
7487 | 3425131.477 | 13339475.1983 | 0 |  |  | 9914343.7213 | 0 | 312 | 4294511.7225 | 8322630.4199 | 2980.1603 |  |  | 4704128.5227 | 673029.665
7488 | 3202838.779 | 13339475.1983 | 0 |  |  | 10136636.4193 | 0 | 312 | 4294511.7225 | 8322630.4199 | 2980.1603 |  |  | 4704128.5227 | 673029.665
7489 | 3095899.284 | 12408814.138 | 0 |  |  | 9312914.854 | 0 | 313 | 4402174.755 | 4094262.3731 | 8667.0291 |  |  | 963170.7619 | 1262416.1147
7490 | 3039525.833 | 9345388.1477 | 0 |  |  | 6305862.3147 | 0 | 313 | 4402174.755 | 4094262.3731 | 8667.0291 |  |  | 963170.7619 | 1262416.1147
7491 | 3037784.139 | 7057513.041 | 0 |  |  | 4019728.902 | 0 | 313 | 4402174.755 | 4094262.3731 | 8667.0291 |  |  | 963170.7619 | 1262416.1147
7492 | 3125389.862 | 5622743.9063 | 0 |  |  | 2497354.0443 | 0 | 313 | 4402174.755 | 4094262.3731 | 8667.0291 |  |  | 963170.7619 | 1262416.1147
7493 | 3401624.321 | 4381862.4925 | 0 |  |  | 980238.1715 | 0 | 313 | 4402174.755 | 4094262.3731 | 8667.0291 |  |  | 963170.7619 | 1262416.1147
7494 | 4258453.722 | 3412423.8879 | 0 |  |  | 0 | 846029.8341 | 313 | 4402174.755 | 4094262.3731 | 8667.0291 |  |  | 963170.7619 | 1262416.1147
7495 | 4872755.586 | 3218536.167 | 0 |  |  | 0 | 1654219.419 | 313 | 4402174.755 | 4094262.3731 | 8667.0291 |  |  | 963170.7619 | 1262416.1147
7496 | 5148623.072 | 3179758.6229 | 1001.1114 |  |  | 0 | 1967863.3378 | 313 | 4402174.755 | 4094262.3731 | 8667.0291 |  |  | 963170.7619 | 1262416.1147
7497 | 5201643.367 | 3140981.0787 | 4004.4455 |  |  | 0 | 2056657.8428 | 313 | 4402174.755 | 4094262.3731 | 8667.0291 |  |  | 963170.7619 | 1262416.1147
7498 | 5096764.865 | 2791983.181 | 7786.4219 |  |  | 0 | 2296995.2621 | 313 | 4402174.755 | 4094262.3731 | 8667.0291 |  |  | 963170.7619 | 1262416.1147
7499 | 5226004.855 | 2791983.181 | 22580.6234 |  |  | 0 | 2411441.0505 | 313 | 4402174.755 | 4094262.3731 | 8667.0291 |  |  | 963170.7619 | 1262416.1147
7500 | 5137033.468 | 3412423.8879 | 64738.5362 |  |  | 0 | 1659871.0439 | 313 | 4402174.755 | 4094262.3731 | 8667.0291 |  |  | 963170.7619 | 1262416.1147
7501 | 5150100.276 | 4149197.2274 | 58954.3371 |  |  | 0 | 941948.7115 | 313 | 4402174.755 | 4094262.3731 | 8667.0291 |  |  | 963170.7619 | 1262416.1147
7502 | 5028534.809 | 3877754.4181 | 30589.5145 |  |  | 0 | 1120190.8764 | 313 | 4402174.755 | 4094262.3731 | 8667.0291 |  |  | 963170.7619 | 1262416.1147
7503 | 4973304.248 | 3412423.8879 | 17686.3011 |  |  | 0 | 1543194.0589 | 313 | 4402174.755 | 4094262.3731 | 8667.0291 |  |  | 963170.7619 | 1262416.1147
7504 | 5157630.339 | 3683866.6972 | 667.4076 |  |  | 0 | 1473096.2342 | 313 | 4402174.755 | 4094262.3731 | 8667.0291 |  |  | 963170.7619 | 1262416.1147
7505 | 5571284.874 | 3606311.6089 | 0 |  |  | 0 | 1964973.2651 | 313 | 4402174.755 | 4094262.3731 | 8667.0291 |  |  | 963170.7619 | 1262416.1147
7506 | 5171773.546 | 3024648.4461 | 0 |  |  | 0 | 2147125.0999 | 313 | 4402174.755 | 4094262.3731 | 8667.0291 |  |  | 963170.7619 | 1262416.1147
7507 | 4887176.265 | 2985870.902 | 0 |  |  | 0 | 1901305.363 | 313 | 4402174.755 | 4094262.3731 | 8667.0291 |  |  | 963170.7619 | 1262416.1147
7508 | 4513733.425 | 2753205.6369 | 0 |  |  | 0 | 1760527.7881 | 313 | 4402174.755 | 4094262.3731 | 8667.0291 |  |  | 963170.7619 | 1262416.1147
7509 | 4147914.043 | 2481762.8276 | 0 |  |  | 0 | 1666151.2154 | 313 | 4402174.755 | 4094262.3731 | 8667.0291 |  |  | 963170.7619 | 1262416.1147
7510 | 3763089.347 | 2481762.8276 | 0 |  |  | 0 | 1281326.5194 | 313 | 4402174.755 | 4094262.3731 | 8667.0291 |  |  | 963170.7619 | 1262416.1147
7511 | 3438523.609 | 2442985.2834 | 0 |  |  | 0 | 995538.3256 | 313 | 4402174.755 | 4094262.3731 | 8667.0291 |  |  | 963170.7619 | 1262416.1147
7512 | 3207626.965 | 2598095.4601 | 0 |  |  | 0 | 609531.5049 | 313 | 4402174.755 | 4094262.3731 | 8667.0291 |  |  | 963170.7619 | 1262416.1147
7513 | 3088916.627 | 2753205.6369 | 0 |  |  | 0 | 335710.9901 | 314 | 4367213.6202 | 2210857.0048 | 1107.7112 |  |  | 809051.2705 | 2964300.1747
7514 | 3030996.864 | 2947093.3578 | 0 |  |  | 0 | 83903.5062 | 314 | 4367213.6202 | 2210857.0048 | 1107.7112 |  |  | 809051.2705 | 2964300.1747
7515 | 3057321.793 | 3024648.4461 | 0 |  |  | 0 | 32673.3469 | 314 | 4367213.6202 | 2210857.0048 | 1107.7112 |  |  | 809051.2705 | 2964300.1747
7516 | 3157720.151 | 2636873.0043 | 0 |  |  | 0 | 520847.1467 | 314 | 4367213.6202 | 2210857.0048 | 1107.7112 |  |  | 809051.2705 | 2964300.1747
7517 | 3415037.657 | 1861322.1207 | 0 |  |  | 0 | 1553715.5363 | 314 | 4367213.6202 | 2210857.0048 | 1107.7112 |  |  | 809051.2705 | 2964300.1747
7518 | 4198262.277 | 969438.6045 | 0 |  |  | 0 | 3228823.6725 | 314 | 4367213.6202 | 2210857.0048 | 1107.7112 |  |  | 809051.2705 | 2964300.1747
7519 | 4793594.49 | 348997.8976 | 0 |  |  | 0 | 4444596.5924 | 314 | 4367213.6202 | 2210857.0048 | 1107.7112 |  |  | 809051.2705 | 2964300.1747
7520 | 4995224.305 | 77555.0884 | 111.2346 |  |  | 0 | 4917557.982 | 314 | 4367213.6202 | 2210857.0048 | 1107.7112 |  |  | 809051.2705 | 2964300.1747
7521 | 5024576.187 | 0 | 1446.0498 |  |  | 0 | 5023130.1372 | 314 | 4367213.6202 | 2210857.0048 | 1107.7112 |  |  | 809051.2705 | 2964300.1747
7522 | 5128346.876 | 0 | 3003.3342 |  |  | 0 | 5125343.5418 | 314 | 4367213.6202 | 2210857.0048 | 1107.7112 |  |  | 809051.2705 | 2964300.1747
7523 | 5078190.724 | 0 | 4449.3839 |  |  | 0 | 5073741.3401 | 314 | 4367213.6202 | 2210857.0048 | 1107.7112 |  |  | 809051.2705 | 2964300.1747
7524 | 4972140.396 | 193887.7209 | 5228.0261 |  |  | 0 | 4773024.649 | 314 | 4367213.6202 | 2210857.0048 | 1107.7112 |  |  | 809051.2705 | 2964300.1747
7525 | 4884637.115 | 387775.4418 | 5228.0261 |  |  | 0 | 4491633.6471 | 314 | 4367213.6202 | 2210857.0048 | 1107.7112 |  |  | 809051.2705 | 2964300.1747
7526 | 4768611.34 | 581663.1627 | 4560.6185 |  |  | 0 | 4182387.5588 | 314 | 4367213.6202 | 2210857.0048 | 1107.7112 |  |  | 809051.2705 | 2964300.1747
7527 | 4766475.34 | 775550.8836 | 2558.3958 |  |  | 0 | 3988366.0606 | 314 | 4367213.6202 | 2210857.0048 | 1107.7112 |  |  | 809051.2705 | 2964300.1747
7528 | 5126456.021 | 930661.0603 | 0 |  |  | 0 | 4195794.9607 | 314 | 4367213.6202 | 2210857.0048 | 1107.7112 |  |  | 809051.2705 | 2964300.1747
7529 | 5451142.955 | 891883.5162 | 0 |  |  | 0 | 4559259.4388 | 314 | 4367213.6202 | 2210857.0048 | 1107.7112 |  |  | 809051.2705 | 2964300.1747
7530 | 5216706.246 | 1046993.6929 | 0 |  |  | 0 | 4169712.5531 | 314 | 4367213.6202 | 2210857.0048 | 1107.7112 |  |  | 809051.2705 | 2964300.1747
7531 | 4795117.875 | 1861322.1207 | 0 |  |  | 0 | 2933795.7543 | 314 | 4367213.6202 | 2210857.0048 | 1107.7112 |  |  | 809051.2705 | 2964300.1747
7532 | 4544137.091 | 3412423.8879 | 0 |  |  | 0 | 1131713.2031 | 314 | 4367213.6202 | 2210857.0048 | 1107.7112 |  |  | 809051.2705 | 2964300.1747
7533 | 4290167.727 | 5700298.9946 | 0 |  |  | 1410131.2676 | 0 | 314 | 4367213.6202 | 2210857.0048 | 1107.7112 |  |  | 809051.2705 | 2964300.1747
7534 | 4014478.581 | 3450459.8043 | 0 |  |  | 0 | 564018.7767 | 314 | 4367213.6202 | 2210857.0048 | 1107.7112 |  |  | 809051.2705 | 2964300.1747
7535 | 3742218.758 | 11245487.8126 | 0 |  |  | 7759292.9508 | 256023.8963 | 314 | 4367213.6202 | 2210857.0048 | 1107.7112 |  |  | 809051.2705 | 2964300.1747
7536 | 3272649.489 | 7963025.8593 | 0 |  |  | 10247806.2733 | 5557429.903 | 314 | 4367213.6202 | 2210857.0048 | 1107.7112 |  |  | 809051.2705 | 2964300.1747
7537 | 3321902.974 | 12719034.4914 | 0 |  |  | 10247806.2733 | 850674.7559 | 315 | 3826093.5302 | 10658419.8955 | 11392.2768 |  |  | 7594385.3134 | 750666.6714
7538 | 3257112.519 | 0 | 0 |  |  | 2300317.384 | 5557429.903 | 315 | 3826093.5302 | 10658419.8955 | 11392.2768 |  |  | 7594385.3134 | 750666.6714
7539 | 3133839.58 | 3133839.58 | 0 |  |  | 0 | 0 | 315 | 3826093.5302 | 10658419.8955 | 11392.2768 |  |  | 7594385.3134 | 750666.6714
7540 | 3062209.64 | 3062209.64 | 0 |  |  | 0 | 0 | 315 | 3826093.5302 | 10658419.8955 | 11392.2768 |  |  | 7594385.3134 | 750666.6714
7541 | 3108640.113 | 9257323.877 | 0 |  |  | 10247806.2733 | 4099122.5093 | 315 | 3826093.5302 | 10658419.8955 | 11392.2768 |  |  | 7594385.3134 | 750666.6714
7542 | 3484567.64 | 9633251.404 | 0 |  |  | 10247806.2733 | 4099122.5093 | 315 | 3826093.5302 | 10658419.8955 | 11392.2768 |  |  | 7594385.3134 | 750666.6714
7543 | 3782326.741 | 3782326.741 | 0 |  |  | 0 | 0 | 315 | 3826093.5302 | 10658419.8955 | 11392.2768 |  |  | 7594385.3134 | 750666.6714
7544 | 3930042.288 | 13339475.1983 | 0 |  |  | 9409432.9103 | 0 | 315 | 3826093.5302 | 10658419.8955 | 11392.2768 |  |  | 7594385.3134 | 750666.6714
7545 | 4125580.155 | 13339475.1983 | 7007.7797 |  |  | 9220902.823 | 0 | 315 | 3826093.5302 | 10658419.8955 | 11392.2768 |  |  | 7594385.3134 | 750666.6714
7546 | 4192139.021 | 782488.586 | 0 |  |  | 0 | 3409650.435 | 315 | 3826093.5302 | 10658419.8955 | 11392.2768 |  |  | 7594385.3134 | 750666.6714
7547 | 4170517.279 | 13339475.1983 | 51724.0882 |  |  | 9220682.0075 | 0 | 315 | 3826093.5302 | 10658419.8955 | 11392.2768 |  |  | 7594385.3134 | 750666.6714
7548 | 4102914.094 | 13339475.1983 | 66184.586 |  |  | 9302745.6903 | 0 | 315 | 3826093.5302 | 10658419.8955 | 11392.2768 |  |  | 7594385.3134 | 750666.6714
7549 | 4028714.472 | 13339475.1983 | 66184.586 |  |  | 9376945.3123 | 0 | 315 | 3826093.5302 | 10658419.8955 | 11392.2768 |  |  | 7594385.3134 | 750666.6714
7550 | 3980497.282 | 13339475.1983 | 52725.1996 |  |  | 9411703.1159 | 0 | 315 | 3826093.5302 | 10658419.8955 | 11392.2768 |  |  | 7594385.3134 | 750666.6714
7551 | 4001836.416 | 13339475.1983 | 28698.5263 |  |  | 9366337.3087 | 0 | 315 | 3826093.5302 | 10658419.8955 | 11392.2768 |  |  | 7594385.3134 | 750666.6714
7552 | 4302900.255 | 13339475.1983 | 889.8768 |  |  | 9037464.8201 | 0 | 315 | 3826093.5302 | 10658419.8955 | 11392.2768 |  |  | 7594385.3134 | 750666.6714
7553 | 4748162.039 | 13339475.1983 | 0 |  |  | 8591313.1593 | 0 | 315 | 3826093.5302 | 10658419.8955 | 11392.2768 |  |  | 7594385.3134 | 750666.6714
7554 | 4565916.969 | 13339475.1983 | 0 |  |  | 8773558.2293 | 0 | 315 | 3826093.5302 | 10658419.8955 | 11392.2768 |  |  | 7594385.3134 | 750666.6714
7555 | 4224717.44 | 13339475.1983 | 0 |  |  | 9114757.7583 | 0 | 315 | 3826093.5302 | 10658419.8955 | 11392.2768 |  |  | 7594385.3134 | 750666.6714
7556 | 4090215.986 | 13339475.1983 | 0 |  |  | 9249259.2123 | 0 | 315 | 3826093.5302 | 10658419.8955 | 11392.2768 |  |  | 7594385.3134 | 750666.6714
7557 | 3870066.043 | 13339475.1983 | 0 |  |  | 9469409.1553 | 0 | 315 | 3826093.5302 | 10658419.8955 | 11392.2768 |  |  | 7594385.3134 | 750666.6714
7558 | 3710119.369 | 13339475.1983 | 0 |  |  | 9629355.8293 | 0 | 315 | 3826093.5302 | 10658419.8955 | 11392.2768 |  |  | 7594385.3134 | 750666.6714
7559 | 3507717.544 | 13339475.1983 | 0 |  |  | 9831757.6543 | 0 | 315 | 3826093.5302 | 10658419.8955 | 11392.2768 |  |  | 7594385.3134 | 750666.6714
7560 | 3123588.867 | 13339475.1983 | 0 |  |  | 10215886.3313 | 0 | 315 | 3826093.5302 | 10658419.8955 | 11392.2768 |  |  | 7594385.3134 | 750666.6714
7561 | 2986167.985 | 13233974.2583 | 0 |  |  | 10247806.2733 | 0 | 316 | 3676270.5837 | 10790414.4427 | 936.2245 |  |  | 7115080.0835 | 0
7562 | 2910698.831 | 13158505.1043 | 0 |  |  | 10247806.2733 | 0 | 316 | 3676270.5837 | 10790414.4427 | 936.2245 |  |  | 7115080.0835 | 0
7563 | 2878966.037 | 13126772.3103 | 0 |  |  | 10247806.2733 | 0 | 316 | 3676270.5837 | 10790414.4427 | 936.2245 |  |  | 7115080.0835 | 0
7564 | 2944445.196 | 13192251.4693 | 0 |  |  | 10247806.2733 | 0 | 316 | 3676270.5837 | 10790414.4427 | 936.2245 |  |  | 7115080.0835 | 0
7565 | 2940567.431 | 13188373.7043 | 0 |  |  | 10247806.2733 | 0 | 316 | 3676270.5837 | 10790414.4427 | 936.2245 |  |  | 7115080.0835 | 0
7566 | 3088346.224 | 13336152.4973 | 0 |  |  | 10247806.2733 | 0 | 316 | 3676270.5837 | 10790414.4427 | 936.2245 |  |  | 7115080.0835 | 0
7567 | 3351923.553 | 12641479.4031 | 0 |  |  | 9289555.8501 | 0 | 316 | 3676270.5837 | 10790414.4427 | 936.2245 |  |  | 7115080.0835 | 0
7568 | 3616104.06 | 11633263.2544 | 0 |  |  | 8017159.1944 | 0 | 316 | 3676270.5837 | 10790414.4427 | 936.2245 |  |  | 7115080.0835 | 0
7569 | 3855970.02 | 10974045.0033 | 1446.0498 |  |  | 7119521.0331 | 0 | 316 | 3676270.5837 | 10790414.4427 | 936.2245 |  |  | 7115080.0835 | 0
7570 | 3991097.609 | 11904706.0636 | 3559.5071 |  |  | 7917167.9618 | 0 | 316 | 3676270.5837 | 10790414.4427 | 936.2245 |  |  | 7115080.0835 | 0
7571 | 4008765.087 | 13339475.1983 | 5005.5569 |  |  | 9335715.6683 | 0 | 316 | 3676270.5837 | 10790414.4427 | 936.2245 |  |  | 7115080.0835 | 0
7572 | 3965472.039 | 13339475.1983 | 5450.4953 |  |  | 9379453.6547 | 0 | 316 | 3676270.5837 | 10790414.4427 | 936.2245 |  |  | 7115080.0835 | 0
7573 | 3929715.658 | 13339475.1983 | 4449.3839 |  |  | 9414208.9243 | 0 | 316 | 3676270.5837 | 10790414.4427 | 936.2245 |  |  | 7115080.0835 | 0
7574 | 3895660.878 | 13339475.1983 | 2113.4574 |  |  | 9445927.7777 | 0 | 316 | 3676270.5837 | 10790414.4427 | 936.2245 |  |  | 7115080.0835 | 0
7575 | 3918377.222 | 13339475.1983 | 444.9384 |  |  | 9421542.9147 | 0 | 316 | 3676270.5837 | 10790414.4427 | 936.2245 |  |  | 7115080.0835 | 0
7576 | 4265846.735 | 13339475.1983 | 0 |  |  | 9073628.4633 | 0 | 316 | 3676270.5837 | 10790414.4427 | 936.2245 |  |  | 7115080.0835 | 0
7577 | 4794722.105 | 11865928.5195 | 0 |  |  | 7071206.4145 | 0 | 316 | 3676270.5837 | 10790414.4427 | 936.2245 |  |  | 7115080.0835 | 0
7578 | 4680053.598 | 8492282.1757 | 0 |  |  | 3812228.5777 | 0 | 316 | 3676270.5837 | 10790414.4427 | 936.2245 |  |  | 7115080.0835 | 0
7579 | 4344253.383 | 6359517.2457 | 0 |  |  | 2015263.8627 | 0 | 316 | 3676270.5837 | 10790414.4427 | 936.2245 |  |  | 7115080.0835 | 0
7580 | 4105119.243 | 4730860.3901 | 0 |  |  | 625741.1471 | 0 | 316 | 3676270.5837 | 10790414.4427 | 936.2245 |  |  | 7115080.0835 | 0
7581 | 3832535.811 | 4071642.139 | 0 |  |  | 239106.328 | 0 | 316 | 3676270.5837 | 10790414.4427 | 936.2245 |  |  | 7115080.0835 | 0
7582 | 3541573.849 | 5157413.3761 | 0 |  |  | 1615839.5271 | 0 | 316 | 3676270.5837 | 10790414.4427 | 936.2245 |  |  | 7115080.0835 | 0
7583 | 3291465.414 | 6126851.9806 | 0 |  |  | 2835386.5666 | 0 | 316 | 3676270.5837 | 10790414.4427 | 936.2245 |  |  | 7115080.0835 | 0
7584 | 3092646.04 | 5739076.5388 | 0 |  |  | 2646430.4988 | 0 | 316 | 3676270.5837 | 10790414.4427 | 936.2245 |  |  | 7115080.0835 | 0
7585 | 3018124.724 | 5467633.7296 | 0 |  |  | 2449509.0056 | 0 | 317 | 4334315.1149 | 10838323.5987 | 676.6771 |  |  | 6504685.1609 | 0
7586 | 2992667.085 | 6126851.9806 | 0 |  |  | 3134184.8956 | 0 | 317 | 4334315.1149 | 10838323.5987 | 676.6771 |  |  | 6504685.1609 | 0
7587 | 3023291.602 | 7251400.7619 | 0 |  |  | 4228109.1599 | 0 | 317 | 4334315.1149 | 10838323.5987 | 676.6771 |  |  | 6504685.1609 | 0
7588 | 3123786.254 | 8104506.7339 | 0 |  |  | 4980720.4799 | 0 | 317 | 4334315.1149 | 10838323.5987 | 676.6771 |  |  | 6504685.1609 | 0
7589 | 3427318.628 | 8337171.999 | 0 |  |  | 4909853.371 | 0 | 317 | 4334315.1149 | 10838323.5987 | 676.6771 |  |  | 6504685.1609 | 0
7590 | 4150564.031 | 8026951.6455 | 0 |  |  | 3876387.6145 | 0 | 317 | 4334315.1149 | 10838323.5987 | 676.6771 |  |  | 6504685.1609 | 0
7591 | 4899983.151 | 7910619.013 | 0 |  |  | 3010635.862 | 0 | 317 | 4334315.1149 | 10838323.5987 | 676.6771 |  |  | 6504685.1609 | 0
7592 | 5037534.489 | 7949396.5572 | 0 |  |  | 2911862.0682 | 0 | 317 | 4334315.1149 | 10838323.5987 | 676.6771 |  |  | 6504685.1609 | 0
7593 | 5023236.028 | 7755508.8362 | 1001.1114 |  |  | 2733273.9196 | 0 | 317 | 4334315.1149 | 10838323.5987 | 676.6771 |  |  | 6504685.1609 | 0
7594 | 5027308.706 | 8492282.1757 | 2558.3958 |  |  | 3467531.8655 | 0 | 317 | 4334315.1149 | 10838323.5987 | 676.6771 |  |  | 6504685.1609 | 0
7595 | 5017064.413 | 11827150.9753 | 3781.9763 |  |  | 6813868.5386 | 0 | 317 | 4334315.1149 | 10838323.5987 | 676.6771 |  |  | 6504685.1609 | 0
7596 | 4937579.837 | 13339475.1983 | 3781.9763 |  |  | 8405677.3377 | 0 | 317 | 4334315.1149 | 10838323.5987 | 676.6771 |  |  | 6504685.1609 | 0
7597 | 4941042.225 | 13339475.1983 | 2892.0996 |  |  | 8401325.0729 | 0 | 317 | 4334315.1149 | 10838323.5987 | 676.6771 |  |  | 6504685.1609 | 0
7598 | 4806603.768 | 13339475.1983 | 1779.7536 |  |  | 8534651.1839 | 0 | 317 | 4334315.1149 | 10838323.5987 | 676.6771 |  |  | 6504685.1609 | 0
7599 | 4724110.494 | 13339475.1983 | 444.9384 |  |  | 8615809.6427 | 0 | 317 | 4334315.1149 | 10838323.5987 | 676.6771 |  |  | 6504685.1609 | 0
7600 | 4951977.339 | 13339475.1983 | 0 |  |  | 8387497.8593 | 0 | 317 | 4334315.1149 | 10838323.5987 | 676.6771 |  |  | 6504685.1609 | 0
7601 | 5419915.855 | 12796589.5798 | 0 |  |  | 7376673.7248 | 0 | 317 | 4334315.1149 | 10838323.5987 | 676.6771 |  |  | 6504685.1609 | 0
7602 | 5198582.515 | 13339475.1983 | 0 |  |  | 8140892.6833 | 0 | 317 | 4334315.1149 | 10838323.5987 | 676.6771 |  |  | 6504685.1609 | 0
7603 | 4851817.96 | 13339475.1983 | 0 |  |  | 8487657.2383 | 0 | 317 | 4334315.1149 | 10838323.5987 | 676.6771 |  |  | 6504685.1609 | 0
7604 | 4561979.097 | 13339475.1983 | 0 |  |  | 8777496.1013 | 0 | 317 | 4334315.1149 | 10838323.5987 | 676.6771 |  |  | 6504685.1609 | 0
7605 | 4228664.74 | 13339475.1983 | 0 |  |  | 9110810.4583 | 0 | 317 | 4334315.1149 | 10838323.5987 | 676.6771 |  |  | 6504685.1609 | 0
7606 | 3847557.811 | 13339475.1983 | 0 |  |  | 9491917.3873 | 0 | 317 | 4334315.1149 | 10838323.5987 | 676.6771 |  |  | 6504685.1609 | 0
7607 | 3506573.507 | 13339475.1983 | 0 |  |  | 9832901.6913 | 0 | 317 | 4334315.1149 | 10838323.5987 | 676.6771 |  |  | 6504685.1609 | 0
7608 | 3306278.499 | 13339475.1983 | 0 |  |  | 10033196.6993 | 0 | 317 | 4334315.1149 | 10838323.5987 | 676.6771 |  |  | 6504685.1609 | 0
7609 | 3190468.278 | 13339475.1983 | 0 |  |  | 10149006.9203 | 0 | 318 | 4472269.4895 | 13197290.8697 | 1983.6837 |  |  | 8727005.0638 | 0
7610 | 3133925.33 | 13339475.1983 | 0 |  |  | 10205549.8683 | 0 | 318 | 4472269.4895 | 13197290.8697 | 1983.6837 |  |  | 8727005.0638 | 0
7611 | 3150143.032 | 13339475.1983 | 0 |  |  | 10189332.1663 | 0 | 318 | 4472269.4895 | 13197290.8697 | 1983.6837 |  |  | 8727005.0638 | 0
7612 | 3422489.163 | 13339475.1983 | 0 |  |  | 9916986.0353 | 0 | 318 | 4472269.4895 | 13197290.8697 | 1983.6837 |  |  | 8727005.0638 | 0
7613 | 3675086.234 | 13339475.1983 | 0 |  |  | 9664388.9643 | 0 | 318 | 4472269.4895 | 13197290.8697 | 1983.6837 |  |  | 8727005.0638 | 0
7614 | 4469723.158 | 13339475.1983 | 0 |  |  | 8869752.0403 | 0 | 318 | 4472269.4895 | 13197290.8697 | 1983.6837 |  |  | 8727005.0638 | 0
7615 | 5133787.876 | 13339475.1983 | 0 |  |  | 8205687.3223 | 0 | 318 | 4472269.4895 | 13197290.8697 | 1983.6837 |  |  | 8727005.0638 | 0
7616 | 5197320.59 | 13339475.1983 | 333.7038 |  |  | 8142488.3121 | 0 | 318 | 4472269.4895 | 13197290.8697 | 1983.6837 |  |  | 8727005.0638 | 0
7617 | 5356229.727 | 13339475.1983 | 3448.2725 |  |  | 7986693.7439 | 0 | 318 | 4472269.4895 | 13197290.8697 | 1983.6837 |  |  | 8727005.0638 | 0
7618 | 5275176.976 | 13339475.1983 | 6340.3721 |  |  | 8070638.5944 | 0 | 318 | 4472269.4895 | 13197290.8697 | 1983.6837 |  |  | 8727005.0638 | 0
7619 | 5257210.197 | 13339475.1983 | 8676.2987 |  |  | 8090941.3 | 0 | 318 | 4472269.4895 | 13197290.8697 | 1983.6837 |  |  | 8727005.0638 | 0
7620 | 5103313.845 | 13339475.1983 | 10567.2868 |  |  | 8246728.6402 | 0 | 318 | 4472269.4895 | 13197290.8697 | 1983.6837 |  |  | 8727005.0638 | 0
7621 | 5119768.555 | 13339475.1983 | 9788.6446 |  |  | 8229495.288 | 0 | 318 | 4472269.4895 | 13197290.8697 | 1983.6837 |  |  | 8727005.0638 | 0
7622 | 4971204.878 | 13339475.1983 | 6674.0759 |  |  | 8374944.3962 | 0 | 318 | 4472269.4895 | 13197290.8697 | 1983.6837 |  |  | 8727005.0638 | 0
7623 | 4864748.128 | 13339475.1983 | 1779.7536 |  |  | 8476506.8239 | 0 | 318 | 4472269.4895 | 13197290.8697 | 1983.6837 |  |  | 8727005.0638 | 0
7624 | 5032800.437 | 13339475.1983 | 0 |  |  | 8306674.7613 | 0 | 318 | 4472269.4895 | 13197290.8697 | 1983.6837 |  |  | 8727005.0638 | 0
7625 | 5481697.125 | 13339475.1983 | 0 |  |  | 7857778.0733 | 0 | 318 | 4472269.4895 | 13197290.8697 | 1983.6837 |  |  | 8727005.0638 | 0
7626 | 5247104.667 | 13339475.1983 | 0 |  |  | 8092370.5313 | 0 | 318 | 4472269.4895 | 13197290.8697 | 1983.6837 |  |  | 8727005.0638 | 0
7627 | 4890926.387 | 12525146.7705 | 0 |  |  | 7634220.3835 | 0 | 318 | 4472269.4895 | 13197290.8697 | 1983.6837 |  |  | 8727005.0638 | 0
7628 | 4531820.503 | 12059816.2404 | 0 |  |  | 7527995.7374 | 0 | 318 | 4472269.4895 | 13197290.8697 | 1983.6837 |  |  | 8727005.0638 | 0
7629 | 4206262.237 | 12370036.5938 | 0 |  |  | 8163774.3568 | 0 | 318 | 4472269.4895 | 13197290.8697 | 1983.6837 |  |  | 8727005.0638 | 0
7630 | 3860165.793 | 12990477.3007 | 0 |  |  | 9130311.5077 | 0 | 318 | 4472269.4895 | 13197290.8697 | 1983.6837 |  |  | 8727005.0638 | 0
7631 | 3503058.493 | 13339475.1983 | 0 |  |  | 9836416.7053 | 0 | 318 | 4472269.4895 | 13197290.8697 | 1983.6837 |  |  | 8727005.0638 | 0
7632 | 3260036.14 | 13339475.1983 | 0 |  |  | 10079439.0583 | 0 | 318 | 4472269.4895 | 13197290.8697 | 1983.6837 |  |  | 8727005.0638 | 0
7633 | 3141224.918 | 13339475.1983 | 0 |  |  | 10198250.2803 | 0 | 319 | 4341832.283 | 13339126.5311 | 991.8418 |  |  | 8998286.09 | 0
7634 | 3083300.912 | 13331107.1853 | 0 |  |  | 10247806.2733 | 0 | 319 | 4341832.283 | 13339126.5311 | 991.8418 |  |  | 8998286.09 | 0
7635 | 3097470.261 | 13339475.1983 | 0 |  |  | 10242004.9373 | 0 | 319 | 4341832.283 | 13339126.5311 | 991.8418 |  |  | 8998286.09 | 0
7636 | 3181879.111 | 13339475.1983 | 0 |  |  | 10157596.0873 | 0 | 319 | 4341832.283 | 13339126.5311 | 991.8418 |  |  | 8998286.09 | 0
7637 | 3466360.269 | 13339475.1983 | 0 |  |  | 9873114.9293 | 0 | 319 | 4341832.283 | 13339126.5311 | 991.8418 |  |  | 8998286.09 | 0
7638 | 4159990.968 | 13339475.1983 | 0 |  |  | 9179484.2303 | 0 | 319 | 4341832.283 | 13339126.5311 | 991.8418 |  |  | 8998286.09 | 0
7639 | 4836609.489 | 13339475.1983 | 0 |  |  | 8502865.7093 | 0 | 319 | 4341832.283 | 13339126.5311 | 991.8418 |  |  | 8998286.09 | 0
7640 | 4975610.965 | 13339475.1983 | 0 |  |  | 8363864.2333 | 0 | 319 | 4341832.283 | 13339126.5311 | 991.8418 |  |  | 8998286.09 | 0
7641 | 5084315.36 | 13339475.1983 | 1334.8152 |  |  | 8256494.6535 | 0 | 319 | 4341832.283 | 13339126.5311 | 991.8418 |  |  | 8998286.09 | 0
7642 | 5150392.252 | 13339475.1983 | 3337.0379 |  |  | 8192419.9843 | 0 | 319 | 4341832.283 | 13339126.5311 | 991.8418 |  |  | 8998286.09 | 0
7643 | 4999324.127 | 13339475.1983 | 5450.4953 |  |  | 8345601.5667 | 0 | 319 | 4341832.283 | 13339126.5311 | 991.8418 |  |  | 8998286.09 | 0
7644 | 4936976.268 | 13339475.1983 | 6229.1375 |  |  | 8408728.0679 | 0 | 319 | 4341832.283 | 13339126.5311 | 991.8418 |  |  | 8998286.09 | 0
7645 | 4964598.681 | 13339475.1983 | 4449.3839 |  |  | 8379325.9013 | 0 | 319 | 4341832.283 | 13339126.5311 | 991.8418 |  |  | 8998286.09 | 0
7646 | 4828691.756 | 13339475.1983 | 2447.1612 |  |  | 8513230.6035 | 0 | 319 | 4341832.283 | 13339126.5311 | 991.8418 |  |  | 8998286.09 | 0
7647 | 4718984.582 | 13339475.1983 | 556.173 |  |  | 8621046.7893 | 0 | 319 | 4341832.283 | 13339126.5311 | 991.8418 |  |  | 8998286.09 | 0
7648 | 4963834.101 | 13339475.1983 | 0 |  |  | 8375641.0973 | 0 | 319 | 4341832.283 | 13339126.5311 | 991.8418 |  |  | 8998286.09 | 0
7649 | 5375820.663 | 13339475.1983 | 0 |  |  | 7963654.5353 | 0 | 319 | 4341832.283 | 13339126.5311 | 991.8418 |  |  | 8998286.09 | 0
7650 | 5156371.235 | 13339475.1983 | 0 |  |  | 8183103.9633 | 0 | 319 | 4341832.283 | 13339126.5311 | 991.8418 |  |  | 8998286.09 | 0
7651 | 4833764.546 | 13339475.1983 | 0 |  |  | 8505710.6523 | 0 | 319 | 4341832.283 | 13339126.5311 | 991.8418 |  |  | 8998286.09 | 0
7652 | 4487693.687 | 13339475.1983 | 0 |  |  | 8851781.5113 | 0 | 319 | 4341832.283 | 13339126.5311 | 991.8418 |  |  | 8998286.09 | 0
7653 | 4176713.042 | 13339475.1983 | 0 |  |  | 9162762.1563 | 0 | 319 | 4341832.283 | 13339126.5311 | 991.8418 |  |  | 8998286.09 | 0
7654 | 3815739.935 | 13339475.1983 | 0 |  |  | 9523735.2633 | 0 | 319 | 4341832.283 | 13339126.5311 | 991.8418 |  |  | 8998286.09 | 0
7655 | 3493542.857 | 13339475.1983 | 0 |  |  | 9845932.3413 | 0 | 319 | 4341832.283 | 13339126.5311 | 991.8418 |  |  | 8998286.09 | 0
7656 | 3274764.807 | 13339475.1983 | 0 |  |  | 10064710.3913 | 0 | 319 | 4341832.283 | 13339126.5311 | 991.8418 |  |  | 8998286.09 | 0
7657 | 3165813.128 | 13339475.1983 | 0 |  |  | 10173662.0703 | 0 | 320 | 4467222.1912 | 12009728.5791 | 468.1123 |  |  | 7542974.5002 | 0
7658 | 3110724.412 | 13339475.1983 | 0 |  |  | 10228750.7863 | 0 | 320 | 4467222.1912 | 12009728.5791 | 468.1123 |  |  | 7542974.5002 | 0
7659 | 3120392.508 | 13339475.1983 | 0 |  |  | 10219082.6903 | 0 | 320 | 4467222.1912 | 12009728.5791 | 468.1123 |  |  | 7542974.5002 | 0
7660 | 3210546.688 | 12292481.5055 | 0 |  |  | 9081934.8175 | 0 | 320 | 4467222.1912 | 12009728.5791 | 468.1123 |  |  | 7542974.5002 | 0
7661 | 3490488.153 | 10663824.6498 | 0 |  |  | 7173336.4968 | 0 | 320 | 4467222.1912 | 12009728.5791 | 468.1123 |  |  | 7542974.5002 | 0
7662 | 4240341.658 | 10120939.0313 | 0 |  |  | 5880597.3733 | 0 | 320 | 4467222.1912 | 12009728.5791 | 468.1123 |  |  | 7542974.5002 | 0
7663 | 4894982.987 | 8918835.1617 | 0 |  |  | 4023852.1747 | 0 | 320 | 4467222.1912 | 12009728.5791 | 468.1123 |  |  | 7542974.5002 | 0
7664 | 5045285.881 | 7716731.2921 | 0 |  |  | 2671445.4111 | 0 | 320 | 4467222.1912 | 12009728.5791 | 468.1123 |  |  | 7542974.5002 | 0
7665 | 5063154.671 | 7522843.5712 | 667.4076 |  |  | 2460356.3078 | 0 | 320 | 4467222.1912 | 12009728.5791 | 468.1123 |  |  | 7542974.5002 | 0
7666 | 5153922.071 | 7910619.013 | 2113.4574 |  |  | 2758810.3993 | 0 | 320 | 4467222.1912 | 12009728.5791 | 468.1123 |  |  | 7542974.5002 | 0
7667 | 5139495.259 | 11245487.8126 | 2558.3958 |  |  | 6108550.9493 | 0 | 320 | 4467222.1912 | 12009728.5791 | 468.1123 |  |  | 7542974.5002 | 0
7668 | 5065176.448 | 13339475.1983 | 2780.865 |  |  | 8277079.6153 | 0 | 320 | 4467222.1912 | 12009728.5791 | 468.1123 |  |  | 7542974.5002 | 0
7669 | 5056165.001 | 13339475.1983 | 2002.2228 |  |  | 8285312.4201 | 0 | 320 | 4467222.1912 | 12009728.5791 | 468.1123 |  |  | 7542974.5002 | 0
7670 | 5014534.394 | 13339475.1983 | 1001.1114 |  |  | 8325941.9157 | 0 | 320 | 4467222.1912 | 12009728.5791 | 468.1123 |  |  | 7542974.5002 | 0
7671 | 5055325.321 | 13339475.1983 | 111.2346 |  |  | 8284261.1119 | 0 | 320 | 4467222.1912 | 12009728.5791 | 468.1123 |  |  | 7542974.5002 | 0
7672 | 5180730.026 | 13339475.1983 | 0 |  |  | 8158745.1723 | 0 | 320 | 4467222.1912 | 12009728.5791 | 468.1123 |  |  | 7542974.5002 | 0
7673 | 5594590.505 | 13339475.1983 | 0 |  |  | 7744884.6933 | 0 | 320 | 4467222.1912 | 12009728.5791 | 468.1123 |  |  | 7542974.5002 | 0
7674 | 5372209.982 | 12137371.3287 | 0 |  |  | 6765161.3467 | 0 | 320 | 4467222.1912 | 12009728.5791 | 468.1123 |  |  | 7542974.5002 | 0
7675 | 5097652.738 | 12951699.7565 | 0 |  |  | 7854047.0185 | 0 | 320 | 4467222.1912 | 12009728.5791 | 468.1123 |  |  | 7542974.5002 | 0
7676 | 4577976.097 | 13339475.1983 | 0 |  |  | 8761499.1013 | 0 | 320 | 4467222.1912 | 12009728.5791 | 468.1123 |  |  | 7542974.5002 | 0
7677 | 4357417.775 | 13339475.1983 | 0 |  |  | 8982057.4233 | 0 | 320 | 4467222.1912 | 12009728.5791 | 468.1123 |  |  | 7542974.5002 | 0
7678 | 4005533.803 | 13339475.1983 | 0 |  |  | 9333941.3953 | 0 | 320 | 4467222.1912 | 12009728.5791 | 468.1123 |  |  | 7542974.5002 | 0
7679 | 3696327.35 | 13339475.1983 | 0 |  |  | 9643147.8483 | 0 | 320 | 4467222.1912 | 12009728.5791 | 468.1123 |  |  | 7542974.5002 | 0
7680 | 3504545.733 | 13339475.1983 | 0 |  |  | 9834929.4653 | 0 | 320 | 4467222.1912 | 12009728.5791 | 468.1123 |  |  | 7542974.5002 | 0
7681 | 3418053.683 | 13339475.1983 | 0 |  |  | 9921421.5153 | 0 | 321 | 4344623.3326 | 7249785.0309 | 3601.2201 |  |  | 3848181.8172 | 939418.8988
7682 | 3274638.901 | 13339475.1983 | 0 |  |  | 10064836.2973 | 0 | 321 | 4344623.3326 | 7249785.0309 | 3601.2201 |  |  | 3848181.8172 | 939418.8988
7683 | 3345091.512 | 13300697.6542 | 0 |  |  | 9955606.1422 | 0 | 321 | 4344623.3326 | 7249785.0309 | 3601.2201 |  |  | 3848181.8172 | 939418.8988
7684 | 3462496.535 | 13339475.1983 | 0 |  |  | 9876978.6633 | 0 | 321 | 4344623.3326 | 7249785.0309 | 3601.2201 |  |  | 3848181.8172 | 939418.8988
7685 | 3641592.419 | 13339475.1983 | 0 |  |  | 9697882.7793 | 0 | 321 | 4344623.3326 | 7249785.0309 | 3601.2201 |  |  | 3848181.8172 | 939418.8988
7686 | 4292572.618 | 12796589.5798 | 0 |  |  | 8504016.9618 | 0 | 321 | 4344623.3326 | 7249785.0309 | 3601.2201 |  |  | 3848181.8172 | 939418.8988
7687 | 4962808.457 | 11594485.7102 | 0 |  |  | 6631677.2532 | 0 | 321 | 4344623.3326 | 7249785.0309 | 3601.2201 |  |  | 3848181.8172 | 939418.8988
7688 | 5047198.02 | 10508714.4731 | 111.2346 |  |  | 5461627.6877 | 0 | 321 | 4344623.3326 | 7249785.0309 | 3601.2201 |  |  | 3848181.8172 | 939418.8988
7689 | 4999071.839 | 9539275.8686 | 4560.6185 |  |  | 4544764.6481 | 0 | 321 | 4344623.3326 | 7249785.0309 | 3601.2201 |  |  | 3848181.8172 | 939418.8988
7690 | 5049085.573 | 8647392.3524 | 10567.2868 |  |  | 3608874.0663 | 0 | 321 | 4344623.3326 | 7249785.0309 | 3601.2201 |  |  | 3848181.8172 | 939418.8988
7691 | 4949689.77 | 9578053.4128 | 16685.1897 |  |  | 4645048.8325 | 0 | 321 | 4344623.3326 | 7249785.0309 | 3601.2201 |  |  | 3848181.8172 | 939418.8988
7692 | 4786229.504 | 9422943.236 | 19466.0547 |  |  | 4656179.7867 | 0 | 321 | 4344623.3326 | 7249785.0309 | 3601.2201 |  |  | 3848181.8172 | 939418.8988
7693 | 4735966.484 | 7988174.1013 | 20578.4007 |  |  | 3272786.018 | 0 | 321 | 4344623.3326 | 7249785.0309 | 3601.2201 |  |  | 3848181.8172 | 939418.8988
7694 | 4584534.935 | 6088074.4365 | 11123.4598 |  |  | 1514662.9613 | 0 | 321 | 4344623.3326 | 7249785.0309 | 3601.2201 |  |  | 3848181.8172 | 939418.8988
7695 | 4660015.726 | 4459417.5808 | 3337.0379 |  |  | 0 | 197261.1072 | 321 | 4344623.3326 | 7249785.0309 | 3601.2201 |  |  | 3848181.8172 | 939418.8988
7696 | 4815813.7 | 3179758.6229 | 0 |  |  | 0 | 1636055.0771 | 321 | 4344623.3326 | 7249785.0309 | 3601.2201 |  |  | 3848181.8172 | 939418.8988
7697 | 5143046.268 | 2016432.2974 | 0 |  |  | 0 | 3126613.9706 | 321 | 4344623.3326 | 7249785.0309 | 3601.2201 |  |  | 3848181.8172 | 939418.8988
7698 | 5037297.627 | 1589879.3114 | 0 |  |  | 0 | 3447418.3156 | 321 | 4344623.3326 | 7249785.0309 | 3601.2201 |  |  | 3848181.8172 | 939418.8988
7699 | 4718126.808 | 1551101.7672 | 0 |  |  | 0 | 3167025.0408 | 321 | 4344623.3326 | 7249785.0309 | 3601.2201 |  |  | 3848181.8172 | 939418.8988
7700 | 4365586.398 | 1628656.8556 | 0 |  |  | 0 | 2736929.5424 | 321 | 4344623.3326 | 7249785.0309 | 3601.2201 |  |  | 3848181.8172 | 939418.8988
7701 | 4092328.174 | 1667434.3998 | 0 |  |  | 0 | 2424893.7742 | 321 | 4344623.3326 | 7249785.0309 | 3601.2201 |  |  | 3848181.8172 | 939418.8988
7702 | 3895274.482 | 1667434.3998 | 0 |  |  | 0 | 2227840.0822 | 321 | 4344623.3326 | 7249785.0309 | 3601.2201 |  |  | 3848181.8172 | 939418.8988
7703 | 3589831.45 | 1744989.4882 | 0 |  |  | 0 | 1844841.9618 | 321 | 4344623.3326 | 7249785.0309 | 3601.2201 |  |  | 3848181.8172 | 939418.8988
7704 | 3404609.1 | 1667434.3998 | 0 |  |  | 0 | 1737174.7002 | 321 | 4344623.3326 | 7249785.0309 | 3601.2201 |  |  | 3848181.8172 | 939418.8988
7705 | 3246547.292 | 1512324.2231 | 0 |  |  | 0 | 1734223.0689 | 322 | 3926754.524 | 538038.4255 | 1381.1629 |  |  | 0 | 3387334.9356
7706 | 3229548.079 | 1395991.5905 | 0 |  |  | 0 | 1833556.4885 | 322 | 3926754.524 | 538038.4255 | 1381.1629 |  |  | 0 | 3387334.9356
7707 | 3191925.413 | 1240881.4138 | 0 |  |  | 0 | 1951043.9992 | 322 | 3926754.524 | 538038.4255 | 1381.1629 |  |  | 0 | 3387334.9356
7708 | 3172252.735 | 659218.2511 | 0 |  |  | 0 | 2513034.4839 | 322 | 3926754.524 | 538038.4255 | 1381.1629 |  |  | 0 | 3387334.9356
7709 | 3200177.963 | 193887.7209 | 0 |  |  | 0 | 3006290.2421 | 322 | 3926754.524 | 538038.4255 | 1381.1629 |  |  | 0 | 3387334.9356
7710 | 3349714.939 | 38777.5442 | 0 |  |  | 0 | 3310937.3948 | 322 | 3926754.524 | 538038.4255 | 1381.1629 |  |  | 0 | 3387334.9356
7711 | 3683265.869 | 38777.5442 | 0 |  |  | 0 | 3644488.3248 | 322 | 3926754.524 | 538038.4255 | 1381.1629 |  |  | 0 | 3387334.9356
7712 | 4008210.213 | 38777.5442 | 0 |  |  | 0 | 3969432.6688 | 322 | 3926754.524 | 538038.4255 | 1381.1629 |  |  | 0 | 3387334.9356
7713 | 4253274.807 | 38777.5442 | 2558.3958 |  |  | 0 | 4211938.8671 | 322 | 3926754.524 | 538038.4255 | 1381.1629 |  |  | 0 | 3387334.9356
7714 | 4377393.283 | 77555.0884 | 5895.4337 |  |  | 0 | 4293942.7609 | 322 | 3926754.524 | 538038.4255 | 1381.1629 |  |  | 0 | 3387334.9356
7715 | 4353668.26 | 77555.0884 | 7897.6565 |  |  | 0 | 4268215.5152 | 322 | 3926754.524 | 538038.4255 | 1381.1629 |  |  | 0 | 3387334.9356
7716 | 4266818.168 | 193887.7209 | 7007.7797 |  |  | 0 | 4065922.6674 | 322 | 3926754.524 | 538038.4255 | 1381.1629 |  |  | 0 | 3387334.9356
7717 | 4183551.004 | 387775.4418 | 4894.3223 |  |  | 0 | 3790881.2399 | 322 | 3926754.524 | 538038.4255 | 1381.1629 |  |  | 0 | 3387334.9356
7718 | 4146218.204 | 465330.5302 | 3559.5071 |  |  | 0 | 3677328.1667 | 322 | 3926754.524 | 538038.4255 | 1381.1629 |  |  | 0 | 3387334.9356
7719 | 4136189.239 | 426552.986 | 1334.8152 |  |  | 0 | 3708301.4378 | 322 | 3926754.524 | 538038.4255 | 1381.1629 |  |  | 0 | 3387334.9356
7720 | 4473725.962 | 271442.8093 | 0 |  |  | 0 | 4202283.1527 | 322 | 3926754.524 | 538038.4255 | 1381.1629 |  |  | 0 | 3387334.9356
7721 | 4851181.978 | 38777.5442 | 0 |  |  | 0 | 4812404.4338 | 322 | 3926754.524 | 538038.4255 | 1381.1629 |  |  | 0 | 3387334.9356
7722 | 4660322.88 | 0 | 0 |  |  | 0 | 4660322.88 | 322 | 3926754.524 | 538038.4255 | 1381.1629 |  |  | 0 | 3387334.9356
7723 | 4380108.212 | 38777.5442 | 0 |  |  | 0 | 4341330.6678 | 322 | 3926754.524 | 538038.4255 | 1381.1629 |  |  | 0 | 3387334.9356
7724 | 4157092.685 | 193887.7209 | 0 |  |  | 0 | 3963204.9641 | 322 | 3926754.524 | 538038.4255 | 1381.1629 |  |  | 0 | 3387334.9356
7725 | 4073658.321 | 542885.6185 | 0 |  |  | 0 | 3530772.7025 | 322 | 3926754.524 | 538038.4255 | 1381.1629 |  |  | 0 | 3387334.9356
7726 | 3686768.641 | 1085771.2371 | 0 |  |  | 0 | 2600997.4039 | 322 | 3926754.524 | 538038.4255 | 1381.1629 |  |  | 0 | 3387334.9356
7727 | 3665593.605 | 1706211.944 | 0 |  |  | 0 | 1959381.661 | 322 | 3926754.524 | 538038.4255 | 1381.1629 |  |  | 0 | 3387334.9356
7728 | 3494900.824 | 2249097.5625 | 0 |  |  | 0 | 1245803.2615 | 322 | 3926754.524 | 538038.4255 | 1381.1629 |  |  | 0 | 3387334.9356
7729 | 3365570.695 | 2791983.181 | 0 |  |  | 0 | 573587.514 | 323 | 3908949.845 | 3931073.5414 | 2910.6387 |  |  | 1895563.6376 | 1870529.3025
7730 | 3327829.003 | 3024648.4461 | 0 |  |  | 0 | 303180.5569 | 323 | 3908949.845 | 3931073.5414 | 2910.6387 |  |  | 1895563.6376 | 1870529.3025
7731 | 3312956.64 | 2947093.3578 | 0 |  |  | 0 | 365863.2822 | 323 | 3908949.845 | 3931073.5414 | 2910.6387 |  |  | 1895563.6376 | 1870529.3025
7732 | 3284119.749 | 2055209.8416 | 0 |  |  | 0 | 1228909.9074 | 323 | 3908949.845 | 3931073.5414 | 2910.6387 |  |  | 1895563.6376 | 1870529.3025
7733 | 3333176.351 | 1046993.6929 | 0 |  |  | 0 | 2286182.6581 | 323 | 3908949.845 | 3931073.5414 | 2910.6387 |  |  | 1895563.6376 | 1870529.3025
7734 | 3483872.6 | 387775.4418 | 0 |  |  | 0 | 3096097.1582 | 323 | 3908949.845 | 3931073.5414 | 2910.6387 |  |  | 1895563.6376 | 1870529.3025
7735 | 3633569.179 | 116332.6325 | 0 |  |  | 0 | 3517236.5465 | 323 | 3908949.845 | 3931073.5414 | 2910.6387 |  |  | 1895563.6376 | 1870529.3025
7736 | 3881775.603 | 155110.1767 | 333.7038 |  |  | 0 | 3726331.7225 | 323 | 3908949.845 | 3931073.5414 | 2910.6387 |  |  | 1895563.6376 | 1870529.3025
7737 | 4040796.658 | 542885.6185 | 5895.4337 |  |  | 0 | 3492015.6058 | 323 | 3908949.845 | 3931073.5414 | 2910.6387 |  |  | 1895563.6376 | 1870529.3025
7738 | 4131345.451 | 465330.5302 | 13125.6826 |  |  | 0 | 3652889.2382 | 323 | 3908949.845 | 3931073.5414 | 2910.6387 |  |  | 1895563.6376 | 1870529.3025
7739 | 4181980.711 | 504108.0744 | 16907.6589 |  |  | 0 | 3660964.9777 | 323 | 3908949.845 | 3931073.5414 | 2910.6387 |  |  | 1895563.6376 | 1870529.3025
7740 | 4181885.683 | 814328.4278 | 15127.9054 |  |  | 0 | 3352429.3498 | 323 | 3908949.845 | 3931073.5414 | 2910.6387 |  |  | 1895563.6376 | 1870529.3025
7741 | 4139757.38 | 1163326.3254 | 10567.2868 |  |  | 0 | 2965863.7677 | 323 | 3908949.845 | 3931073.5414 | 2910.6387 |  |  | 1895563.6376 | 1870529.3025
7742 | 4125067.558 | 1473546.6789 | 6006.6683 |  |  | 0 | 2645514.2108 | 323 | 3908949.845 | 3931073.5414 | 2910.6387 |  |  | 1895563.6376 | 1870529.3025
7743 | 4173934.962 | 1628656.8556 | 1890.9882 |  |  | 0 | 2543387.1182 | 323 | 3908949.845 | 3931073.5414 | 2910.6387 |  |  | 1895563.6376 | 1870529.3025
7744 | 4536520.411 | 1473546.6789 | 0 |  |  | 0 | 3062973.7321 | 323 | 3908949.845 | 3931073.5414 | 2910.6387 |  |  | 1895563.6376 | 1870529.3025
7745 | 4962147.306 | 1667434.3998 | 0 |  |  | 0 | 3294712.9062 | 323 | 3908949.845 | 3931073.5414 | 2910.6387 |  |  | 1895563.6376 | 1870529.3025
7746 | 4808429.706 | 3683866.6972 | 0 |  |  | 0 | 1124563.0088 | 323 | 3908949.845 | 3931073.5414 | 2910.6387 |  |  | 1895563.6376 | 1870529.3025
7747 | 4499693.123 | 6941180.4084 | 0 |  |  | 2441487.2854 | 0 | 323 | 3908949.845 | 3931073.5414 | 2910.6387 |  |  | 1895563.6376 | 1870529.3025
7748 | 4192112.352 | 9927051.3104 | 0 |  |  | 5734938.9584 | 0 | 323 | 3908949.845 | 3931073.5414 | 2910.6387 |  |  | 1895563.6376 | 1870529.3025
7749 | 3928016.914 | 11982261.152 | 0 |  |  | 8054244.238 | 0 | 323 | 3908949.845 | 3931073.5414 | 2910.6387 |  |  | 1895563.6376 | 1870529.3025
7750 | 3630331.337 | 13068032.3891 | 0 |  |  | 9437701.0521 | 0 | 323 | 3908949.845 | 3931073.5414 | 2910.6387 |  |  | 1895563.6376 | 1870529.3025
7751 | 3407139.15 | 13339475.1983 | 0 |  |  | 9932336.0483 | 0 | 323 | 3908949.845 | 3931073.5414 | 2910.6387 |  |  | 1895563.6376 | 1870529.3025
7752 | 3252767.757 | 13145587.4774 | 0 |  |  | 9892819.7204 | 0 | 323 | 3908949.845 | 3931073.5414 | 2910.6387 |  |  | 1895563.6376 | 1870529.3025
7753 | 3170090.896 | 12990477.3007 | 0 |  |  | 9820386.4047 | 0 | 324 | 4433817.6896 | 13206985.2557 | 4120.3149 |  |  | 8777287.881 | 0
7754 | 3139096.225 | 13068032.3891 | 0 |  |  | 9928936.1641 | 0 | 324 | 4433817.6896 | 13206985.2557 | 4120.3149 |  |  | 8777287.881 | 0
7755 | 3156197.12 | 13145587.4774 | 0 |  |  | 9989390.3574 | 0 | 324 | 4433817.6896 | 13206985.2557 | 4120.3149 |  |  | 8777287.881 | 0
7756 | 3241025.717 | 12719034.4914 | 0 |  |  | 9478008.7744 | 0 | 324 | 4433817.6896 | 13206985.2557 | 4120.3149 |  |  | 8777287.881 | 0
7757 | 3525213.033 | 12214926.4171 | 0 |  |  | 8689713.3841 | 0 | 324 | 4433817.6896 | 13206985.2557 | 4120.3149 |  |  | 8777287.881 | 0
7758 | 4212035.809 | 12990477.3007 | 0 |  |  | 8778441.4917 | 0 | 324 | 4433817.6896 | 13206985.2557 | 4120.3149 |  |  | 8777287.881 | 0
7759 | 4934064.706 | 13339475.1983 | 0 |  |  | 8405410.4923 | 0 | 324 | 4433817.6896 | 13206985.2557 | 4120.3149 |  |  | 8777287.881 | 0
7760 | 5115771.304 | 13339475.1983 | 111.2346 |  |  | 8223815.1289 | 0 | 324 | 4433817.6896 | 13206985.2557 | 4120.3149 |  |  | 8777287.881 | 0
7761 | 5095456.647 | 13339475.1983 | 5895.4337 |  |  | 8249913.9851 | 0 | 324 | 4433817.6896 | 13206985.2557 | 4120.3149 |  |  | 8777287.881 | 0
7762 | 5119080.02 | 13339475.1983 | 15239.14 |  |  | 8235634.3183 | 0 | 324 | 4433817.6896 | 13206985.2557 | 4120.3149 |  |  | 8777287.881 | 0
7763 | 5099525.349 | 13339475.1983 | 22358.1542 |  |  | 8262308.0036 | 0 | 324 | 4433817.6896 | 13206985.2557 | 4120.3149 |  |  | 8777287.881 | 0
7764 | 4975976.292 | 13339475.1983 | 21913.2159 |  |  | 8385412.1222 | 0 | 324 | 4433817.6896 | 13206985.2557 | 4120.3149 |  |  | 8777287.881 | 0
7765 | 4991692.44 | 13339475.1983 | 17686.3011 |  |  | 8365469.0595 | 0 | 324 | 4433817.6896 | 13206985.2557 | 4120.3149 |  |  | 8777287.881 | 0
7766 | 4928339.095 | 13339475.1983 | 11679.6328 |  |  | 8422815.7362 | 0 | 324 | 4433817.6896 | 13206985.2557 | 4120.3149 |  |  | 8777287.881 | 0
7767 | 4854871.199 | 13339475.1983 | 4004.4455 |  |  | 8488608.4449 | 0 | 324 | 4433817.6896 | 13206985.2557 | 4120.3149 |  |  | 8777287.881 | 0
7768 | 5143288.18 | 13339475.1983 | 0 |  |  | 8196187.0183 | 0 | 324 | 4433817.6896 | 13206985.2557 | 4120.3149 |  |  | 8777287.881 | 0
7769 | 5532283.567 | 13339475.1983 | 0 |  |  | 7807191.6313 | 0 | 324 | 4433817.6896 | 13206985.2557 | 4120.3149 |  |  | 8777287.881 | 0
7770 | 5301716.758 | 13339475.1983 | 0 |  |  | 8037758.4403 | 0 | 324 | 4433817.6896 | 13206985.2557 | 4120.3149 |  |  | 8777287.881 | 0
7771 | 4972274.925 | 13339475.1983 | 0 |  |  | 8367200.2733 | 0 | 324 | 4433817.6896 | 13206985.2557 | 4120.3149 |  |  | 8777287.881 | 0
7772 | 4619564.594 | 13339475.1983 | 0 |  |  | 8719910.6043 | 0 | 324 | 4433817.6896 | 13206985.2557 | 4120.3149 |  |  | 8777287.881 | 0
7773 | 4359171.532 | 13339475.1983 | 0 |  |  | 8980303.6663 | 0 | 324 | 4433817.6896 | 13206985.2557 | 4120.3149 |  |  | 8777287.881 | 0
7774 | 3934588.279 | 13339475.1983 | 0 |  |  | 9404886.9193 | 0 | 324 | 4433817.6896 | 13206985.2557 | 4120.3149 |  |  | 8777287.881 | 0
7775 | 3610015.034 | 13339475.1983 | 0 |  |  | 9729460.1643 | 0 | 324 | 4433817.6896 | 13206985.2557 | 4120.3149 |  |  | 8777287.881 | 0
7776 | 3380285.83 | 13068032.3891 | 0 |  |  | 9687746.5591 | 0 | 324 | 4433817.6896 | 13206985.2557 | 4120.3149 |  |  | 8777287.881 | 0
7777 | 3270917.169 | 11672040.7986 | 0 |  |  | 8401123.6296 | 0 | 325 | 4494972.786 | 9723469.2034 | 3944.1935 |  |  | 5434667.6232 | 202227.0123
7778 | 3234146.196 | 10276049.208 | 0 |  |  | 7041903.012 | 0 | 325 | 4494972.786 | 9723469.2034 | 3944.1935 |  |  | 5434667.6232 | 202227.0123
7779 | 3248006.007 | 9422943.236 | 0 |  |  | 6174937.229 | 0 | 325 | 4494972.786 | 9723469.2034 | 3944.1935 |  |  | 5434667.6232 | 202227.0123
7780 | 3339235.002 | 9151500.4268 | 0 |  |  | 5812265.4248 | 0 | 325 | 4494972.786 | 9723469.2034 | 3944.1935 |  |  | 5434667.6232 | 202227.0123
7781 | 3618832.071 | 9190277.971 | 0 |  |  | 5571445.9 | 0 | 325 | 4494972.786 | 9723469.2034 | 3944.1935 |  |  | 5434667.6232 | 202227.0123
7782 | 4329182.053 | 9384165.6919 | 0 |  |  | 5054983.6389 | 0 | 325 | 4494972.786 | 9723469.2034 | 3944.1935 |  |  | 5434667.6232 | 202227.0123
7783 | 5047870.224 | 10004606.3988 | 0 |  |  | 4956736.1748 | 0 | 325 | 4494972.786 | 9723469.2034 | 3944.1935 |  |  | 5434667.6232 | 202227.0123
7784 | 5180877.593 | 11129155.18 | 0 |  |  | 5948277.587 | 0 | 325 | 4494972.786 | 9723469.2034 | 3944.1935 |  |  | 5434667.6232 | 202227.0123
7785 | 5160896.053 | 11788373.4311 | 3337.0379 |  |  | 6630814.416 | 0 | 325 | 4494972.786 | 9723469.2034 | 3944.1935 |  |  | 5434667.6232 | 202227.0123
7786 | 5210322.349 | 11594485.7102 | 8676.2987 |  |  | 6392839.6599 | 0 | 325 | 4494972.786 | 9723469.2034 | 3944.1935 |  |  | 5434667.6232 | 202227.0123
7787 | 5153940.665 | 13106809.9333 | 13793.0902 |  |  | 7966662.3584 | 0 | 325 | 4494972.786 | 9723469.2034 | 3944.1935 |  |  | 5434667.6232 | 202227.0123
7788 | 5035261.622 | 13339475.1983 | 21134.5737 |  |  | 8325348.15 | 0 | 325 | 4494972.786 | 9723469.2034 | 3944.1935 |  |  | 5434667.6232 | 202227.0123
7789 | 5040720.512 | 12447591.6822 | 26473.8344 |  |  | 7433345.0046 | 0 | 325 | 4494972.786 | 9723469.2034 | 3944.1935 |  |  | 5434667.6232 | 202227.0123
7790 | 4953325.215 | 10586269.5615 | 16017.7821 |  |  | 5648962.1286 | 0 | 325 | 4494972.786 | 9723469.2034 | 3944.1935 |  |  | 5434667.6232 | 202227.0123
7791 | 4869628.499 | 7949396.5572 | 5228.0261 |  |  | 3084996.0843 | 0 | 325 | 4494972.786 | 9723469.2034 | 3944.1935 |  |  | 5434667.6232 | 202227.0123
7792 | 5171809.464 | 4575750.2134 | 0 |  |  | 0 | 596059.2506 | 325 | 4494972.786 | 9723469.2034 | 3944.1935 |  |  | 5434667.6232 | 202227.0123
7793 | 5507788.027 | 2365430.1951 | 0 |  |  | 0 | 3142357.8319 | 325 | 4494972.786 | 9723469.2034 | 3944.1935 |  |  | 5434667.6232 | 202227.0123
7794 | 5264228.439 | 4149197.2274 | 0 |  |  | 0 | 1115031.2116 | 325 | 4494972.786 | 9723469.2034 | 3944.1935 |  |  | 5434667.6232 | 202227.0123
7795 | 4934615.819 | 8724947.4408 | 0 |  |  | 3790331.6218 | 0 | 325 | 4494972.786 | 9723469.2034 | 3944.1935 |  |  | 5434667.6232 | 202227.0123
7796 | 4611972.208 | 11594485.7102 | 0 |  |  | 6982513.5022 | 0 | 325 | 4494972.786 | 9723469.2034 | 3944.1935 |  |  | 5434667.6232 | 202227.0123
7797 | 4310365.595 | 11710818.3427 | 0 |  |  | 7400452.7477 | 0 | 325 | 4494972.786 | 9723469.2034 | 3944.1935 |  |  | 5434667.6232 | 202227.0123
7798 | 4023339.904 | 10586269.5615 | 0 |  |  | 6562929.6575 | 0 | 325 | 4494972.786 | 9723469.2034 | 3944.1935 |  |  | 5434667.6232 | 202227.0123
7799 | 3626904.33 | 9694386.0453 | 0 |  |  | 6067481.7153 | 0 | 325 | 4494972.786 | 9723469.2034 | 3944.1935 |  |  | 5434667.6232 | 202227.0123
7800 | 3735161.847 | 8918835.1617 | 0 |  |  | 5183673.3147 | 0 | 325 | 4494972.786 | 9723469.2034 | 3944.1935 |  |  | 5434667.6232 | 202227.0123
7801 | 3557853.127 | 7910619.013 | 0 |  |  | 4352765.886 | 0 | 326 | 4586006.599 | 10125786.2243 | 1626.806 |  |  | 5551034.074 | 9627.6427
7802 | 3578084.429 | 6398294.7899 | 0 |  |  | 2820210.3609 | 0 | 326 | 4586006.599 | 10125786.2243 | 1626.806 |  |  | 5551034.074 | 9627.6427
7803 | 3433409.853 | 4847193.0227 | 0 |  |  | 1413783.1697 | 0 | 326 | 4586006.599 | 10125786.2243 | 1626.806 |  |  | 5551034.074 | 9627.6427
7804 | 3591101.624 | 3800199.3298 | 0 |  |  | 209097.7058 | 0 | 326 | 4586006.599 | 10125786.2243 | 1626.806 |  |  | 5551034.074 | 9627.6427
7805 | 3798597.49 | 3567534.0647 | 0 |  |  | 0 | 231063.4253 | 326 | 4586006.599 | 10125786.2243 | 1626.806 |  |  | 5551034.074 | 9627.6427
7806 | 4269604.592 | 4343084.9483 | 0 |  |  | 73480.3563 | 0 | 326 | 4586006.599 | 10125786.2243 | 1626.806 |  |  | 5551034.074 | 9627.6427
7807 | 4948325.765 | 6165629.5248 | 0 |  |  | 1217303.7598 | 0 | 326 | 4586006.599 | 10125786.2243 | 1626.806 |  |  | 5551034.074 | 9627.6427
7808 | 5158613.359 | 8414727.0873 | 0 |  |  | 3256113.7283 | 0 | 326 | 4586006.599 | 10125786.2243 | 1626.806 |  |  | 5551034.074 | 9627.6427
7809 | 5125231.215 | 9306610.6035 | 1890.9882 |  |  | 4183270.3767 | 0 | 326 | 4586006.599 | 10125786.2243 | 1626.806 |  |  | 5551034.074 | 9627.6427
7810 | 5222255.303 | 7096290.5852 | 3893.2109 |  |  | 1877928.4931 | 0 | 326 | 4586006.599 | 10125786.2243 | 1626.806 |  |  | 5551034.074 | 9627.6427
7811 | 5170955.661 | 8414727.0873 | 9343.7063 |  |  | 3253115.1326 | 0 | 326 | 4586006.599 | 10125786.2243 | 1626.806 |  |  | 5551034.074 | 9627.6427
7812 | 5110594.843 | 12680256.9473 | 14571.7324 |  |  | 7584233.8366 | 0 | 326 | 4586006.599 | 10125786.2243 | 1626.806 |  |  | 5551034.074 | 9627.6427
7813 | 5097072.956 | 13339475.1983 | 7230.2489 |  |  | 8249632.4912 | 0 | 326 | 4586006.599 | 10125786.2243 | 1626.806 |  |  | 5551034.074 | 9627.6427
7814 | 5197853.642 | 13339475.1983 | 1779.7536 |  |  | 8143401.3099 | 0 | 326 | 4586006.599 | 10125786.2243 | 1626.806 |  |  | 5551034.074 | 9627.6427
7815 | 5073663.183 | 13339475.1983 | 333.7038 |  |  | 8266145.7191 | 0 | 326 | 4586006.599 | 10125786.2243 | 1626.806 |  |  | 5551034.074 | 9627.6427
7816 | 5234814.285 | 13339475.1983 | 0 |  |  | 8104660.9133 | 0 | 326 | 4586006.599 | 10125786.2243 | 1626.806 |  |  | 5551034.074 | 9627.6427
7817 | 5514781.589 | 13339475.1983 | 0 |  |  | 7824693.6093 | 0 | 326 | 4586006.599 | 10125786.2243 | 1626.806 |  |  | 5551034.074 | 9627.6427
7818 | 5256820.75 | 13339475.1983 | 0 |  |  | 8082654.4483 | 0 | 326 | 4586006.599 | 10125786.2243 | 1626.806 |  |  | 5551034.074 | 9627.6427
7819 | 4909006.82 | 13339475.1983 | 0 |  |  | 8430468.3783 | 0 | 326 | 4586006.599 | 10125786.2243 | 1626.806 |  |  | 5551034.074 | 9627.6427
7820 | 4800768.49 | 13339475.1983 | 0 |  |  | 8538706.7083 | 0 | 326 | 4586006.599 | 10125786.2243 | 1626.806 |  |  | 5551034.074 | 9627.6427
7821 | 4491464.454 | 13339475.1983 | 0 |  |  | 8848010.7443 | 0 | 326 | 4586006.599 | 10125786.2243 | 1626.806 |  |  | 5551034.074 | 9627.6427
7822 | 4097756.345 | 13339475.1983 | 0 |  |  | 9241718.8533 | 0 | 326 | 4586006.599 | 10125786.2243 | 1626.806 |  |  | 5551034.074 | 9627.6427
7823 | 3815182.23 | 13339475.1983 | 0 |  |  | 9524292.9683 | 0 | 326 | 4586006.599 | 10125786.2243 | 1626.806 |  |  | 5551034.074 | 9627.6427
7824 | 3610346.371 | 13339475.1983 | 0 |  |  | 9729128.8273 | 0 | 326 | 4586006.599 | 10125786.2243 | 1626.806 |  |  | 5551034.074 | 9627.6427
7825 | 3456989.476 | 13339475.1983 | 0 |  |  | 9882485.7223 | 0 | 327 | 4578116.9892 | 10944961.8452 | 2479.6046 |  |  | 6369324.4605 | 0
7826 | 3430765.215 | 13339475.1983 | 0 |  |  | 9908709.9833 | 0 | 327 | 4578116.9892 | 10944961.8452 | 2479.6046 |  |  | 6369324.4605 | 0
7827 | 3451201.036 | 13339475.1983 | 0 |  |  | 9888274.1623 | 0 | 327 | 4578116.9892 | 10944961.8452 | 2479.6046 |  |  | 6369324.4605 | 0
7828 | 3537524.776 | 13339475.1983 | 0 |  |  | 9801950.4223 | 0 | 327 | 4578116.9892 | 10944961.8452 | 2479.6046 |  |  | 6369324.4605 | 0
7829 | 3812705.55 | 13339475.1983 | 0 |  |  | 9526769.6483 | 0 | 327 | 4578116.9892 | 10944961.8452 | 2479.6046 |  |  | 6369324.4605 | 0
7830 | 4424343.989 | 13339475.1983 | 0 |  |  | 8915131.2093 | 0 | 327 | 4578116.9892 | 10944961.8452 | 2479.6046 |  |  | 6369324.4605 | 0
7831 | 5131121.809 | 13339475.1983 | 0 |  |  | 8208353.3893 | 0 | 327 | 4578116.9892 | 10944961.8452 | 2479.6046 |  |  | 6369324.4605 | 0
7832 | 5283514.641 | 13339475.1983 | 0 |  |  | 8055960.5573 | 0 | 327 | 4578116.9892 | 10944961.8452 | 2479.6046 |  |  | 6369324.4605 | 0
7833 | 5119152.538 | 13339475.1983 | 1890.9882 |  |  | 8222213.6485 | 0 | 327 | 4578116.9892 | 10944961.8452 | 2479.6046 |  |  | 6369324.4605 | 0
7834 | 5410143.786 | 13339475.1983 | 6674.0759 |  |  | 7936005.4882 | 0 | 327 | 4578116.9892 | 10944961.8452 | 2479.6046 |  |  | 6369324.4605 | 0
7835 | 5393465.132 | 13339475.1983 | 11234.6944 |  |  | 7957244.7608 | 0 | 327 | 4578116.9892 | 10944961.8452 | 2479.6046 |  |  | 6369324.4605 | 0
7836 | 5339872.583 | 13339475.1983 | 17463.8319 |  |  | 8017066.4473 | 0 | 327 | 4578116.9892 | 10944961.8452 | 2479.6046 |  |  | 6369324.4605 | 0
7837 | 5281958.063 | 13339475.1983 | 14571.7324 |  |  | 8072088.8677 | 0 | 327 | 4578116.9892 | 10944961.8452 | 2479.6046 |  |  | 6369324.4605 | 0
7838 | 5123956.42 | 13339475.1983 | 6674.0759 |  |  | 8222192.8542 | 0 | 327 | 4578116.9892 | 10944961.8452 | 2479.6046 |  |  | 6369324.4605 | 0
7839 | 5024664.712 | 12021038.6962 | 1001.1114 |  |  | 6997375.0956 | 0 | 327 | 4578116.9892 | 10944961.8452 | 2479.6046 |  |  | 6369324.4605 | 0
7840 | 5230111.067 | 8841280.0733 | 0 |  |  | 3611169.0063 | 0 | 327 | 4578116.9892 | 10944961.8452 | 2479.6046 |  |  | 6369324.4605 | 0
7841 | 5448725.702 | 6437072.3341 | 0 |  |  | 988346.6321 | 0 | 327 | 4578116.9892 | 10944961.8452 | 2479.6046 |  |  | 6369324.4605 | 0
7842 | 5178494.128 | 6941180.4084 | 0 |  |  | 1762686.2804 | 0 | 327 | 4578116.9892 | 10944961.8452 | 2479.6046 |  |  | 6369324.4605 | 0
7843 | 4825523.041 | 7833063.9246 | 0 |  |  | 3007540.8836 | 0 | 327 | 4578116.9892 | 10944961.8452 | 2479.6046 |  |  | 6369324.4605 | 0
7844 | 4522026.447 | 8104506.7339 | 0 |  |  | 3582480.2869 | 0 | 327 | 4578116.9892 | 10944961.8452 | 2479.6046 |  |  | 6369324.4605 | 0
7845 | 4242511.604 | 7522843.5712 | 0 |  |  | 3280331.9672 | 0 | 327 | 4578116.9892 | 10944961.8452 | 2479.6046 |  |  | 6369324.4605 | 0
7846 | 3912065.412 | 6902402.8643 | 0 |  |  | 2990337.4523 | 0 | 327 | 4578116.9892 | 10944961.8452 | 2479.6046 |  |  | 6369324.4605 | 0
7847 | 3744125.978 | 6165629.5248 | 0 |  |  | 2421503.5468 | 0 | 327 | 4578116.9892 | 10944961.8452 | 2479.6046 |  |  | 6369324.4605 | 0
7848 | 3549844.637 | 5157413.3761 | 0 |  |  | 1607568.7391 | 0 | 327 | 4578116.9892 | 10944961.8452 | 2479.6046 |  |  | 6369324.4605 | 0
7849 | 3292082.558 | 4265529.8599 | 0 |  |  | 973447.3019 | 0 | 328 | 4244544.3146 | 2161848.0881 | 7888.3869 |  |  | 427636.129 | 2502443.9685
7850 | 3211463.923 | 3877754.4181 | 0 |  |  | 666290.4951 | 0 | 328 | 4244544.3146 | 2161848.0881 | 7888.3869 |  |  | 427636.129 | 2502443.9685
7851 | 3150300.279 | 4110419.6832 | 0 |  |  | 960119.4042 | 0 | 328 | 4244544.3146 | 2161848.0881 | 7888.3869 |  |  | 427636.129 | 2502443.9685
7852 | 3180239.923 | 4575750.2134 | 0 |  |  | 1395510.2904 | 0 | 328 | 4244544.3146 | 2161848.0881 | 7888.3869 |  |  | 427636.129 | 2502443.9685
7853 | 3470836.275 | 5390078.6412 | 0 |  |  | 1919242.3662 | 0 | 328 | 4244544.3146 | 2161848.0881 | 7888.3869 |  |  | 427636.129 | 2502443.9685
7854 | 4140106.766 | 6088074.4365 | 0 |  |  | 1947967.6705 | 0 | 328 | 4244544.3146 | 2161848.0881 | 7888.3869 |  |  | 427636.129 | 2502443.9685
7855 | 4844396.124 | 6243184.6132 | 0 |  |  | 1398788.4892 | 0 | 328 | 4244544.3146 | 2161848.0881 | 7888.3869 |  |  | 427636.129 | 2502443.9685
7856 | 5008618.27 | 6010519.3481 | 0 |  |  | 1001901.0781 | 0 | 328 | 4244544.3146 | 2161848.0881 | 7888.3869 |  |  | 427636.129 | 2502443.9685
7857 | 4997546.534 | 4769637.9343 | 4894.3223 |  |  | 0 | 223014.2774 | 328 | 4244544.3146 | 2161848.0881 | 7888.3869 |  |  | 427636.129 | 2502443.9685
7858 | 5028672.232 | 2365430.1951 | 19354.8201 |  |  | 0 | 2643887.2169 | 328 | 4244544.3146 | 2161848.0881 | 7888.3869 |  |  | 427636.129 | 2502443.9685
7859 | 5004935.812 | 1822544.5765 | 41045.5668 |  |  | 0 | 3141345.6687 | 328 | 4244544.3146 | 2161848.0881 | 7888.3869 |  |  | 427636.129 | 2502443.9685
7860 | 4835248.739 | 1240881.4138 | 54727.4223 |  |  | 0 | 3539639.9029 | 328 | 4244544.3146 | 2161848.0881 | 7888.3869 |  |  | 427636.129 | 2502443.9685
7861 | 4718949.057 | 155110.1767 | 46718.5313 |  |  | 0 | 4517120.349 | 328 | 4244544.3146 | 2161848.0881 | 7888.3869 |  |  | 427636.129 | 2502443.9685
7862 | 4555190.965 | 0 | 18687.4125 |  |  | 0 | 4536503.5525 | 328 | 4244544.3146 | 2161848.0881 | 7888.3869 |  |  | 427636.129 | 2502443.9685
7863 | 4500923.177 | 0 | 3893.2109 |  |  | 0 | 4497029.9661 | 328 | 4244544.3146 | 2161848.0881 | 7888.3869 |  |  | 427636.129 | 2502443.9685
7864 | 4728695.357 | 0 | 0 |  |  | 0 | 4728695.357 | 328 | 4244544.3146 | 2161848.0881 | 7888.3869 |  |  | 427636.129 | 2502443.9685
7865 | 4981000.627 | 0 | 0 |  |  | 0 | 4981000.627 | 328 | 4244544.3146 | 2161848.0881 | 7888.3869 |  |  | 427636.129 | 2502443.9685
7866 | 4827669.782 | 116332.6325 | 0 |  |  | 0 | 4711337.1495 | 328 | 4244544.3146 | 2161848.0881 | 7888.3869 |  |  | 427636.129 | 2502443.9685
7867 | 4558075.144 | 193887.7209 | 0 |  |  | 0 | 4364187.4231 | 328 | 4244544.3146 | 2161848.0881 | 7888.3869 |  |  | 427636.129 | 2502443.9685
7868 | 4259413.903 | 193887.7209 | 0 |  |  | 0 | 4065526.1821 | 328 | 4244544.3146 | 2161848.0881 | 7888.3869 |  |  | 427636.129 | 2502443.9685
7869 | 4033623.888 | 193887.7209 | 0 |  |  | 0 | 3839736.1671 | 328 | 4244544.3146 | 2161848.0881 | 7888.3869 |  |  | 427636.129 | 2502443.9685
7870 | 3775676.817 | 155110.1767 | 0 |  |  | 0 | 3620566.6403 | 328 | 4244544.3146 | 2161848.0881 | 7888.3869 |  |  | 427636.129 | 2502443.9685
7871 | 3483432.302 | 77555.0884 | 0 |  |  | 0 | 3405877.2136 | 328 | 4244544.3146 | 2161848.0881 | 7888.3869 |  |  | 427636.129 | 2502443.9685
7872 | 3281965.096 | 38777.5442 | 0 |  |  | 0 | 3243187.5518 | 328 | 4244544.3146 | 2161848.0881 | 7888.3869 |  |  | 427636.129 | 2502443.9685
7873 | 3145108.606 | 0 | 0 |  |  | 0 | 3145108.606 | 329 | 3865069.8752 | 937123.9844 | 7967.1781 |  |  | 0 | 2919978.7127
7874 | 3066813.847 | 0 | 0 |  |  | 0 | 3066813.847 | 329 | 3865069.8752 | 937123.9844 | 7967.1781 |  |  | 0 | 2919978.7127
7875 | 3045470.013 | 0 | 0 |  |  | 0 | 3045470.013 | 329 | 3865069.8752 | 937123.9844 | 7967.1781 |  |  | 0 | 2919978.7127
7876 | 3076579.314 | 0 | 0 |  |  | 0 | 3076579.314 | 329 | 3865069.8752 | 937123.9844 | 7967.1781 |  |  | 0 | 2919978.7127
7877 | 3142768.622 | 0 | 0 |  |  | 0 | 3142768.622 | 329 | 3865069.8752 | 937123.9844 | 7967.1781 |  |  | 0 | 2919978.7127
7878 | 3356806.936 | 0 | 0 |  |  | 0 | 3356806.936 | 329 | 3865069.8752 | 937123.9844 | 7967.1781 |  |  | 0 | 2919978.7127
7879 | 3690128.404 | 0 | 0 |  |  | 0 | 3690128.404 | 329 | 3865069.8752 | 937123.9844 | 7967.1781 |  |  | 0 | 2919978.7127
7880 | 3959909.466 | 0 | 444.9384 |  |  | 0 | 3959464.5276 | 329 | 3865069.8752 | 937123.9844 | 7967.1781 |  |  | 0 | 2919978.7127
7881 | 4173768.892 | 0 | 13681.8556 |  |  | 0 | 4160087.0364 | 329 | 3865069.8752 | 937123.9844 | 7967.1781 |  |  | 0 | 2919978.7127
7882 | 4276706.817 | 0 | 27474.9458 |  |  | 0 | 4249231.8712 | 329 | 3865069.8752 | 937123.9844 | 7967.1781 |  |  | 0 | 2919978.7127
7883 | 4257474.243 | 38777.5442 | 41379.2705 |  |  | 0 | 4177317.4283 | 329 | 3865069.8752 | 937123.9844 | 7967.1781 |  |  | 0 | 2919978.7127
7884 | 4190307.861 | 271442.8093 | 46273.5929 |  |  | 0 | 3872591.4589 | 329 | 3865069.8752 | 937123.9844 | 7967.1781 |  |  | 0 | 2919978.7127
7885 | 4122842.295 | 697995.7953 | 37041.1212 |  |  | 0 | 3387805.3785 | 329 | 3865069.8752 | 937123.9844 | 7967.1781 |  |  | 0 | 2919978.7127
7886 | 4144206.415 | 1434769.1347 | 19466.0547 |  |  | 0 | 2689971.2256 | 329 | 3865069.8752 | 937123.9844 | 7967.1781 |  |  | 0 | 2919978.7127
7887 | 4173617.762 | 2132764.93 | 5450.4953 |  |  | 0 | 2035402.3367 | 329 | 3865069.8752 | 937123.9844 | 7967.1781 |  |  | 0 | 2919978.7127
7888 | 4509395.404 | 2520540.3718 | 0 |  |  | 0 | 1988855.0322 | 329 | 3865069.8752 | 937123.9844 | 7967.1781 |  |  | 0 | 2919978.7127
7889 | 4833048.971 | 2326652.6509 | 0 |  |  | 0 | 2506396.3201 | 329 | 3865069.8752 | 937123.9844 | 7967.1781 |  |  | 0 | 2919978.7127
7890 | 4695879.661 | 2442985.2834 | 0 |  |  | 0 | 2252894.3776 | 329 | 3865069.8752 | 937123.9844 | 7967.1781 |  |  | 0 | 2919978.7127
7891 | 4354411.335 | 2171542.4741 | 0 |  |  | 0 | 2182868.8609 | 329 | 3865069.8752 | 937123.9844 | 7967.1781 |  |  | 0 | 2919978.7127
7892 | 4098889.2 | 1822544.5765 | 0 |  |  | 0 | 2276344.6235 | 329 | 3865069.8752 | 937123.9844 | 7967.1781 |  |  | 0 | 2919978.7127
7893 | 3829640.425 | 1744989.4882 | 0 |  |  | 0 | 2084650.9368 | 329 | 3865069.8752 | 937123.9844 | 7967.1781 |  |  | 0 | 2919978.7127
7894 | 3768774.544 | 1706211.944 | 0 |  |  | 0 | 2062562.6 | 329 | 3865069.8752 | 937123.9844 | 7967.1781 |  |  | 0 | 2919978.7127
7895 | 3468575.971 | 1589879.3114 | 0 |  |  | 0 | 1878696.6596 | 329 | 3865069.8752 | 937123.9844 | 7967.1781 |  |  | 0 | 2919978.7127
7896 | 3380552.001 | 1589879.3114 | 0 |  |  | 0 | 1790672.6896 | 329 | 3865069.8752 | 937123.9844 | 7967.1781 |  |  | 0 | 2919978.7127
7897 | 3336153.841 | 1977654.7532 | 0 |  |  | 0 | 1358499.0878 | 330 | 3913773.7657 | 1756299.6052 | 2790.1345 |  |  | 27466.2318 | 2182150.2578
7898 | 3328093.435 | 2326652.6509 | 0 |  |  | 0 | 1001440.7841 | 330 | 3913773.7657 | 1756299.6052 | 2790.1345 |  |  | 27466.2318 | 2182150.2578
7899 | 3368294.027 | 2249097.5625 | 0 |  |  | 0 | 1119196.4645 | 330 | 3913773.7657 | 1756299.6052 | 2790.1345 |  |  | 27466.2318 | 2182150.2578
7900 | 3129153.182 | 1861322.1207 | 0 |  |  | 0 | 1267831.0613 | 330 | 3913773.7657 | 1756299.6052 | 2790.1345 |  |  | 27466.2318 | 2182150.2578
7901 | 3208033.302 | 1434769.1347 | 0 |  |  | 0 | 1773264.1673 | 330 | 3913773.7657 | 1756299.6052 | 2790.1345 |  |  | 27466.2318 | 2182150.2578
7902 | 3334271.779 | 1008216.1487 | 0 |  |  | 0 | 2326055.6303 | 330 | 3913773.7657 | 1756299.6052 | 2790.1345 |  |  | 27466.2318 | 2182150.2578
7903 | 3593225.196 | 620440.7069 | 0 |  |  | 0 | 2972784.4891 | 330 | 3913773.7657 | 1756299.6052 | 2790.1345 |  |  | 27466.2318 | 2182150.2578
7904 | 3872375.207 | 387775.4418 | 0 |  |  | 0 | 3484599.7652 | 330 | 3913773.7657 | 1756299.6052 | 2790.1345 |  |  | 27466.2318 | 2182150.2578
7905 | 4083602.424 | 426552.986 | 2558.3958 |  |  | 0 | 3654491.0422 | 330 | 3913773.7657 | 1756299.6052 | 2790.1345 |  |  | 27466.2318 | 2182150.2578
7906 | 4216931.761 | 736773.3394 | 6340.3721 |  |  | 0 | 3473818.0495 | 330 | 3913773.7657 | 1756299.6052 | 2790.1345 |  |  | 27466.2318 | 2182150.2578
7907 | 4251594.305 | 969438.6045 | 11679.6328 |  |  | 0 | 3270476.0677 | 330 | 3913773.7657 | 1756299.6052 | 2790.1345 |  |  | 27466.2318 | 2182150.2578
7908 | 4228056.019 | 1512324.2231 | 15127.9054 |  |  | 0 | 2700603.8906 | 330 | 3913773.7657 | 1756299.6052 | 2790.1345 |  |  | 27466.2318 | 2182150.2578
7909 | 4203261.572 | 2326652.6509 | 16017.7821 |  |  | 0 | 1860591.139 | 330 | 3913773.7657 | 1756299.6052 | 2790.1345 |  |  | 27466.2318 | 2182150.2578
7910 | 4194931.489 | 2985870.902 | 11234.6944 |  |  | 0 | 1197825.8926 | 330 | 3913773.7657 | 1756299.6052 | 2790.1345 |  |  | 27466.2318 | 2182150.2578
7911 | 4224783.563 | 3102203.5345 | 4004.4455 |  |  | 0 | 1118575.583 | 330 | 3913773.7657 | 1756299.6052 | 2790.1345 |  |  | 27466.2318 | 2182150.2578
7912 | 4559061.875 | 2442985.2834 | 0 |  |  | 0 | 2116076.5916 | 330 | 3913773.7657 | 1756299.6052 | 2790.1345 |  |  | 27466.2318 | 2182150.2578
7913 | 4960790.244 | 1279658.958 | 0 |  |  | 0 | 3681131.286 | 330 | 3913773.7657 | 1756299.6052 | 2790.1345 |  |  | 27466.2318 | 2182150.2578
7914 | 4813792.958 | 581663.1627 | 0 |  |  | 0 | 4232129.7953 | 330 | 3913773.7657 | 1756299.6052 | 2790.1345 |  |  | 27466.2318 | 2182150.2578
7915 | 4515527.792 | 581663.1627 | 0 |  |  | 0 | 3933864.6293 | 330 | 3913773.7657 | 1756299.6052 | 2790.1345 |  |  | 27466.2318 | 2182150.2578
7916 | 4235640.643 | 1085771.2371 | 0 |  |  | 0 | 3149869.4059 | 330 | 3913773.7657 | 1756299.6052 | 2790.1345 |  |  | 27466.2318 | 2182150.2578
7917 | 3943165.216 | 2055209.8416 | 0 |  |  | 0 | 1887955.3744 | 330 | 3913773.7657 | 1756299.6052 | 2790.1345 |  |  | 27466.2318 | 2182150.2578
7918 | 3660064.26 | 2869538.2694 | 0 |  |  | 0 | 790525.9906 | 330 | 3913773.7657 | 1756299.6052 | 2790.1345 |  |  | 27466.2318 | 2182150.2578
7919 | 3404266.496 | 3451201.4321 | 0 |  |  | 46934.9361 | 0 | 330 | 3913773.7657 | 1756299.6052 | 2790.1345 |  |  | 27466.2318 | 2182150.2578
7920 | 3265499.791 | 3877754.4181 | 0 |  |  | 612254.6271 | 0 | 330 | 3913773.7657 | 1756299.6052 | 2790.1345 |  |  | 27466.2318 | 2182150.2578
7921 | 3177422.74 | 4459417.5808 | 0 |  |  | 1281994.8408 | 0 | 331 | 4536856.9104 | 10726838.1591 | 11137.3641 |  |  | 6201118.6129 | 0
7922 | 3139938.302 | 5351301.097 | 0 |  |  | 2211362.795 | 0 | 331 | 4536856.9104 | 10726838.1591 | 11137.3641 |  |  | 6201118.6129 | 0
7923 | 3144232.5 | 6708515.1434 | 0 |  |  | 3564282.6434 | 0 | 331 | 4536856.9104 | 10726838.1591 | 11137.3641 |  |  | 6201118.6129 | 0
7924 | 3234151.468 | 7949396.5572 | 0 |  |  | 4715245.0892 | 0 | 331 | 4536856.9104 | 10726838.1591 | 11137.3641 |  |  | 6201118.6129 | 0
7925 | 3483092.29 | 8453504.6315 | 0 |  |  | 4970412.3415 | 0 | 331 | 4536856.9104 | 10726838.1591 | 11137.3641 |  |  | 6201118.6129 | 0
7926 | 4256280.54 | 8647392.3524 | 0 |  |  | 4391111.8124 | 0 | 331 | 4536856.9104 | 10726838.1591 | 11137.3641 |  |  | 6201118.6129 | 0
7927 | 4873826.959 | 8569837.2641 | 0 |  |  | 3696010.3051 | 0 | 331 | 4536856.9104 | 10726838.1591 | 11137.3641 |  |  | 6201118.6129 | 0
7928 | 5119746.51 | 8647392.3524 | 333.7038 |  |  | 3527979.5462 | 0 | 331 | 4536856.9104 | 10726838.1591 | 11137.3641 |  |  | 6201118.6129 | 0
7929 | 5256798.602 | 8569837.2641 | 15684.0784 |  |  | 3328722.7404 | 0 | 331 | 4536856.9104 | 10726838.1591 | 11137.3641 |  |  | 6201118.6129 | 0
7930 | 5382246.701 | 9073945.3384 | 40155.69 |  |  | 3731854.3274 | 0 | 331 | 4536856.9104 | 10726838.1591 | 11137.3641 |  |  | 6201118.6129 | 0
7931 | 5284785.576 | 10392381.8406 | 55283.5953 |  |  | 5162879.8599 | 0 | 331 | 4536856.9104 | 10726838.1591 | 11137.3641 |  |  | 6201118.6129 | 0
7932 | 5326807.269 | 11323042.9009 | 59176.8063 |  |  | 6055412.4382 | 0 | 331 | 4536856.9104 | 10726838.1591 | 11137.3641 |  |  | 6201118.6129 | 0
7933 | 5228884.775 | 12563924.3147 | 51612.8536 |  |  | 7386652.3933 | 0 | 331 | 4536856.9104 | 10726838.1591 | 11137.3641 |  |  | 6201118.6129 | 0
7934 | 5219913.54 | 13339475.1983 | 33704.0833 |  |  | 8153265.7416 | 0 | 331 | 4536856.9104 | 10726838.1591 | 11137.3641 |  |  | 6201118.6129 | 0
7935 | 5320429.857 | 13339475.1983 | 11345.929 |  |  | 8030391.2704 | 0 | 331 | 4536856.9104 | 10726838.1591 | 11137.3641 |  |  | 6201118.6129 | 0
7936 | 5461361.245 | 13339475.1983 | 0 |  |  | 7878113.9533 | 0 | 331 | 4536856.9104 | 10726838.1591 | 11137.3641 |  |  | 6201118.6129 | 0
7937 | 5648417.862 | 13339475.1983 | 0 |  |  | 7691057.3363 | 0 | 331 | 4536856.9104 | 10726838.1591 | 11137.3641 |  |  | 6201118.6129 | 0
7938 | 5422897.144 | 13339475.1983 | 0 |  |  | 7916578.0543 | 0 | 331 | 4536856.9104 | 10726838.1591 | 11137.3641 |  |  | 6201118.6129 | 0
7939 | 5158680.294 | 13339475.1983 | 0 |  |  | 8180794.9043 | 0 | 331 | 4536856.9104 | 10726838.1591 | 11137.3641 |  |  | 6201118.6129 | 0
7940 | 4675657.114 | 13339475.1983 | 0 |  |  | 8663818.0843 | 0 | 331 | 4536856.9104 | 10726838.1591 | 11137.3641 |  |  | 6201118.6129 | 0
7941 | 4274432.051 | 13339475.1983 | 0 |  |  | 9065043.1473 | 0 | 331 | 4536856.9104 | 10726838.1591 | 11137.3641 |  |  | 6201118.6129 | 0
7942 | 3890201.944 | 13339475.1983 | 0 |  |  | 9449273.2543 | 0 | 331 | 4536856.9104 | 10726838.1591 | 11137.3641 |  |  | 6201118.6129 | 0
7943 | 3552038.461 | 13339475.1983 | 0 |  |  | 9787436.7373 | 0 | 331 | 4536856.9104 | 10726838.1591 | 11137.3641 |  |  | 6201118.6129 | 0
7944 | 3352322.105 | 13339475.1983 | 0 |  |  | 9987153.0933 | 0 | 331 | 4536856.9104 | 10726838.1591 | 11137.3641 |  |  | 6201118.6129 | 0
7945 | 3264604.547 | 13339475.1983 | 0 |  |  | 10074870.6513 | 0 | 332 | 4567050.9923 | 8831585.6873 | 6725.0584 |  |  | 5304747.9829 | 1033488.2295
7946 | 3222954.397 | 13339475.1983 | 0 |  |  | 10116520.8013 | 0 | 332 | 4567050.9923 | 8831585.6873 | 6725.0584 |  |  | 5304747.9829 | 1033488.2295
7947 | 3237657.521 | 13339475.1983 | 0 |  |  | 10101817.6773 | 0 | 332 | 4567050.9923 | 8831585.6873 | 6725.0584 |  |  | 5304747.9829 | 1033488.2295
7948 | 3337273.429 | 13339475.1983 | 0 |  |  | 10002201.7693 | 0 | 332 | 4567050.9923 | 8831585.6873 | 6725.0584 |  |  | 5304747.9829 | 1033488.2295
7949 | 3726957.301 | 13339475.1983 | 0 |  |  | 9612517.8973 | 0 | 332 | 4567050.9923 | 8831585.6873 | 6725.0584 |  |  | 5304747.9829 | 1033488.2295
7950 | 4492896.157 | 13339475.1983 | 0 |  |  | 8846579.0413 | 0 | 332 | 4567050.9923 | 8831585.6873 | 6725.0584 |  |  | 5304747.9829 | 1033488.2295
7951 | 5213533.475 | 13339475.1983 | 0 |  |  | 8125941.7233 | 0 | 332 | 4567050.9923 | 8831585.6873 | 6725.0584 |  |  | 5304747.9829 | 1033488.2295
7952 | 5259648.745 | 13339475.1983 | 0 |  |  | 8079826.4533 | 0 | 332 | 4567050.9923 | 8831585.6873 | 6725.0584 |  |  | 5304747.9829 | 1033488.2295
7953 | 5302296.243 | 13339475.1983 | 5339.2607 |  |  | 8042518.2161 | 0 | 332 | 4567050.9923 | 8831585.6873 | 6725.0584 |  |  | 5304747.9829 | 1033488.2295
7954 | 5365231.086 | 13339475.1983 | 15572.8438 |  |  | 7989816.9561 | 0 | 332 | 4567050.9923 | 8831585.6873 | 6725.0584 |  |  | 5304747.9829 | 1033488.2295
7955 | 5381977.395 | 13339475.1983 | 29143.4647 |  |  | 7986641.2681 | 0 | 332 | 4567050.9923 | 8831585.6873 | 6725.0584 |  |  | 5304747.9829 | 1033488.2295
7956 | 5247537.103 | 13339475.1983 | 43826.4317 |  |  | 8135764.5271 | 0 | 332 | 4567050.9923 | 8831585.6873 | 6725.0584 |  |  | 5304747.9829 | 1033488.2295
7957 | 5141800.587 | 13339475.1983 | 37930.998 |  |  | 8235605.6093 | 0 | 332 | 4567050.9923 | 8831585.6873 | 6725.0584 |  |  | 5304747.9829 | 1033488.2295
7958 | 5077270.577 | 13339475.1983 | 23248.031 |  |  | 8285452.6524 | 0 | 332 | 4567050.9923 | 8831585.6873 | 6725.0584 |  |  | 5304747.9829 | 1033488.2295
7959 | 5014633.922 | 8686169.8966 | 6340.3721 |  |  | 3677876.3467 | 0 | 332 | 4567050.9923 | 8831585.6873 | 6725.0584 |  |  | 5304747.9829 | 1033488.2295
7960 | 5253386.612 | 4226752.3158 | 0 |  |  | 0 | 1026634.2962 | 332 | 4567050.9923 | 8831585.6873 | 6725.0584 |  |  | 5304747.9829 | 1033488.2295
7961 | 5602362.805 | 1977654.7532 | 0 |  |  | 0 | 3624708.0518 | 332 | 4567050.9923 | 8831585.6873 | 6725.0584 |  |  | 5304747.9829 | 1033488.2295
7962 | 5361048.544 | 1240881.4138 | 0 |  |  | 0 | 4120167.1302 | 332 | 4567050.9923 | 8831585.6873 | 6725.0584 |  |  | 5304747.9829 | 1033488.2295
7963 | 5038737.695 | 1163326.3254 | 0 |  |  | 0 | 3875411.3696 | 332 | 4567050.9923 | 8831585.6873 | 6725.0584 |  |  | 5304747.9829 | 1033488.2295
7964 | 4705100.481 | 1434769.1347 | 0 |  |  | 0 | 3270331.3463 | 332 | 4567050.9923 | 8831585.6873 | 6725.0584 |  |  | 5304747.9829 | 1033488.2295
7965 | 4366640.454 | 1977654.7532 | 0 |  |  | 0 | 2388985.7008 | 332 | 4567050.9923 | 8831585.6873 | 6725.0584 |  |  | 5304747.9829 | 1033488.2295
7966 | 3989006.583 | 1822544.5765 | 0 |  |  | 0 | 2166462.0065 | 332 | 4567050.9923 | 8831585.6873 | 6725.0584 |  |  | 5304747.9829 | 1033488.2295
7967 | 3643511.912 | 1473546.6789 | 0 |  |  | 0 | 2169965.2331 | 332 | 4567050.9923 | 8831585.6873 | 6725.0584 |  |  | 5304747.9829 | 1033488.2295
7968 | 3363156.243 | 1202103.8696 | 0 |  |  | 0 | 2161052.3734 | 332 | 4567050.9923 | 8831585.6873 | 6725.0584 |  |  | 5304747.9829 | 1033488.2295
7969 | 3234023.942 | 1046993.6929 | 0 |  |  | 0 | 2187030.2491 | 333 | 4545034.0119 | 788476.7317 | 4440.1144 |  |  | 0 | 3752117.1659
7970 | 3192106.751 | 1202103.8696 | 0 |  |  | 0 | 1990002.8814 | 333 | 4545034.0119 | 788476.7317 | 4440.1144 |  |  | 0 | 3752117.1659
7971 | 3214140.104 | 1512324.2231 | 0 |  |  | 0 | 1701815.8809 | 333 | 4545034.0119 | 788476.7317 | 4440.1144 |  |  | 0 | 3752117.1659
7972 | 3343970.554 | 1551101.7672 | 0 |  |  | 0 | 1792868.7868 | 333 | 4545034.0119 | 788476.7317 | 4440.1144 |  |  | 0 | 3752117.1659
7973 | 3634118.28 | 1395991.5905 | 0 |  |  | 0 | 2238126.6895 | 333 | 4545034.0119 | 788476.7317 | 4440.1144 |  |  | 0 | 3752117.1659
7974 | 4359004.376 | 1240881.4138 | 0 |  |  | 0 | 3118122.9622 | 333 | 4545034.0119 | 788476.7317 | 4440.1144 |  |  | 0 | 3752117.1659
7975 | 5062492.178 | 1395991.5905 | 0 |  |  | 0 | 3666500.5875 | 333 | 4545034.0119 | 788476.7317 | 4440.1144 |  |  | 0 | 3752117.1659
7976 | 5244566.257 | 2016432.2974 | 0 |  |  | 0 | 3228133.9596 | 333 | 4545034.0119 | 788476.7317 | 4440.1144 |  |  | 0 | 3752117.1659
7977 | 5232149.626 | 2753205.6369 | 4894.3223 |  |  | 0 | 2474049.6668 | 333 | 4545034.0119 | 788476.7317 | 4440.1144 |  |  | 0 | 3752117.1659
7978 | 5273787.148 | 2442985.2834 | 12569.5096 |  |  | 0 | 2818232.355 | 333 | 4545034.0119 | 788476.7317 | 4440.1144 |  |  | 0 | 3752117.1659
7979 | 5212579.323 | 1512324.2231 | 15016.6708 |  |  | 0 | 3685238.4292 | 333 | 4545034.0119 | 788476.7317 | 4440.1144 |  |  | 0 | 3752117.1659
7980 | 5123153.428 | 504108.0744 | 17241.3627 |  |  | 0 | 4601803.9909 | 333 | 4545034.0119 | 788476.7317 | 4440.1144 |  |  | 0 | 3752117.1659
7981 | 5147438.74 | 38777.5442 | 22914.3272 |  |  | 0 | 5085746.8686 | 333 | 4545034.0119 | 788476.7317 | 4440.1144 |  |  | 0 | 3752117.1659
7982 | 5086272.208 | 0 | 25027.7846 |  |  | 0 | 5061244.4234 | 333 | 4545034.0119 | 788476.7317 | 4440.1144 |  |  | 0 | 3752117.1659
7983 | 5007258.63 | 0 | 8898.7679 |  |  | 0 | 4998359.8621 | 333 | 4545034.0119 | 788476.7317 | 4440.1144 |  |  | 0 | 3752117.1659
7984 | 5270932.542 | 38777.5442 | 0 |  |  | 0 | 5232154.9978 | 333 | 4545034.0119 | 788476.7317 | 4440.1144 |  |  | 0 | 3752117.1659
7985 | 5580559.118 | 38777.5442 | 0 |  |  | 0 | 5541781.5738 | 333 | 4545034.0119 | 788476.7317 | 4440.1144 |  |  | 0 | 3752117.1659
7986 | 5381398.45 | 38777.5442 | 0 |  |  | 0 | 5342620.9058 | 333 | 4545034.0119 | 788476.7317 | 4440.1144 |  |  | 0 | 3752117.1659
7987 | 5071159.389 | 0 | 0 |  |  | 0 | 5071159.389 | 333 | 4545034.0119 | 788476.7317 | 4440.1144 |  |  | 0 | 3752117.1659
7988 | 4741312.87 | 0 | 0 |  |  | 0 | 4741312.87 | 333 | 4545034.0119 | 788476.7317 | 4440.1144 |  |  | 0 | 3752117.1659
7989 | 4430314.16 | 0 | 0 |  |  | 0 | 4430314.16 | 333 | 4545034.0119 | 788476.7317 | 4440.1144 |  |  | 0 | 3752117.1659
7990 | 4059581.49 | 0 | 0 |  |  | 0 | 4059581.49 | 333 | 4545034.0119 | 788476.7317 | 4440.1144 |  |  | 0 | 3752117.1659
7991 | 3702025.293 | 38777.5442 | 0 |  |  | 0 | 3663247.7488 | 333 | 4545034.0119 | 788476.7317 | 4440.1144 |  |  | 0 | 3752117.1659
7992 | 3476471.429 | 155110.1767 | 0 |  |  | 0 | 3321361.2523 | 333 | 4545034.0119 | 788476.7317 | 4440.1144 |  |  | 0 | 3752117.1659
7993 | 3357045.168 | 387775.4418 | 0 |  |  | 0 | 2969269.7262 | 334 | 4612342.5245 | 7640791.9347 | 4917.4962 |  |  | 3793652.1848 | 760285.2784
7994 | 3317686.237 | 659218.2511 | 0 |  |  | 0 | 2658467.9859 | 334 | 4612342.5245 | 7640791.9347 | 4917.4962 |  |  | 3793652.1848 | 760285.2784
7995 | 3333847.114 | 1202103.8696 | 0 |  |  | 0 | 2131743.2444 | 334 | 4612342.5245 | 7640791.9347 | 4917.4962 |  |  | 3793652.1848 | 760285.2784
7996 | 3432784.758 | 1744989.4882 | 0 |  |  | 0 | 1687795.2698 | 334 | 4612342.5245 | 7640791.9347 | 4917.4962 |  |  | 3793652.1848 | 760285.2784
7997 | 3718361.11 | 2404207.7392 | 0 |  |  | 0 | 1314153.3708 | 334 | 4612342.5245 | 7640791.9347 | 4917.4962 |  |  | 3793652.1848 | 760285.2784
7998 | 4439227.286 | 3412423.8879 | 0 |  |  | 0 | 1026803.3981 | 334 | 4612342.5245 | 7640791.9347 | 4917.4962 |  |  | 3793652.1848 | 760285.2784
7999 | 5146700.432 | 4459417.5808 | 0 |  |  | 0 | 687282.8512 | 334 | 4612342.5245 | 7640791.9347 | 4917.4962 |  |  | 3793652.1848 | 760285.2784
8000 | 5321341.969 | 5041080.7436 | 0 |  |  | 0 | 280261.2254 | 334 | 4612342.5245 | 7640791.9347 | 4917.4962 |  |  | 3793652.1848 | 760285.2784
8001 | 5315344.023 | 4381862.4925 | 7675.1873 |  |  | 0 | 925806.3432 | 334 | 4612342.5245 | 7640791.9347 | 4917.4962 |  |  | 3793652.1848 | 760285.2784
8002 | 5384335.334 | 2869538.2694 | 18353.7087 |  |  | 0 | 2496443.3559 | 334 | 4612342.5245 | 7640791.9347 | 4917.4962 |  |  | 3793652.1848 | 760285.2784
8003 | 5329896.479 | 3373646.3438 | 28364.8226 |  |  | 0 | 1927885.3127 | 334 | 4612342.5245 | 7640791.9347 | 4917.4962 |  |  | 3793652.1848 | 760285.2784
8004 | 5211381.276 | 5041080.7436 | 29365.9339 |  |  | 0 | 140934.5985 | 334 | 4612342.5245 | 7640791.9347 | 4917.4962 |  |  | 3793652.1848 | 760285.2784
8005 | 5166272.134 | 7135068.1293 | 20912.1045 |  |  | 1989708.0998 | 0 | 334 | 4612342.5245 | 7640791.9347 | 4917.4962 |  |  | 3793652.1848 | 760285.2784
8006 | 5107018.394 | 9771941.1337 | 10900.9906 |  |  | 4675823.7303 | 0 | 334 | 4612342.5245 | 7640791.9347 | 4917.4962 |  |  | 3793652.1848 | 760285.2784
8007 | 5034430.734 | 13145587.4774 | 2447.1612 |  |  | 8113603.9046 | 0 | 334 | 4612342.5245 | 7640791.9347 | 4917.4962 |  |  | 3793652.1848 | 760285.2784
8008 | 5289913.808 | 13339475.1983 | 0 |  |  | 8049561.3903 | 0 | 334 | 4612342.5245 | 7640791.9347 | 4917.4962 |  |  | 3793652.1848 | 760285.2784
8009 | 5572056.626 | 13339475.1983 | 0 |  |  | 7767418.5723 | 0 | 334 | 4612342.5245 | 7640791.9347 | 4917.4962 |  |  | 3793652.1848 | 760285.2784
8010 | 5369561.597 | 13339475.1983 | 0 |  |  | 7969913.6013 | 0 | 334 | 4612342.5245 | 7640791.9347 | 4917.4962 |  |  | 3793652.1848 | 760285.2784
8011 | 5068862.575 | 13339475.1983 | 0 |  |  | 8270612.6233 | 0 | 334 | 4612342.5245 | 7640791.9347 | 4917.4962 |  |  | 3793652.1848 | 760285.2784
8012 | 4745666.181 | 13339475.1983 | 0 |  |  | 8593809.0173 | 0 | 334 | 4612342.5245 | 7640791.9347 | 4917.4962 |  |  | 3793652.1848 | 760285.2784
8013 | 4427939.458 | 13339475.1983 | 0 |  |  | 8911535.7403 | 0 | 334 | 4612342.5245 | 7640791.9347 | 4917.4962 |  |  | 3793652.1848 | 760285.2784
8014 | 4057551.654 | 13029254.8449 | 0 |  |  | 8971703.1909 | 0 | 334 | 4612342.5245 | 7640791.9347 | 4917.4962 |  |  | 3793652.1848 | 760285.2784
8015 | 3715485.922 | 12370036.5938 | 0 |  |  | 8654550.6718 | 0 | 334 | 4612342.5245 | 7640791.9347 | 4917.4962 |  |  | 3793652.1848 | 760285.2784
8016 | 3833510.319 | 12912922.2124 | 0 |  |  | 9079411.8934 | 0 | 334 | 4612342.5245 | 7640791.9347 | 4917.4962 |  |  | 3793652.1848 | 760285.2784
8017 | 3331210.18 | 13339475.1983 | 0 |  |  | 10008265.0183 | 0 | 335 | 4419770.747 | 13106809.9333 | 12449.0055 |  |  | 8699488.1917 | 0
8018 | 3264627.047 | 13339475.1983 | 0 |  |  | 10074848.1513 | 0 | 335 | 4419770.747 | 13106809.9333 | 12449.0055 |  |  | 8699488.1917 | 0
8019 | 3272761.158 | 13339475.1983 | 0 |  |  | 10066714.0403 | 0 | 335 | 4419770.747 | 13106809.9333 | 12449.0055 |  |  | 8699488.1917 | 0
8020 | 3372649.763 | 13339475.1983 | 0 |  |  | 9966825.4353 | 0 | 335 | 4419770.747 | 13106809.9333 | 12449.0055 |  |  | 8699488.1917 | 0
8021 | 3650677.219 | 13339475.1983 | 0 |  |  | 9688797.9793 | 0 | 335 | 4419770.747 | 13106809.9333 | 12449.0055 |  |  | 8699488.1917 | 0
8022 | 4342763.135 | 13339475.1983 | 0 |  |  | 8996712.0633 | 0 | 335 | 4419770.747 | 13106809.9333 | 12449.0055 |  |  | 8699488.1917 | 0
8023 | 5028599.05 | 13339475.1983 | 0 |  |  | 8310876.1483 | 0 | 335 | 4419770.747 | 13106809.9333 | 12449.0055 |  |  | 8699488.1917 | 0
8024 | 5226680.74 | 13339475.1983 | 0 |  |  | 8112794.4583 | 0 | 335 | 4419770.747 | 13106809.9333 | 12449.0055 |  |  | 8699488.1917 | 0
8025 | 5193848.271 | 12292481.5055 | 19021.1163 |  |  | 7117654.3508 | 0 | 335 | 4419770.747 | 13106809.9333 | 12449.0055 |  |  | 8699488.1917 | 0
8026 | 5267298.796 | 10120939.0313 | 45494.9507 |  |  | 4899135.186 | 0 | 335 | 4419770.747 | 13106809.9333 | 12449.0055 |  |  | 8699488.1917 | 0
8027 | 5194461.372 | 12021038.6962 | 60845.3252 |  |  | 6887422.6494 | 0 | 335 | 4419770.747 | 13106809.9333 | 12449.0055 |  |  | 8699488.1917 | 0
8028 | 5011158.742 | 13339475.1983 | 64738.5362 |  |  | 8393054.9925 | 0 | 335 | 4419770.747 | 13106809.9333 | 12449.0055 |  |  | 8699488.1917 | 0
8029 | 4903918.652 | 13339475.1983 | 57953.2257 |  |  | 8493509.772 | 0 | 335 | 4419770.747 | 13106809.9333 | 12449.0055 |  |  | 8699488.1917 | 0
8030 | 4782505.704 | 13339475.1983 | 39154.5786 |  |  | 8596124.0729 | 0 | 335 | 4419770.747 | 13106809.9333 | 12449.0055 |  |  | 8699488.1917 | 0
8031 | 4749588.472 | 13339475.1983 | 11568.3982 |  |  | 8601455.1246 | 0 | 335 | 4419770.747 | 13106809.9333 | 12449.0055 |  |  | 8699488.1917 | 0
8032 | 5006649.076 | 13339475.1983 | 0 |  |  | 8332826.1223 | 0 | 335 | 4419770.747 | 13106809.9333 | 12449.0055 |  |  | 8699488.1917 | 0
8033 | 5223725.587 | 13339475.1983 | 0 |  |  | 8115749.6113 | 0 | 335 | 4419770.747 | 13106809.9333 | 12449.0055 |  |  | 8699488.1917 | 0
8034 | 5036383.333 | 13339475.1983 | 0 |  |  | 8303091.8653 | 0 | 335 | 4419770.747 | 13106809.9333 | 12449.0055 |  |  | 8699488.1917 | 0
8035 | 4721399.605 | 13339475.1983 | 0 |  |  | 8618075.5933 | 0 | 335 | 4419770.747 | 13106809.9333 | 12449.0055 |  |  | 8699488.1917 | 0
8036 | 4413201.023 | 13339475.1983 | 0 |  |  | 8926274.1753 | 0 | 335 | 4419770.747 | 13106809.9333 | 12449.0055 |  |  | 8699488.1917 | 0
8037 | 4169689.114 | 13339475.1983 | 0 |  |  | 9169786.0843 | 0 | 335 | 4419770.747 | 13106809.9333 | 12449.0055 |  |  | 8699488.1917 | 0
8038 | 3883438.077 | 13339475.1983 | 0 |  |  | 9456037.1213 | 0 | 335 | 4419770.747 | 13106809.9333 | 12449.0055 |  |  | 8699488.1917 | 0
8039 | 3613727.889 | 13339475.1983 | 0 |  |  | 9725747.3093 | 0 | 335 | 4419770.747 | 13106809.9333 | 12449.0055 |  |  | 8699488.1917 | 0
8040 | 3413535.923 | 13339475.1983 | 0 |  |  | 9925939.2753 | 0 | 335 | 4419770.747 | 13106809.9333 | 12449.0055 |  |  | 8699488.1917 | 0
8041 | 3268830.472 | 13339475.1983 | 0 |  |  | 10070644.7263 | 0 | 336 | 3925128.9645 | 9592594.9918 | 11985.528 |  |  | 5682005.2459 | 2553.6905
8042 | 3186910.054 | 13339475.1983 | 0 |  |  | 10152565.1443 | 0 | 336 | 3925128.9645 | 9592594.9918 | 11985.528 |  |  | 5682005.2459 | 2553.6905
8043 | 3154335.668 | 13339475.1983 | 0 |  |  | 10185139.5303 | 0 | 336 | 3925128.9645 | 9592594.9918 | 11985.528 |  |  | 5682005.2459 | 2553.6905
8044 | 3190661.775 | 13339475.1983 | 0 |  |  | 10148813.4233 | 0 | 336 | 3925128.9645 | 9592594.9918 | 11985.528 |  |  | 5682005.2459 | 2553.6905
8045 | 3275969.763 | 13339475.1983 | 0 |  |  | 10063505.4353 | 0 | 336 | 3925128.9645 | 9592594.9918 | 11985.528 |  |  | 5682005.2459 | 2553.6905
8046 | 3505913.747 | 13339475.1983 | 0 |  |  | 9833561.4513 | 0 | 336 | 3925128.9645 | 9592594.9918 | 11985.528 |  |  | 5682005.2459 | 2553.6905
8047 | 3845690.76 | 13339475.1983 | 0 |  |  | 9493784.4383 | 0 | 336 | 3925128.9645 | 9592594.9918 | 11985.528 |  |  | 5682005.2459 | 2553.6905
8048 | 4124369.651 | 13339475.1983 | 0 |  |  | 9215105.5473 | 0 | 336 | 3925128.9645 | 9592594.9918 | 11985.528 |  |  | 5682005.2459 | 2553.6905
8049 | 4273241.514 | 13339475.1983 | 16685.1897 |  |  | 9082918.8741 | 0 | 336 | 3925128.9645 | 9592594.9918 | 11985.528 |  |  | 5682005.2459 | 2553.6905
8050 | 4372219.406 | 12680256.9473 | 43270.2587 |  |  | 8351307.8 | 0 | 336 | 3925128.9645 | 9592594.9918 | 11985.528 |  |  | 5682005.2459 | 2553.6905
8051 | 4345980.126 | 11788373.4311 | 59399.2755 |  |  | 7501792.5806 | 0 | 336 | 3925128.9645 | 9592594.9918 | 11985.528 |  |  | 5682005.2459 | 2553.6905
8052 | 4238936.479 | 8724947.4408 | 64071.1286 |  |  | 4550082.0904 | 0 | 336 | 3925128.9645 | 9592594.9918 | 11985.528 |  |  | 5682005.2459 | 2553.6905
8053 | 4171977.632 | 6281962.1574 | 57063.3489 |  |  | 2167047.8743 | 0 | 336 | 3925128.9645 | 9592594.9918 | 11985.528 |  |  | 5682005.2459 | 2553.6905
8054 | 4174938.489 | 4924748.111 | 37708.5288 |  |  | 787518.1508 | 0 | 336 | 3925128.9645 | 9592594.9918 | 11985.528 |  |  | 5682005.2459 | 2553.6905
8055 | 4225110.285 | 4226752.3158 | 9454.9409 |  |  | 11096.9716 | 0 | 336 | 3925128.9645 | 9592594.9918 | 11985.528 |  |  | 5682005.2459 | 2553.6905
8056 | 4551375.44 | 4808415.4785 | 0 |  |  | 257040.0385 | 0 | 336 | 3925128.9645 | 9592594.9918 | 11985.528 |  |  | 5682005.2459 | 2553.6905
8057 | 4830926.507 | 4769637.9343 | 0 |  |  | 0 | 61288.5727 | 336 | 3925128.9645 | 9592594.9918 | 11985.528 |  |  | 5682005.2459 | 2553.6905
8058 | 4678668.437 | 6088074.4365 | 0 |  |  | 1409405.9995 | 0 | 336 | 3925128.9645 | 9592594.9918 | 11985.528 |  |  | 5682005.2459 | 2553.6905
8059 | 4383504.871 | 7522843.5712 | 0 |  |  | 3139338.7002 | 0 | 336 | 3925128.9645 | 9592594.9918 | 11985.528 |  |  | 5682005.2459 | 2553.6905
8060 | 4122570.13 | 8492282.1757 | 0 |  |  | 4369712.0457 | 0 | 336 | 3925128.9645 | 9592594.9918 | 11985.528 |  |  | 5682005.2459 | 2553.6905
8061 | 3921480.907 | 8841280.0733 | 0 |  |  | 4919799.1663 | 0 | 336 | 3925128.9645 | 9592594.9918 | 11985.528 |  |  | 5682005.2459 | 2553.6905
8062 | 3664246.692 | 8492282.1757 | 0 |  |  | 4828035.4837 | 0 | 336 | 3925128.9645 | 9592594.9918 | 11985.528 |  |  | 5682005.2459 | 2553.6905
8063 | 3457262.176 | 7212623.2177 | 0 |  |  | 3755361.0417 | 0 | 336 | 3925128.9645 | 9592594.9918 | 11985.528 |  |  | 5682005.2459 | 2553.6905
8064 | 3237974.166 | 5312523.5528 | 0 |  |  | 2074549.3868 | 0 | 336 | 3925128.9645 | 9592594.9918 | 11985.528 |  |  | 5682005.2459 | 2553.6905
8065 | 3240097.56 | 3877754.4181 | 0 |  |  | 637656.8581 | 0 | 337 | 3941193.2421 | 1733679.3711 | 4342.7841 |  |  | 55392.2444 | 2258563.3312
8066 | 3234177.403 | 3296091.2554 | 0 |  |  | 61913.8524 | 0 | 337 | 3941193.2421 | 1733679.3711 | 4342.7841 |  |  | 55392.2444 | 2258563.3312
8067 | 3075942.585 | 3334868.7996 | 0 |  |  | 258926.2146 | 0 | 337 | 3941193.2421 | 1733679.3711 | 4342.7841 |  |  | 55392.2444 | 2258563.3312
8068 | 3104495.085 | 3373646.3438 | 0 |  |  | 269151.2588 | 0 | 337 | 3941193.2421 | 1733679.3711 | 4342.7841 |  |  | 55392.2444 | 2258563.3312
8069 | 3116770.486 | 3218536.167 | 0 |  |  | 101765.681 | 0 | 337 | 3941193.2421 | 1733679.3711 | 4342.7841 |  |  | 55392.2444 | 2258563.3312
8070 | 3492010.698 | 2636873.0043 | 0 |  |  | 0 | 855137.6937 | 337 | 3941193.2421 | 1733679.3711 | 4342.7841 |  |  | 55392.2444 | 2258563.3312
8071 | 3677496.163 | 2055209.8416 | 0 |  |  | 0 | 1622286.3214 | 337 | 3941193.2421 | 1733679.3711 | 4342.7841 |  |  | 55392.2444 | 2258563.3312
8072 | 3980605.712 | 1589879.3114 | 0 |  |  | 0 | 2390726.4006 | 337 | 3941193.2421 | 1733679.3711 | 4342.7841 |  |  | 55392.2444 | 2258563.3312
8073 | 4148483.915 | 1046993.6929 | 4783.0877 |  |  | 0 | 3096707.1344 | 337 | 3941193.2421 | 1733679.3711 | 4342.7841 |  |  | 55392.2444 | 2258563.3312
8074 | 4255675.69 | 465330.5302 | 14460.4978 |  |  | 0 | 3775884.6621 | 337 | 3941193.2421 | 1733679.3711 | 4342.7841 |  |  | 55392.2444 | 2258563.3312
8075 | 4259161.714 | 77555.0884 | 20912.1045 |  |  | 0 | 4160694.5212 | 337 | 3941193.2421 | 1733679.3711 | 4342.7841 |  |  | 55392.2444 | 2258563.3312
8076 | 4194596.956 | 0 | 24805.3154 |  |  | 0 | 4169791.6406 | 337 | 3941193.2421 | 1733679.3711 | 4342.7841 |  |  | 55392.2444 | 2258563.3312
8077 | 4205912.106 | 38777.5442 | 21134.5737 |  |  | 0 | 4145999.9882 | 337 | 3941193.2421 | 1733679.3711 | 4342.7841 |  |  | 55392.2444 | 2258563.3312
8078 | 4302467.022 | 77555.0884 | 14238.0286 |  |  | 0 | 4210673.9051 | 337 | 3941193.2421 | 1733679.3711 | 4342.7841 |  |  | 55392.2444 | 2258563.3312
8079 | 4178464.586 | 193887.7209 | 3893.2109 |  |  | 0 | 3980683.6542 | 337 | 3941193.2421 | 1733679.3711 | 4342.7841 |  |  | 55392.2444 | 2258563.3312
8080 | 4512614.678 | 387775.4418 | 0 |  |  | 0 | 4124839.2362 | 337 | 3941193.2421 | 1733679.3711 | 4342.7841 |  |  | 55392.2444 | 2258563.3312
8081 | 4897940.261 | 891883.5162 | 0 |  |  | 0 | 4006056.7448 | 337 | 3941193.2421 | 1733679.3711 | 4342.7841 |  |  | 55392.2444 | 2258563.3312
8082 | 4823959.921 | 1744989.4882 | 0 |  |  | 0 | 3078970.4328 | 337 | 3941193.2421 | 1733679.3711 | 4342.7841 |  |  | 55392.2444 | 2258563.3312
8083 | 4564466.599 | 2326652.6509 | 0 |  |  | 0 | 2237813.9481 | 337 | 3941193.2421 | 1733679.3711 | 4342.7841 |  |  | 55392.2444 | 2258563.3312
8084 | 4316557.435 | 2442985.2834 | 0 |  |  | 0 | 1873572.1516 | 337 | 3941193.2421 | 1733679.3711 | 4342.7841 |  |  | 55392.2444 | 2258563.3312
8085 | 4061485.005 | 2249097.5625 | 0 |  |  | 0 | 1812387.4425 | 337 | 3941193.2421 | 1733679.3711 | 4342.7841 |  |  | 55392.2444 | 2258563.3312
8086 | 3882104.488 | 2210320.0183 | 0 |  |  | 0 | 1671784.4697 | 337 | 3941193.2421 | 1733679.3711 | 4342.7841 |  |  | 55392.2444 | 2258563.3312
8087 | 3699381.785 | 2171542.4741 | 0 |  |  | 0 | 1527839.3109 | 337 | 3941193.2421 | 1733679.3711 | 4342.7841 |  |  | 55392.2444 | 2258563.3312
8088 | 3363769.957 | 1900099.6649 | 0 |  |  | 0 | 1463670.2921 | 337 | 3941193.2421 | 1733679.3711 | 4342.7841 |  |  | 55392.2444 | 2258563.3312
8089 | 3303104.836 | 1434769.1347 | 0 |  |  | 0 | 1868335.7013 | 338 | 4583417.0152 | 2609405.5772 | 2683.5347 |  |  | 236471.9618 | 2207799.8651
8090 | 3265595.998 | 891883.5162 | 0 |  |  | 0 | 2373712.4818 | 338 | 4583417.0152 | 2609405.5772 | 2683.5347 |  |  | 236471.9618 | 2207799.8651
8091 | 3294710.838 | 465330.5302 | 0 |  |  | 0 | 2829380.3078 | 338 | 4583417.0152 | 2609405.5772 | 2683.5347 |  |  | 236471.9618 | 2207799.8651
8092 | 3390878.412 | 193887.7209 | 0 |  |  | 0 | 3196990.6911 | 338 | 4583417.0152 | 2609405.5772 | 2683.5347 |  |  | 236471.9618 | 2207799.8651
8093 | 3580711.811 | 77555.0884 | 0 |  |  | 0 | 3503156.7226 | 338 | 4583417.0152 | 2609405.5772 | 2683.5347 |  |  | 236471.9618 | 2207799.8651
8094 | 4259724.443 | 38777.5442 | 0 |  |  | 0 | 4220946.8988 | 338 | 4583417.0152 | 2609405.5772 | 2683.5347 |  |  | 236471.9618 | 2207799.8651
8095 | 5107621.165 | 0 | 0 |  |  | 0 | 5107621.165 | 338 | 4583417.0152 | 2609405.5772 | 2683.5347 |  |  | 236471.9618 | 2207799.8651
8096 | 5308806.752 | 0 | 0 |  |  | 0 | 5308806.752 | 338 | 4583417.0152 | 2609405.5772 | 2683.5347 |  |  | 236471.9618 | 2207799.8651
8097 | 5355756.597 | 0 | 3114.5688 |  |  | 0 | 5352642.0282 | 338 | 4583417.0152 | 2609405.5772 | 2683.5347 |  |  | 236471.9618 | 2207799.8651
8098 | 5259180.58 | 38777.5442 | 9121.2371 |  |  | 0 | 5211281.7988 | 338 | 4583417.0152 | 2609405.5772 | 2683.5347 |  |  | 236471.9618 | 2207799.8651
8099 | 5266519.836 | 814328.4278 | 14460.4978 |  |  | 0 | 4437730.9104 | 338 | 4583417.0152 | 2609405.5772 | 2683.5347 |  |  | 236471.9618 | 2207799.8651
8100 | 5191590.869 | 2714428.0927 | 16573.9551 |  |  | 0 | 2460588.8212 | 338 | 4583417.0152 | 2609405.5772 | 2683.5347 |  |  | 236471.9618 | 2207799.8651
8101 | 5170016.93 | 4692082.8459 | 13125.6826 |  |  | 0 | 464808.4015 | 338 | 4583417.0152 | 2609405.5772 | 2683.5347 |  |  | 236471.9618 | 2207799.8651
8102 | 5151050.548 | 6320739.7015 | 7007.7797 |  |  | 1176696.9332 | 0 | 338 | 4583417.0152 | 2609405.5772 | 2683.5347 |  |  | 236471.9618 | 2207799.8651
8103 | 5002258.1 | 7522843.5712 | 1001.1114 |  |  | 2521586.5825 | 0 | 338 | 4583417.0152 | 2609405.5772 | 2683.5347 |  |  | 236471.9618 | 2207799.8651
8104 | 5274357.194 | 7251400.7619 | 0 |  |  | 1977043.5679 | 0 | 338 | 4583417.0152 | 2609405.5772 | 2683.5347 |  |  | 236471.9618 | 2207799.8651
8105 | 5589263.294 | 5467633.7296 | 0 |  |  | 0 | 121629.5644 | 338 | 4583417.0152 | 2609405.5772 | 2683.5347 |  |  | 236471.9618 | 2207799.8651
8106 | 5366015.867 | 5157413.3761 | 0 |  |  | 0 | 208602.4909 | 338 | 4583417.0152 | 2609405.5772 | 2683.5347 |  |  | 236471.9618 | 2207799.8651
8107 | 5051493.325 | 5002303.1994 | 0 |  |  | 0 | 49190.1256 | 338 | 4583417.0152 | 2609405.5772 | 2683.5347 |  |  | 236471.9618 | 2207799.8651
8108 | 4723459.37 | 4304307.4041 | 0 |  |  | 0 | 419151.9659 | 338 | 4583417.0152 | 2609405.5772 | 2683.5347 |  |  | 236471.9618 | 2207799.8651
8109 | 4485617.534 | 3218536.167 | 0 |  |  | 0 | 1267081.367 | 338 | 4583417.0152 | 2609405.5772 | 2683.5347 |  |  | 236471.9618 | 2207799.8651
8110 | 4088138.573 | 2520540.3718 | 0 |  |  | 0 | 1567598.2012 | 338 | 4583417.0152 | 2609405.5772 | 2683.5347 |  |  | 236471.9618 | 2207799.8651
8111 | 3855489.726 | 2249097.5625 | 0 |  |  | 0 | 1606392.1635 | 338 | 4583417.0152 | 2609405.5772 | 2683.5347 |  |  | 236471.9618 | 2207799.8651
8112 | 3660645.766 | 2249097.5625 | 0 |  |  | 0 | 1411548.2035 | 338 | 4583417.0152 | 2609405.5772 | 2683.5347 |  |  | 236471.9618 | 2207799.8651
8113 | 3390001.602 | 2249097.5625 | 0 |  |  | 0 | 1140904.0395 | 339 | 4646436.3879 | 1893636.7409 | 672.0424 |  |  | 181804.2316 | 2933931.8363
8114 | 3338049.442 | 2249097.5625 | 0 |  |  | 0 | 1088951.8795 | 339 | 4646436.3879 | 1893636.7409 | 672.0424 |  |  | 181804.2316 | 2933931.8363
8115 | 3455889.116 | 2171542.4741 | 0 |  |  | 0 | 1284346.6419 | 339 | 4646436.3879 | 1893636.7409 | 672.0424 |  |  | 181804.2316 | 2933931.8363
8116 | 3496094.347 | 2249097.5625 | 0 |  |  | 0 | 1246996.7845 | 339 | 4646436.3879 | 1893636.7409 | 672.0424 |  |  | 181804.2316 | 2933931.8363
8117 | 3786726.569 | 2171542.4741 | 0 |  |  | 0 | 1615184.0949 | 339 | 4646436.3879 | 1893636.7409 | 672.0424 |  |  | 181804.2316 | 2933931.8363
8118 | 4424736.787 | 1783767.0323 | 0 |  |  | 0 | 2640969.7547 | 339 | 4646436.3879 | 1893636.7409 | 672.0424 |  |  | 181804.2316 | 2933931.8363
8119 | 5091310.089 | 1357214.0463 | 0 |  |  | 0 | 3734096.0427 | 339 | 4646436.3879 | 1893636.7409 | 672.0424 |  |  | 181804.2316 | 2933931.8363
8120 | 5289262.032 | 930661.0603 | 0 |  |  | 0 | 4358600.9717 | 339 | 4646436.3879 | 1893636.7409 | 672.0424 |  |  | 181804.2316 | 2933931.8363
8121 | 5231726.202 | 504108.0744 | 111.2346 |  |  | 0 | 4727506.893 | 339 | 4646436.3879 | 1893636.7409 | 672.0424 |  |  | 181804.2316 | 2933931.8363
8122 | 5299459.037 | 155110.1767 | 1890.9882 |  |  | 0 | 5142457.8721 | 339 | 4646436.3879 | 1893636.7409 | 672.0424 |  |  | 181804.2316 | 2933931.8363
8123 | 5270655.51 | 504108.0744 | 3781.9763 |  |  | 0 | 4762765.4593 | 339 | 4646436.3879 | 1893636.7409 | 672.0424 |  |  | 181804.2316 | 2933931.8363
8124 | 5335634.477 | 814328.4278 | 4338.1493 |  |  | 0 | 4516967.8999 | 339 | 4646436.3879 | 1893636.7409 | 672.0424 |  |  | 181804.2316 | 2933931.8363
8125 | 5269366.826 | 1202103.8696 | 4004.4455 |  |  | 0 | 4063258.5108 | 339 | 4646436.3879 | 1893636.7409 | 672.0424 |  |  | 181804.2316 | 2933931.8363
8126 | 5260339.384 | 1512324.2231 | 2002.2228 |  |  | 0 | 3746012.9382 | 339 | 4646436.3879 | 1893636.7409 | 672.0424 |  |  | 181804.2316 | 2933931.8363
8127 | 5189246.797 | 1667434.3998 | 0 |  |  | 0 | 3521812.3972 | 339 | 4646436.3879 | 1893636.7409 | 672.0424 |  |  | 181804.2316 | 2933931.8363
8128 | 5487335.819 | 1628656.8556 | 0 |  |  | 0 | 3858678.9634 | 339 | 4646436.3879 | 1893636.7409 | 672.0424 |  |  | 181804.2316 | 2933931.8363
8129 | 5595126.842 | 1395991.5905 | 0 |  |  | 0 | 4199135.2515 | 339 | 4646436.3879 | 1893636.7409 | 672.0424 |  |  | 181804.2316 | 2933931.8363
8130 | 5394466.323 | 1512324.2231 | 0 |  |  | 0 | 3882142.0999 | 339 | 4646436.3879 | 1893636.7409 | 672.0424 |  |  | 181804.2316 | 2933931.8363
8131 | 5094030.352 | 1589879.3114 | 0 |  |  | 0 | 3504151.0406 | 339 | 4646436.3879 | 1893636.7409 | 672.0424 |  |  | 181804.2316 | 2933931.8363
8132 | 4771153.805 | 1512324.2231 | 0 |  |  | 0 | 3258829.5819 | 339 | 4646436.3879 | 1893636.7409 | 672.0424 |  |  | 181804.2316 | 2933931.8363
8133 | 4484911.213 | 1667434.3998 | 0 |  |  | 0 | 2817476.8132 | 339 | 4646436.3879 | 1893636.7409 | 672.0424 |  |  | 181804.2316 | 2933931.8363
8134 | 4250211.498 | 2947093.3578 | 0 |  |  | 0 | 1303118.1402 | 339 | 4646436.3879 | 1893636.7409 | 672.0424 |  |  | 181804.2316 | 2933931.8363
8135 | 3753170.076 | 4963525.6552 | 0 |  |  | 1210355.5792 | 0 | 339 | 4646436.3879 | 1893636.7409 | 672.0424 |  |  | 181804.2316 | 2933931.8363
8136 | 3555569.164 | 6708515.1434 | 0 |  |  | 3152945.9794 | 0 | 339 | 4646436.3879 | 1893636.7409 | 672.0424 |  |  | 181804.2316 | 2933931.8363
8137 | 3527518.692 | 8143284.2781 | 0 |  |  | 4615765.5861 | 0 | 340 | 4730084.5996 | 11287496.8188 | 8833.881 |  |  | 6567828.9842 | 1582.884
8138 | 3457579.843 | 9306610.6035 | 0 |  |  | 5849030.7605 | 0 | 340 | 4730084.5996 | 11287496.8188 | 8833.881 |  |  | 6567828.9842 | 1582.884
8139 | 3335727.583 | 10198494.1197 | 0 |  |  | 6862766.5367 | 0 | 340 | 4730084.5996 | 11287496.8188 | 8833.881 |  |  | 6567828.9842 | 1582.884
8140 | 3448680.375 | 9965828.8546 | 0 |  |  | 6517148.4796 | 0 | 340 | 4730084.5996 | 11287496.8188 | 8833.881 |  |  | 6567828.9842 | 1582.884
8141 | 3833346.592 | 9655608.5011 | 0 |  |  | 5822261.9091 | 0 | 340 | 4730084.5996 | 11287496.8188 | 8833.881 |  |  | 6567828.9842 | 1582.884
8142 | 4528839.628 | 9655608.5011 | 0 |  |  | 5126768.8731 | 0 | 340 | 4730084.5996 | 11287496.8188 | 8833.881 |  |  | 6567828.9842 | 1582.884
8143 | 5205232.663 | 9771941.1337 | 0 |  |  | 4566708.4707 | 0 | 340 | 4730084.5996 | 11287496.8188 | 8833.881 |  |  | 6567828.9842 | 1582.884
8144 | 5463867.554 | 9422943.236 | 0 |  |  | 3959075.682 | 0 | 340 | 4730084.5996 | 11287496.8188 | 8833.881 |  |  | 6567828.9842 | 1582.884
8145 | 5462168.577 | 8065729.1897 | 2335.9266 |  |  | 2605896.5393 | 0 | 340 | 4730084.5996 | 11287496.8188 | 8833.881 |  |  | 6567828.9842 | 1582.884
8146 | 5560640.742 | 5506411.2737 | 16240.2513 |  |  | 0 | 37989.2169 | 340 | 4730084.5996 | 11287496.8188 | 8833.881 |  |  | 6567828.9842 | 1582.884
8147 | 5534950.844 | 9539275.8686 | 41601.7397 |  |  | 4045926.7643 | 0 | 340 | 4730084.5996 | 11287496.8188 | 8833.881 |  |  | 6567828.9842 | 1582.884
8148 | 5456819.621 | 13261920.11 | 56729.6451 |  |  | 7861830.1341 | 0 | 340 | 4730084.5996 | 11287496.8188 | 8833.881 |  |  | 6567828.9842 | 1582.884
8149 | 5455625.245 | 13339475.1983 | 52502.7304 |  |  | 7936352.6837 | 0 | 340 | 4730084.5996 | 11287496.8188 | 8833.881 |  |  | 6567828.9842 | 1582.884
8150 | 5326591.1 | 13339475.1983 | 34816.4292 |  |  | 8047700.5276 | 0 | 340 | 4730084.5996 | 11287496.8188 | 8833.881 |  |  | 6567828.9842 | 1582.884
8151 | 5288382.986 | 13339475.1983 | 7786.4219 |  |  | 8058878.6342 | 0 | 340 | 4730084.5996 | 11287496.8188 | 8833.881 |  |  | 6567828.9842 | 1582.884
8152 | 5485925.182 | 13339475.1983 | 0 |  |  | 7853550.0163 | 0 | 340 | 4730084.5996 | 11287496.8188 | 8833.881 |  |  | 6567828.9842 | 1582.884
8153 | 5660425.069 | 12874144.6682 | 0 |  |  | 7213719.5992 | 0 | 340 | 4730084.5996 | 11287496.8188 | 8833.881 |  |  | 6567828.9842 | 1582.884
8154 | 5447878.055 | 12292481.5055 | 0 |  |  | 6844603.4505 | 0 | 340 | 4730084.5996 | 11287496.8188 | 8833.881 |  |  | 6567828.9842 | 1582.884
8155 | 5003110.205 | 13184365.0216 | 0 |  |  | 8181254.8166 | 0 | 340 | 4730084.5996 | 11287496.8188 | 8833.881 |  |  | 6567828.9842 | 1582.884
8156 | 4679525.127 | 13339475.1983 | 0 |  |  | 8659950.0713 | 0 | 340 | 4730084.5996 | 11287496.8188 | 8833.881 |  |  | 6567828.9842 | 1582.884
8157 | 4528567.993 | 13339475.1983 | 0 |  |  | 8810907.2053 | 0 | 340 | 4730084.5996 | 11287496.8188 | 8833.881 |  |  | 6567828.9842 | 1582.884
8158 | 4203816.337 | 13339475.1983 | 0 |  |  | 9135658.8613 | 0 | 340 | 4730084.5996 | 11287496.8188 | 8833.881 |  |  | 6567828.9842 | 1582.884
8159 | 3923972.897 | 13339475.1983 | 0 |  |  | 9415502.3013 | 0 | 340 | 4730084.5996 | 11287496.8188 | 8833.881 |  |  | 6567828.9842 | 1582.884
8160 | 3702837.481 | 13339475.1983 | 0 |  |  | 9636637.7173 | 0 | 340 | 4730084.5996 | 11287496.8188 | 8833.881 |  |  | 6567828.9842 | 1582.884
8161 | 3566564.712 | 13339475.1983 | 0 |  |  | 9772910.4863 | 0 | 341 | 4704172.9091 | 10822166.2886 | 305.8951 |  |  | 6118299.2746 | 0
8162 | 3481826.102 | 13339475.1983 | 0 |  |  | 9857649.0963 | 0 | 341 | 4704172.9091 | 10822166.2886 | 305.8951 |  |  | 6118299.2746 | 0
8163 | 3441625.336 | 13339475.1983 | 0 |  |  | 9897849.8623 | 0 | 341 | 4704172.9091 | 10822166.2886 | 305.8951 |  |  | 6118299.2746 | 0
8164 | 3495791.858 | 13339475.1983 | 0 |  |  | 9843683.3403 | 0 | 341 | 4704172.9091 | 10822166.2886 | 305.8951 |  |  | 6118299.2746 | 0
8165 | 3779233.674 | 13339475.1983 | 0 |  |  | 9560241.5243 | 0 | 341 | 4704172.9091 | 10822166.2886 | 305.8951 |  |  | 6118299.2746 | 0
8166 | 4409727.552 | 13145587.4774 | 0 |  |  | 8735859.9254 | 0 | 341 | 4704172.9091 | 10822166.2886 | 305.8951 |  |  | 6118299.2746 | 0
8167 | 5143576.781 | 12757812.0356 | 0 |  |  | 7614235.2546 | 0 | 341 | 4704172.9091 | 10822166.2886 | 305.8951 |  |  | 6118299.2746 | 0
8168 | 5323405.216 | 12370036.5938 | 0 |  |  | 7046631.3778 | 0 | 341 | 4704172.9091 | 10822166.2886 | 305.8951 |  |  | 6118299.2746 | 0
8169 | 5338533.876 | 10353604.2964 | 333.7038 |  |  | 5015404.1242 | 0 | 341 | 4704172.9091 | 10822166.2886 | 305.8951 |  |  | 6118299.2746 | 0
8170 | 5412956.553 | 9384165.6919 | 1779.7536 |  |  | 3972988.8924 | 0 | 341 | 4704172.9091 | 10822166.2886 | 305.8951 |  |  | 6118299.2746 | 0
8171 | 5409012.051 | 11982261.152 | 2335.9266 |  |  | 6575585.0276 | 0 | 341 | 4704172.9091 | 10822166.2886 | 305.8951 |  |  | 6118299.2746 | 0
8172 | 5394735.436 | 12641479.4031 | 1779.7536 |  |  | 7248523.7207 | 0 | 341 | 4704172.9091 | 10822166.2886 | 305.8951 |  |  | 6118299.2746 | 0
8173 | 5418015.333 | 13145587.4774 | 1001.1114 |  |  | 7728573.2558 | 0 | 341 | 4704172.9091 | 10822166.2886 | 305.8951 |  |  | 6118299.2746 | 0
8174 | 5284916.072 | 13339475.1983 | 111.2346 |  |  | 8054670.3609 | 0 | 341 | 4704172.9091 | 10822166.2886 | 305.8951 |  |  | 6118299.2746 | 0
8175 | 5294838.621 | 13339475.1983 | 0 |  |  | 8044636.5773 | 0 | 341 | 4704172.9091 | 10822166.2886 | 305.8951 |  |  | 6118299.2746 | 0
8176 | 5514197.636 | 12408814.138 | 0 |  |  | 6894616.502 | 0 | 341 | 4704172.9091 | 10822166.2886 | 305.8951 |  |  | 6118299.2746 | 0
8177 | 5728195.939 | 9500498.3244 | 0 |  |  | 3772302.3854 | 0 | 341 | 4704172.9091 | 10822166.2886 | 305.8951 |  |  | 6118299.2746 | 0
8178 | 5509846.762 | 10198494.1197 | 0 |  |  | 4688647.3577 | 0 | 341 | 4704172.9091 | 10822166.2886 | 305.8951 |  |  | 6118299.2746 | 0
8179 | 5142493.86 | 9655608.5011 | 0 |  |  | 4513114.6411 | 0 | 341 | 4704172.9091 | 10822166.2886 | 305.8951 |  |  | 6118299.2746 | 0
8180 | 4752463.325 | 8104506.7339 | 0 |  |  | 3352043.4089 | 0 | 341 | 4704172.9091 | 10822166.2886 | 305.8951 |  |  | 6118299.2746 | 0
8181 | 4418887.253 | 6281962.1574 | 0 |  |  | 1863074.9044 | 0 | 341 | 4704172.9091 | 10822166.2886 | 305.8951 |  |  | 6118299.2746 | 0
8182 | 4074735.392 | 4963525.6552 | 0 |  |  | 888790.2632 | 0 | 341 | 4704172.9091 | 10822166.2886 | 305.8951 |  |  | 6118299.2746 | 0
8183 | 3867916.627 | 4420640.0367 | 0 |  |  | 552723.4097 | 0 | 341 | 4704172.9091 | 10822166.2886 | 305.8951 |  |  | 6118299.2746 | 0
8184 | 3696653.852 | 5041080.7436 | 0 |  |  | 1344426.8916 | 0 | 341 | 4704172.9091 | 10822166.2886 | 305.8951 |  |  | 6118299.2746 | 0
8185 | 3573379.087 | 6630960.055 | 0 |  |  | 3057580.968 | 0 | 342 | 4510446.6232 | 5519337.1218 | 1580.4583 |  |  | 1708987.8208 | 698516.8639
8186 | 3490403.787 | 7833063.9246 | 0 |  |  | 4342660.1376 | 0 | 342 | 4510446.6232 | 5519337.1218 | 1580.4583 |  |  | 1708987.8208 | 698516.8639
8187 | 3506923.904 | 8026951.6455 | 0 |  |  | 4520027.7415 | 0 | 342 | 4510446.6232 | 5519337.1218 | 1580.4583 |  |  | 1708987.8208 | 698516.8639
8188 | 3439572.636 | 7135068.1293 | 0 |  |  | 3695495.4933 | 0 | 342 | 4510446.6232 | 5519337.1218 | 1580.4583 |  |  | 1708987.8208 | 698516.8639
8189 | 3690355.35 | 6010519.3481 | 0 |  |  | 2320163.9981 | 0 | 342 | 4510446.6232 | 5519337.1218 | 1580.4583 |  |  | 1708987.8208 | 698516.8639
8190 | 4344966.239 | 5079858.2877 | 0 |  |  | 734892.0487 | 0 | 342 | 4510446.6232 | 5519337.1218 | 1580.4583 |  |  | 1708987.8208 | 698516.8639
8191 | 5011690.138 | 4187974.7716 | 0 |  |  | 0 | 823715.3664 | 342 | 4510446.6232 | 5519337.1218 | 1580.4583 |  |  | 1708987.8208 | 698516.8639
8192 | 5240860.197 | 3567534.0647 | 0 |  |  | 0 | 1673326.1323 | 342 | 4510446.6232 | 5519337.1218 | 1580.4583 |  |  | 1708987.8208 | 698516.8639
8193 | 5255028.718 | 2947093.3578 | 2002.2228 |  |  | 0 | 2305933.1375 | 342 | 4510446.6232 | 5519337.1218 | 1580.4583 |  |  | 1708987.8208 | 698516.8639
8194 | 5258922.578 | 1395991.5905 | 5339.2607 |  |  | 0 | 3857591.7268 | 342 | 4510446.6232 | 5519337.1218 | 1580.4583 |  |  | 1708987.8208 | 698516.8639
8195 | 5183876.881 | 1744989.4882 | 7007.7797 |  |  | 0 | 3431879.6132 | 342 | 4510446.6232 | 5519337.1218 | 1580.4583 |  |  | 1708987.8208 | 698516.8639
8196 | 5071895.741 | 3102203.5345 | 9232.4717 |  |  | 0 | 1960459.7348 | 342 | 4510446.6232 | 5519337.1218 | 1580.4583 |  |  | 1708987.8208 | 698516.8639
8197 | 4933112.69 | 4653305.3017 | 8787.5333 |  |  | 0 | 271019.855 | 342 | 4510446.6232 | 5519337.1218 | 1580.4583 |  |  | 1708987.8208 | 698516.8639
8198 | 4783934.117 | 6204407.069 | 5005.5569 |  |  | 1425478.5089 | 0 | 342 | 4510446.6232 | 5519337.1218 | 1580.4583 |  |  | 1708987.8208 | 698516.8639
8199 | 4785268.802 | 6592182.5108 | 556.173 |  |  | 1807469.8818 | 0 | 342 | 4510446.6232 | 5519337.1218 | 1580.4583 |  |  | 1708987.8208 | 698516.8639
8200 | 5050960.94 | 4847193.0227 | 0 |  |  | 0 | 203767.9173 | 342 | 4510446.6232 | 5519337.1218 | 1580.4583 |  |  | 1708987.8208 | 698516.8639
8201 | 5300999.301 | 3800199.3298 | 0 |  |  | 0 | 1500799.9712 | 342 | 4510446.6232 | 5519337.1218 | 1580.4583 |  |  | 1708987.8208 | 698516.8639
8202 | 5117773.771 | 4381862.4925 | 0 |  |  | 0 | 735911.2785 | 342 | 4510446.6232 | 5519337.1218 | 1580.4583 |  |  | 1708987.8208 | 698516.8639
8203 | 4782483.785 | 5079858.2877 | 0 |  |  | 297374.5027 | 0 | 342 | 4510446.6232 | 5519337.1218 | 1580.4583 |  |  | 1708987.8208 | 698516.8639
8204 | 4684567.729 | 6126851.9806 | 0 |  |  | 1442284.2516 | 0 | 342 | 4510446.6232 | 5519337.1218 | 1580.4583 |  |  | 1708987.8208 | 698516.8639
8205 | 4416968.411 | 6786070.2317 | 0 |  |  | 2369101.8207 | 0 | 342 | 4510446.6232 | 5519337.1218 | 1580.4583 |  |  | 1708987.8208 | 698516.8639
8206 | 4038881.031 | 7212623.2177 | 0 |  |  | 3173742.1867 | 0 | 342 | 4510446.6232 | 5519337.1218 | 1580.4583 |  |  | 1708987.8208 | 698516.8639
8207 | 3783832.515 | 8531059.7199 | 0 |  |  | 4747227.2049 | 0 | 342 | 4510446.6232 | 5519337.1218 | 1580.4583 |  |  | 1708987.8208 | 698516.8639
8208 | 3504060.608 | 10586269.5615 | 0 |  |  | 7082208.9535 | 0 | 342 | 4510446.6232 | 5519337.1218 | 1580.4583 |  |  | 1708987.8208 | 698516.8639
8209 | 3392849.836 | 12835367.124 | 0 |  |  | 9442517.288 | 0 | 343 | 4080780.6003 | 13307160.5782 | 3072.8558 |  |  | 9229452.8337 | 0
8210 | 3310779.278 | 13339475.1983 | 0 |  |  | 10028695.9203 | 0 | 343 | 4080780.6003 | 13307160.5782 | 3072.8558 |  |  | 9229452.8337 | 0
8211 | 3413166.442 | 13339475.1983 | 0 |  |  | 9926308.7563 | 0 | 343 | 4080780.6003 | 13307160.5782 | 3072.8558 |  |  | 9229452.8337 | 0
8212 | 3487013.962 | 13339475.1983 | 0 |  |  | 9852461.2363 | 0 | 343 | 4080780.6003 | 13307160.5782 | 3072.8558 |  |  | 9229452.8337 | 0
8213 | 3527945.213 | 13339475.1983 | 0 |  |  | 9811529.9853 | 0 | 343 | 4080780.6003 | 13307160.5782 | 3072.8558 |  |  | 9229452.8337 | 0
8214 | 3636422.648 | 13339475.1983 | 0 |  |  | 9703052.5503 | 0 | 343 | 4080780.6003 | 13307160.5782 | 3072.8558 |  |  | 9229452.8337 | 0
8215 | 3873349.392 | 13339475.1983 | 0 |  |  | 9466125.8063 | 0 | 343 | 4080780.6003 | 13307160.5782 | 3072.8558 |  |  | 9229452.8337 | 0
8216 | 4169598.632 | 13339475.1983 | 0 |  |  | 9169876.5663 | 0 | 343 | 4080780.6003 | 13307160.5782 | 3072.8558 |  |  | 9229452.8337 | 0
8217 | 4367004.812 | 13339475.1983 | 3448.2725 |  |  | 8975918.6589 | 0 | 343 | 4080780.6003 | 13307160.5782 | 3072.8558 |  |  | 9229452.8337 | 0
8218 | 4499064.318 | 13068032.3891 | 15239.14 |  |  | 8584207.211 | 0 | 343 | 4080780.6003 | 13307160.5782 | 3072.8558 |  |  | 9229452.8337 | 0
8219 | 4490038.638 | 13339475.1983 | 20467.1661 |  |  | 8869903.7264 | 0 | 343 | 4080780.6003 | 13307160.5782 | 3072.8558 |  |  | 9229452.8337 | 0
8220 | 4416798.832 | 13339475.1983 | 18131.2395 |  |  | 8940807.6059 | 0 | 343 | 4080780.6003 | 13307160.5782 | 3072.8558 |  |  | 9229452.8337 | 0
8221 | 4363734.074 | 13339475.1983 | 12124.5712 |  |  | 8987865.6956 | 0 | 343 | 4080780.6003 | 13307160.5782 | 3072.8558 |  |  | 9229452.8337 | 0
8222 | 4351640.658 | 13339475.1983 | 4226.9147 |  |  | 8992061.4551 | 0 | 343 | 4080780.6003 | 13307160.5782 | 3072.8558 |  |  | 9229452.8337 | 0
8223 | 4382683.708 | 13339475.1983 | 111.2346 |  |  | 8956902.7249 | 0 | 343 | 4080780.6003 | 13307160.5782 | 3072.8558 |  |  | 9229452.8337 | 0
8224 | 4712484.84 | 13339475.1983 | 0 |  |  | 8626990.3583 | 0 | 343 | 4080780.6003 | 13307160.5782 | 3072.8558 |  |  | 9229452.8337 | 0
8225 | 4959975.522 | 13339475.1983 | 0 |  |  | 8379499.6763 | 0 | 343 | 4080780.6003 | 13307160.5782 | 3072.8558 |  |  | 9229452.8337 | 0
8226 | 4806841.827 | 13339475.1983 | 0 |  |  | 8532633.3713 | 0 | 343 | 4080780.6003 | 13307160.5782 | 3072.8558 |  |  | 9229452.8337 | 0
8227 | 4546686.413 | 13339475.1983 | 0 |  |  | 8792788.7853 | 0 | 343 | 4080780.6003 | 13307160.5782 | 3072.8558 |  |  | 9229452.8337 | 0
8228 | 4284321.493 | 13339475.1983 | 0 |  |  | 9055153.7053 | 0 | 343 | 4080780.6003 | 13307160.5782 | 3072.8558 |  |  | 9229452.8337 | 0
8229 | 4066209.492 | 13339475.1983 | 0 |  |  | 9273265.7063 | 0 | 343 | 4080780.6003 | 13307160.5782 | 3072.8558 |  |  | 9229452.8337 | 0
8230 | 3823844.473 | 13339475.1983 | 0 |  |  | 9515630.7253 | 0 | 343 | 4080780.6003 | 13307160.5782 | 3072.8558 |  |  | 9229452.8337 | 0
8231 | 3601195.491 | 13339475.1983 | 0 |  |  | 9738279.7073 | 0 | 343 | 4080780.6003 | 13307160.5782 | 3072.8558 |  |  | 9229452.8337 | 0
8232 | 3455084.412 | 13339475.1983 | 0 |  |  | 9884390.7863 | 0 | 343 | 4080780.6003 | 13307160.5782 | 3072.8558 |  |  | 9229452.8337 | 0
8233 | 3336837.932 | 13339475.1983 | 0 |  |  | 10002637.2663 | 0 | 344 | 4041600.7101 | 3415655.35 | 1459.9541 |  |  | 1633200.3883 | 2257685.7943
8234 | 3269708.222 | 13339475.1983 | 0 |  |  | 10069766.9763 | 0 | 344 | 4041600.7101 | 3415655.35 | 1459.9541 |  |  | 1633200.3883 | 2257685.7943
8235 | 3275775.785 | 12098593.7845 | 0 |  |  | 8822817.9995 | 0 | 344 | 4041600.7101 | 3415655.35 | 1459.9541 |  |  | 1633200.3883 | 2257685.7943
8236 | 3200891.543 | 9190277.971 | 0 |  |  | 5989386.428 | 0 | 344 | 4041600.7101 | 3415655.35 | 1459.9541 |  |  | 1633200.3883 | 2257685.7943
8237 | 3283383.779 | 6437072.3341 | 0 |  |  | 3153688.5551 | 0 | 344 | 4041600.7101 | 3415655.35 | 1459.9541 |  |  | 1633200.3883 | 2257685.7943
8238 | 3456015.663 | 4614527.7576 | 0 |  |  | 1158512.0946 | 0 | 344 | 4041600.7101 | 3415655.35 | 1459.9541 |  |  | 1633200.3883 | 2257685.7943
8239 | 3728550.858 | 3257313.7112 | 0 |  |  | 0 | 471237.1468 | 344 | 4041600.7101 | 3415655.35 | 1459.9541 |  |  | 1633200.3883 | 2257685.7943
8240 | 4024934.314 | 2326652.6509 | 0 |  |  | 0 | 1698281.6631 | 344 | 4041600.7101 | 3415655.35 | 1459.9541 |  |  | 1633200.3883 | 2257685.7943
8241 | 4245584.426 | 1628656.8556 | 333.7038 |  |  | 0 | 2616593.8666 | 344 | 4041600.7101 | 3415655.35 | 1459.9541 |  |  | 1633200.3883 | 2257685.7943
8242 | 4389272.101 | 581663.1627 | 4449.3839 |  |  | 0 | 3803159.5544 | 344 | 4041600.7101 | 3415655.35 | 1459.9541 |  |  | 1633200.3883 | 2257685.7943
8243 | 4434294.83 | 581663.1627 | 8453.8295 |  |  | 0 | 3844177.8378 | 344 | 4041600.7101 | 3415655.35 | 1459.9541 |  |  | 1633200.3883 | 2257685.7943
8244 | 4405108.603 | 581663.1627 | 7675.1873 |  |  | 0 | 3815770.253 | 344 | 4041600.7101 | 3415655.35 | 1459.9541 |  |  | 1633200.3883 | 2257685.7943
8245 | 4391641.995 | 620440.7069 | 7230.2489 |  |  | 0 | 3763971.0392 | 344 | 4041600.7101 | 3415655.35 | 1459.9541 |  |  | 1633200.3883 | 2257685.7943
8246 | 4393966.155 | 814328.4278 | 6006.6683 |  |  | 0 | 3573631.0589 | 344 | 4041600.7101 | 3415655.35 | 1459.9541 |  |  | 1633200.3883 | 2257685.7943
8247 | 4479322.697 | 1163326.3254 | 889.8768 |  |  | 0 | 3315106.4948 | 344 | 4041600.7101 | 3415655.35 | 1459.9541 |  |  | 1633200.3883 | 2257685.7943
8248 | 4754131.537 | 1395991.5905 | 0 |  |  | 0 | 3358139.9465 | 344 | 4041600.7101 | 3415655.35 | 1459.9541 |  |  | 1633200.3883 | 2257685.7943
8249 | 5058047.745 | 1357214.0463 | 0 |  |  | 0 | 3700833.6987 | 344 | 4041600.7101 | 3415655.35 | 1459.9541 |  |  | 1633200.3883 | 2257685.7943
8250 | 4953944.126 | 1357214.0463 | 0 |  |  | 0 | 3596730.0797 | 344 | 4041600.7101 | 3415655.35 | 1459.9541 |  |  | 1633200.3883 | 2257685.7943
8251 | 4671736.574 | 1318436.5022 | 0 |  |  | 0 | 3353300.0718 | 344 | 4041600.7101 | 3415655.35 | 1459.9541 |  |  | 1633200.3883 | 2257685.7943
8252 | 4387496.266 | 1279658.958 | 0 |  |  | 0 | 3107837.308 | 344 | 4041600.7101 | 3415655.35 | 1459.9541 |  |  | 1633200.3883 | 2257685.7943
8253 | 4122954.023 | 1046993.6929 | 0 |  |  | 0 | 3075960.3301 | 344 | 4041600.7101 | 3415655.35 | 1459.9541 |  |  | 1633200.3883 | 2257685.7943
8254 | 3834038.362 | 930661.0603 | 0 |  |  | 0 | 2903377.3017 | 344 | 4041600.7101 | 3415655.35 | 1459.9541 |  |  | 1633200.3883 | 2257685.7943
8255 | 3547139.549 | 1124548.7813 | 0 |  |  | 0 | 2422590.7677 | 344 | 4041600.7101 | 3415655.35 | 1459.9541 |  |  | 1633200.3883 | 2257685.7943
8256 | 3353639.957 | 1589879.3114 | 0 |  |  | 0 | 1763760.6456 | 344 | 4041600.7101 | 3415655.35 | 1459.9541 |  |  | 1633200.3883 | 2257685.7943
8257 | 3255059.671 | 2326652.6509 | 0 |  |  | 0 | 928407.0201 | 345 | 4684333.86 | 2239403.1765 | 848.1638 |  |  | 458773.7876 | 2902856.3073
8258 | 3214686.111 | 3334868.7996 | 0 |  |  | 120182.6886 | 0 | 345 | 4684333.86 | 2239403.1765 | 848.1638 |  |  | 458773.7876 | 2902856.3073
8259 | 3243824.105 | 4808415.4785 | 0 |  |  | 1564591.3735 | 0 | 345 | 4684333.86 | 2239403.1765 | 848.1638 |  |  | 458773.7876 | 2902856.3073
8260 | 3330543.814 | 6320739.7015 | 0 |  |  | 2990195.8875 | 0 | 345 | 4684333.86 | 2239403.1765 | 848.1638 |  |  | 458773.7876 | 2902856.3073
8261 | 3607394.848 | 7328955.8503 | 0 |  |  | 3721561.0023 | 0 | 345 | 4684333.86 | 2239403.1765 | 848.1638 |  |  | 458773.7876 | 2902856.3073
8262 | 4351813.805 | 6863625.3201 | 0 |  |  | 2511811.5151 | 0 | 345 | 4684333.86 | 2239403.1765 | 848.1638 |  |  | 458773.7876 | 2902856.3073
8263 | 5132740.029 | 5234968.4645 | 0 |  |  | 102228.4355 | 0 | 345 | 4684333.86 | 2239403.1765 | 848.1638 |  |  | 458773.7876 | 2902856.3073
8264 | 5402606.043 | 3373646.3438 | 0 |  |  | 0 | 2028959.6992 | 345 | 4684333.86 | 2239403.1765 | 848.1638 |  |  | 458773.7876 | 2902856.3073
8265 | 5411193.839 | 1822544.5765 | 0 |  |  | 0 | 3588649.2625 | 345 | 4684333.86 | 2239403.1765 | 848.1638 |  |  | 458773.7876 | 2902856.3073
8266 | 5484468.311 | 697995.7953 | 1112.346 |  |  | 0 | 4785360.1698 | 345 | 4684333.86 | 2239403.1765 | 848.1638 |  |  | 458773.7876 | 2902856.3073
8267 | 5453146.247 | 310220.3534 | 3114.5688 |  |  | 0 | 5139811.3248 | 345 | 4684333.86 | 2239403.1765 | 848.1638 |  |  | 458773.7876 | 2902856.3073
8268 | 5379365.919 | 310220.3534 | 6896.5451 |  |  | 0 | 5062249.0205 | 345 | 4684333.86 | 2239403.1765 | 848.1638 |  |  | 458773.7876 | 2902856.3073
8269 | 5390139.942 | 659218.2511 | 6896.5451 |  |  | 0 | 4724025.1458 | 345 | 4684333.86 | 2239403.1765 | 848.1638 |  |  | 458773.7876 | 2902856.3073
8270 | 5324029.584 | 1085771.2371 | 2335.9266 |  |  | 0 | 4235922.4204 | 345 | 4684333.86 | 2239403.1765 | 848.1638 |  |  | 458773.7876 | 2902856.3073
8271 | 5278356.368 | 969438.6045 | 0 |  |  | 0 | 4308917.7635 | 345 | 4684333.86 | 2239403.1765 | 848.1638 |  |  | 458773.7876 | 2902856.3073
8272 | 5465166.849 | 697995.7953 | 0 |  |  | 0 | 4767171.0537 | 345 | 4684333.86 | 2239403.1765 | 848.1638 |  |  | 458773.7876 | 2902856.3073
8273 | 5729976.537 | 504108.0744 | 0 |  |  | 0 | 5225868.4626 | 345 | 4684333.86 | 2239403.1765 | 848.1638 |  |  | 458773.7876 | 2902856.3073
8274 | 5513370.734 | 310220.3534 | 0 |  |  | 0 | 5203150.3806 | 345 | 4684333.86 | 2239403.1765 | 848.1638 |  |  | 458773.7876 | 2902856.3073
8275 | 5231548.973 | 116332.6325 | 0 |  |  | 0 | 5115216.3405 | 345 | 4684333.86 | 2239403.1765 | 848.1638 |  |  | 458773.7876 | 2902856.3073
8276 | 5024907.66 | 77555.0884 | 0 |  |  | 0 | 4947352.5716 | 345 | 4684333.86 | 2239403.1765 | 848.1638 |  |  | 458773.7876 | 2902856.3073
8277 | 4691882.143 | 310220.3534 | 0 |  |  | 0 | 4381661.7896 | 345 | 4684333.86 | 2239403.1765 | 848.1638 |  |  | 458773.7876 | 2902856.3073
8278 | 4190945.588 | 1008216.1487 | 0 |  |  | 0 | 3182729.4393 | 345 | 4684333.86 | 2239403.1765 | 848.1638 |  |  | 458773.7876 | 2902856.3073
8279 | 3763182.243 | 2055209.8416 | 0 |  |  | 0 | 1707972.4014 | 345 | 4684333.86 | 2239403.1765 | 848.1638 |  |  | 458773.7876 | 2902856.3073
8280 | 3553663.277 | 3218536.167 | 0 |  |  | 0 | 335127.11 | 345 | 4684333.86 | 2239403.1765 | 848.1638 |  |  | 458773.7876 | 2902856.3073
8281 | 3456151.901 | 3955309.5065 | 0 |  |  | 499157.6055 | 0 | 346 | 4715075.7971 | 5390078.6412 | 111.2346 |  |  | 1416775.2354 | 741661.1567
8282 | 3449918.7 | 4343084.9483 | 0 |  |  | 893166.2483 | 0 | 346 | 4715075.7971 | 5390078.6412 | 111.2346 |  |  | 1416775.2354 | 741661.1567
8283 | 3465240.69 | 4536972.6692 | 0 |  |  | 1071731.9792 | 0 | 346 | 4715075.7971 | 5390078.6412 | 111.2346 |  |  | 1416775.2354 | 741661.1567
8284 | 3546281.391 | 4149197.2274 | 0 |  |  | 602915.8364 | 0 | 346 | 4715075.7971 | 5390078.6412 | 111.2346 |  |  | 1416775.2354 | 741661.1567
8285 | 3791926.64 | 3334868.7996 | 0 |  |  | 0 | 457057.8404 | 346 | 4715075.7971 | 5390078.6412 | 111.2346 |  |  | 1416775.2354 | 741661.1567
8286 | 4496948.315 | 2753205.6369 | 0 |  |  | 0 | 1743742.6781 | 346 | 4715075.7971 | 5390078.6412 | 111.2346 |  |  | 1416775.2354 | 741661.1567
8287 | 5154843.761 | 2598095.4601 | 0 |  |  | 0 | 2556748.3009 | 346 | 4715075.7971 | 5390078.6412 | 111.2346 |  |  | 1416775.2354 | 741661.1567
8288 | 5359942.404 | 2908315.8136 | 0 |  |  | 0 | 2451626.5904 | 346 | 4715075.7971 | 5390078.6412 | 111.2346 |  |  | 1416775.2354 | 741661.1567
8289 | 5389908.58 | 3140981.0787 | 0 |  |  | 0 | 2248927.5013 | 346 | 4715075.7971 | 5390078.6412 | 111.2346 |  |  | 1416775.2354 | 741661.1567
8290 | 5419812.27 | 2365430.1951 | 556.173 |  |  | 0 | 3053825.902 | 346 | 4715075.7971 | 5390078.6412 | 111.2346 |  |  | 1416775.2354 | 741661.1567
8291 | 5382610.753 | 1783767.0323 | 667.4076 |  |  | 0 | 3598176.3131 | 346 | 4715075.7971 | 5390078.6412 | 111.2346 |  |  | 1416775.2354 | 741661.1567
8292 | 5241551.049 | 3994087.0507 | 889.8768 |  |  | 0 | 1246574.1215 | 346 | 4715075.7971 | 5390078.6412 | 111.2346 |  |  | 1416775.2354 | 741661.1567
8293 | 5252160.165 | 4808415.4785 | 556.173 |  |  | 0 | 443188.5135 | 346 | 4715075.7971 | 5390078.6412 | 111.2346 |  |  | 1416775.2354 | 741661.1567
8294 | 5195748.328 | 5234968.4645 | 0 |  |  | 39220.1365 | 0 | 346 | 4715075.7971 | 5390078.6412 | 111.2346 |  |  | 1416775.2354 | 741661.1567
8295 | 5138026.749 | 6281962.1574 | 0 |  |  | 1143935.4084 | 0 | 346 | 4715075.7971 | 5390078.6412 | 111.2346 |  |  | 1416775.2354 | 741661.1567
8296 | 5399478.727 | 6088074.4365 | 0 |  |  | 688595.7095 | 0 | 346 | 4715075.7971 | 5390078.6412 | 111.2346 |  |  | 1416775.2354 | 741661.1567
8297 | 5645594.586 | 6010519.3481 | 0 |  |  | 364924.7621 | 0 | 346 | 4715075.7971 | 5390078.6412 | 111.2346 |  |  | 1416775.2354 | 741661.1567
8298 | 5406430.714 | 7135068.1293 | 0 |  |  | 1728637.4153 | 0 | 346 | 4715075.7971 | 5390078.6412 | 111.2346 |  |  | 1416775.2354 | 741661.1567
8299 | 5128202.545 | 7949396.5572 | 0 |  |  | 2821194.0122 | 0 | 346 | 4715075.7971 | 5390078.6412 | 111.2346 |  |  | 1416775.2354 | 741661.1567
8300 | 4827799.666 | 8182061.8222 | 0 |  |  | 3354262.1562 | 0 | 346 | 4715075.7971 | 5390078.6412 | 111.2346 |  |  | 1416775.2354 | 741661.1567
8301 | 4785061.266 | 8182061.8222 | 0 |  |  | 3397000.5562 | 0 | 346 | 4715075.7971 | 5390078.6412 | 111.2346 |  |  | 1416775.2354 | 741661.1567
8302 | 4258434.877 | 9267833.0593 | 0 |  |  | 5009398.1823 | 0 | 346 | 4715075.7971 | 5390078.6412 | 111.2346 |  |  | 1416775.2354 | 741661.1567
8303 | 4102043.702 | 10120939.0313 | 0 |  |  | 6018895.3293 | 0 | 346 | 4715075.7971 | 5390078.6412 | 111.2346 |  |  | 1416775.2354 | 741661.1567
8304 | 3867701.351 | 10237271.6638 | 0 |  |  | 6369570.3128 | 0 | 346 | 4715075.7971 | 5390078.6412 | 111.2346 |  |  | 1416775.2354 | 741661.1567
8305 | 3751933.637 | 9810718.6779 | 0 |  |  | 6058785.0409 | 0 | 347 | 4907911.78 | 12594623.2039 | 5158.5045 |  |  | 7691869.9284 | 0
8306 | 3738167.355 | 9422943.236 | 0 |  |  | 5684775.881 | 0 | 347 | 4907911.78 | 12594623.2039 | 5158.5045 |  |  | 7691869.9284 | 0
8307 | 3781010.867 | 8841280.0733 | 0 |  |  | 5060269.2063 | 0 | 347 | 4907911.78 | 12594623.2039 | 5158.5045 |  |  | 7691869.9284 | 0
8308 | 3847051.674 | 9267833.0593 | 0 |  |  | 5420781.3853 | 0 | 347 | 4907911.78 | 12594623.2039 | 5158.5045 |  |  | 7691869.9284 | 0
8309 | 4084022.393 | 11478153.0776 | 0 |  |  | 7394130.6846 | 0 | 347 | 4907911.78 | 12594623.2039 | 5158.5045 |  |  | 7691869.9284 | 0
8310 | 4748642.174 | 13339475.1983 | 0 |  |  | 8590833.0243 | 0 | 347 | 4907911.78 | 12594623.2039 | 5158.5045 |  |  | 7691869.9284 | 0
8311 | 5473290.299 | 13339475.1983 | 0 |  |  | 7866184.8993 | 0 | 347 | 4907911.78 | 12594623.2039 | 5158.5045 |  |  | 7691869.9284 | 0
8312 | 5644151.048 | 13339475.1983 | 0 |  |  | 7695324.1503 | 0 | 347 | 4907911.78 | 12594623.2039 | 5158.5045 |  |  | 7691869.9284 | 0
8313 | 5685239.773 | 13339475.1983 | 5784.1991 |  |  | 7660019.6245 | 0 | 347 | 4907911.78 | 12594623.2039 | 5158.5045 |  |  | 7691869.9284 | 0
8314 | 5736611.491 | 13339475.1983 | 24805.3154 |  |  | 7627669.0228 | 0 | 347 | 4907911.78 | 12594623.2039 | 5158.5045 |  |  | 7691869.9284 | 0
8315 | 5747698.163 | 13339475.1983 | 35038.8984 |  |  | 7626815.9338 | 0 | 347 | 4907911.78 | 12594623.2039 | 5158.5045 |  |  | 7691869.9284 | 0
8316 | 5673936.656 | 13339475.1983 | 30923.2183 |  |  | 7696461.7607 | 0 | 347 | 4907911.78 | 12594623.2039 | 5158.5045 |  |  | 7691869.9284 | 0
8317 | 5700477.283 | 13339475.1983 | 18909.8817 |  |  | 7657907.797 | 0 | 347 | 4907911.78 | 12594623.2039 | 5158.5045 |  |  | 7691869.9284 | 0
8318 | 5614824.877 | 13339475.1983 | 7786.4219 |  |  | 7732436.7432 | 0 | 347 | 4907911.78 | 12594623.2039 | 5158.5045 |  |  | 7691869.9284 | 0
8319 | 5535195.354 | 13339475.1983 | 556.173 |  |  | 7804836.0173 | 0 | 347 | 4907911.78 | 12594623.2039 | 5158.5045 |  |  | 7691869.9284 | 0
8320 | 5602776.645 | 13339475.1983 | 0 |  |  | 7736698.5533 | 0 | 347 | 4907911.78 | 12594623.2039 | 5158.5045 |  |  | 7691869.9284 | 0
8321 | 5778324.596 | 13339475.1983 | 0 |  |  | 7561150.6023 | 0 | 347 | 4907911.78 | 12594623.2039 | 5158.5045 |  |  | 7691869.9284 | 0
8322 | 5512789.388 | 13339475.1983 | 0 |  |  | 7826685.8103 | 0 | 347 | 4907911.78 | 12594623.2039 | 5158.5045 |  |  | 7691869.9284 | 0
8323 | 5189959.442 | 13339475.1983 | 0 |  |  | 8149515.7563 | 0 | 347 | 4907911.78 | 12594623.2039 | 5158.5045 |  |  | 7691869.9284 | 0
8324 | 4816294.859 | 13339475.1983 | 0 |  |  | 8523180.3393 | 0 | 347 | 4907911.78 | 12594623.2039 | 5158.5045 |  |  | 7691869.9284 | 0
8325 | 4528078.426 | 13339475.1983 | 0 |  |  | 8811396.7723 | 0 | 347 | 4907911.78 | 12594623.2039 | 5158.5045 |  |  | 7691869.9284 | 0
8326 | 4159838.819 | 13339475.1983 | 0 |  |  | 9179636.3793 | 0 | 347 | 4907911.78 | 12594623.2039 | 5158.5045 |  |  | 7691869.9284 | 0
8327 | 3818820.276 | 13339475.1983 | 0 |  |  | 9520654.9223 | 0 | 347 | 4907911.78 | 12594623.2039 | 5158.5045 |  |  | 7691869.9284 | 0
8328 | 3620747.225 | 13339475.1983 | 0 |  |  | 9718727.9733 | 0 | 347 | 4907911.78 | 12594623.2039 | 5158.5045 |  |  | 7691869.9284 | 0
8329 | 3475623.064 | 11555708.166 | 0 |  |  | 8080085.102 | 0 | 348 | 4652319.0629 | 3178142.8919 | 1918.7968 |  |  | 1304753.3694 | 2777010.7436
8330 | 3423799.088 | 10237271.6638 | 0 |  |  | 6813472.5758 | 0 | 348 | 4652319.0629 | 3178142.8919 | 1918.7968 |  |  | 1304753.3694 | 2777010.7436
8331 | 3452023.203 | 9267833.0593 | 0 |  |  | 5815809.8563 | 0 | 348 | 4652319.0629 | 3178142.8919 | 1918.7968 |  |  | 1304753.3694 | 2777010.7436
8332 | 3510978.409 | 8647392.3524 | 0 |  |  | 5136413.9434 | 0 | 348 | 4652319.0629 | 3178142.8919 | 1918.7968 |  |  | 1304753.3694 | 2777010.7436
8333 | 3760927.749 | 7173845.6735 | 0 |  |  | 3412917.9245 | 0 | 348 | 4652319.0629 | 3178142.8919 | 1918.7968 |  |  | 1304753.3694 | 2777010.7436
8334 | 4411901.438 | 5041080.7436 | 0 |  |  | 629179.3056 | 0 | 348 | 4652319.0629 | 3178142.8919 | 1918.7968 |  |  | 1304753.3694 | 2777010.7436
8335 | 5142909.575 | 2985870.902 | 0 |  |  | 0 | 2157038.673 | 348 | 4652319.0629 | 3178142.8919 | 1918.7968 |  |  | 1304753.3694 | 2777010.7436
8336 | 5443487.633 | 1744989.4882 | 0 |  |  | 0 | 3698498.1448 | 348 | 4652319.0629 | 3178142.8919 | 1918.7968 |  |  | 1304753.3694 | 2777010.7436
8337 | 5445706.116 | 891883.5162 | 1112.346 |  |  | 0 | 4552710.2538 | 348 | 4652319.0629 | 3178142.8919 | 1918.7968 |  |  | 1304753.3694 | 2777010.7436
8338 | 5483434.4 | 387775.4418 | 5005.5569 |  |  | 0 | 5090653.4013 | 348 | 4652319.0629 | 3178142.8919 | 1918.7968 |  |  | 1304753.3694 | 2777010.7436
8339 | 5369206.884 | 116332.6325 | 8787.5333 |  |  | 0 | 5244086.7182 | 348 | 4652319.0629 | 3178142.8919 | 1918.7968 |  |  | 1304753.3694 | 2777010.7436
8340 | 5240638.474 | 38777.5442 | 12235.8058 |  |  | 0 | 5189625.124 | 348 | 4652319.0629 | 3178142.8919 | 1918.7968 |  |  | 1304753.3694 | 2777010.7436
8341 | 5232710.099 | 0 | 11234.6944 |  |  | 0 | 5221475.4046 | 348 | 4652319.0629 | 3178142.8919 | 1918.7968 |  |  | 1304753.3694 | 2777010.7436
8342 | 5154037.021 | 0 | 6785.3105 |  |  | 0 | 5147251.7105 | 348 | 4652319.0629 | 3178142.8919 | 1918.7968 |  |  | 1304753.3694 | 2777010.7436
8343 | 5103434.824 | 38777.5442 | 889.8768 |  |  | 0 | 5063767.403 | 348 | 4652319.0629 | 3178142.8919 | 1918.7968 |  |  | 1304753.3694 | 2777010.7436
8344 | 5365686.226 | 232665.2651 | 0 |  |  | 0 | 5133020.9609 | 348 | 4652319.0629 | 3178142.8919 | 1918.7968 |  |  | 1304753.3694 | 2777010.7436
8345 | 5606224.722 | 697995.7953 | 0 |  |  | 0 | 4908228.9267 | 348 | 4652319.0629 | 3178142.8919 | 1918.7968 |  |  | 1304753.3694 | 2777010.7436
8346 | 5386689.708 | 1473546.6789 | 0 |  |  | 0 | 3913143.0291 | 348 | 4652319.0629 | 3178142.8919 | 1918.7968 |  |  | 1304753.3694 | 2777010.7436
8347 | 5077623.367 | 1977654.7532 | 0 |  |  | 0 | 3099968.6138 | 348 | 4652319.0629 | 3178142.8919 | 1918.7968 |  |  | 1304753.3694 | 2777010.7436
8348 | 4749978.12 | 2016432.2974 | 0 |  |  | 0 | 2733545.8226 | 348 | 4652319.0629 | 3178142.8919 | 1918.7968 |  |  | 1304753.3694 | 2777010.7436
8349 | 4483577.525 | 1706211.944 | 0 |  |  | 0 | 2777365.581 | 348 | 4652319.0629 | 3178142.8919 | 1918.7968 |  |  | 1304753.3694 | 2777010.7436
8350 | 4104018.653 | 1977654.7532 | 0 |  |  | 0 | 2126363.8998 | 348 | 4652319.0629 | 3178142.8919 | 1918.7968 |  |  | 1304753.3694 | 2777010.7436
8351 | 3732495.257 | 3140981.0787 | 0 |  |  | 0 | 591514.1783 | 348 | 4652319.0629 | 3178142.8919 | 1918.7968 |  |  | 1304753.3694 | 2777010.7436
8352 | 3498545.954 | 4924748.111 | 0 |  |  | 1426202.157 | 0 | 348 | 4652319.0629 | 3178142.8919 | 1918.7968 |  |  | 1304753.3694 | 2777010.7436
8353 | 3388753.133 | 6786070.2317 | 0 |  |  | 3397317.0987 | 0 | 349 | 4489498.2102 | 8899446.3896 | 1997.588 |  |  | 4741250.0434 | 329304.2759
8354 | 3339959.078 | 8841280.0733 | 0 |  |  | 5501320.9953 | 0 | 349 | 4489498.2102 | 8899446.3896 | 1997.588 |  |  | 4741250.0434 | 329304.2759
8355 | 3348070.981 | 10818934.8266 | 0 |  |  | 7470863.8456 | 0 | 349 | 4489498.2102 | 8899446.3896 | 1997.588 |  |  | 4741250.0434 | 329304.2759
8356 | 3428073.013 | 12098593.7845 | 0 |  |  | 8670520.7715 | 0 | 349 | 4489498.2102 | 8899446.3896 | 1997.588 |  |  | 4741250.0434 | 329304.2759
8357 | 3720716.336 | 13339475.1983 | 0 |  |  | 9618758.8623 | 0 | 349 | 4489498.2102 | 8899446.3896 | 1997.588 |  |  | 4741250.0434 | 329304.2759
8358 | 4406640.131 | 13339475.1983 | 0 |  |  | 8932835.0673 | 0 | 349 | 4489498.2102 | 8899446.3896 | 1997.588 |  |  | 4741250.0434 | 329304.2759
8359 | 5112227.702 | 13339475.1983 | 0 |  |  | 8227247.4963 | 0 | 349 | 4489498.2102 | 8899446.3896 | 1997.588 |  |  | 4741250.0434 | 329304.2759
8360 | 5350152.676 | 13339475.1983 | 0 |  |  | 7989322.5223 | 0 | 349 | 4489498.2102 | 8899446.3896 | 1997.588 |  |  | 4741250.0434 | 329304.2759
8361 | 5332723.56 | 13339475.1983 | 111.2346 |  |  | 8006862.8729 | 0 | 349 | 4489498.2102 | 8899446.3896 | 1997.588 |  |  | 4741250.0434 | 329304.2759
8362 | 5369834.747 | 13339475.1983 | 2892.0996 |  |  | 7972532.5509 | 0 | 349 | 4489498.2102 | 8899446.3896 | 1997.588 |  |  | 4741250.0434 | 329304.2759
8363 | 5293634.948 | 13339475.1983 | 10233.583 |  |  | 8056073.8334 | 0 | 349 | 4489498.2102 | 8899446.3896 | 1997.588 |  |  | 4741250.0434 | 329304.2759
8364 | 5096409.951 | 13339475.1983 | 13681.8556 |  |  | 8256747.1029 | 0 | 349 | 4489498.2102 | 8899446.3896 | 1997.588 |  |  | 4741250.0434 | 329304.2759
8365 | 4989312.275 | 11749595.8869 | 13681.8556 |  |  | 6773965.4675 | 0 | 349 | 4489498.2102 | 8899446.3896 | 1997.588 |  |  | 4741250.0434 | 329304.2759
8366 | 4880084.106 | 10857712.3707 | 6896.5451 |  |  | 5984524.8098 | 0 | 349 | 4489498.2102 | 8899446.3896 | 1997.588 |  |  | 4741250.0434 | 329304.2759
8367 | 4845551.839 | 10392381.8406 | 444.9384 |  |  | 5547274.94 | 0 | 349 | 4489498.2102 | 8899446.3896 | 1997.588 |  |  | 4741250.0434 | 329304.2759
8368 | 5115761.402 | 8220839.3664 | 0 |  |  | 3105077.9644 | 0 | 349 | 4489498.2102 | 8899446.3896 | 1997.588 |  |  | 4741250.0434 | 329304.2759
8369 | 5305211.523 | 5583966.3621 | 0 |  |  | 278754.8391 | 0 | 349 | 4489498.2102 | 8899446.3896 | 1997.588 |  |  | 4741250.0434 | 329304.2759
8370 | 5117445.597 | 4924748.111 | 0 |  |  | 0 | 192697.486 | 349 | 4489498.2102 | 8899446.3896 | 1997.588 |  |  | 4741250.0434 | 329304.2759
8371 | 4781632.23 | 3955309.5065 | 0 |  |  | 0 | 826322.7235 | 349 | 4489498.2102 | 8899446.3896 | 1997.588 |  |  | 4741250.0434 | 329304.2759
8372 | 4461015.242 | 3257313.7112 | 0 |  |  | 0 | 1203701.5308 | 349 | 4489498.2102 | 8899446.3896 | 1997.588 |  |  | 4741250.0434 | 329304.2759
8373 | 4193067.379 | 2869538.2694 | 0 |  |  | 0 | 1323529.1096 | 349 | 4489498.2102 | 8899446.3896 | 1997.588 |  |  | 4741250.0434 | 329304.2759
8374 | 3887761.01 | 2326652.6509 | 0 |  |  | 0 | 1561108.3591 | 349 | 4489498.2102 | 8899446.3896 | 1997.588 |  |  | 4741250.0434 | 329304.2759
8375 | 3599836.002 | 2093987.3858 | 0 |  |  | 0 | 1505848.6162 | 349 | 4489498.2102 | 8899446.3896 | 1997.588 |  |  | 4741250.0434 | 329304.2759
8376 | 3384082.183 | 2093987.3858 | 0 |  |  | 0 | 1290094.7972 | 349 | 4489498.2102 | 8899446.3896 | 1997.588 |  |  | 4741250.0434 | 329304.2759
8377 | 3233784.071 | 2171542.4741 | 0 |  |  | 0 | 1062241.5969 | 350 | 4007445.5482 | 6928254.5604 | 690.5815 |  |  | 3470518.6595 | 549019.0658
8378 | 3151165.329 | 2442985.2834 | 0 |  |  | 0 | 708180.0456 | 350 | 4007445.5482 | 6928254.5604 | 690.5815 |  |  | 3470518.6595 | 549019.0658
8379 | 3134826.85 | 3024648.4461 | 0 |  |  | 0 | 110178.4039 | 350 | 4007445.5482 | 6928254.5604 | 690.5815 |  |  | 3470518.6595 | 549019.0658
8380 | 3164904.177 | 3334868.7996 | 0 |  |  | 169964.6226 | 0 | 350 | 4007445.5482 | 6928254.5604 | 690.5815 |  |  | 3470518.6595 | 549019.0658
8381 | 3262103.336 | 3257313.7112 | 0 |  |  | 0 | 4789.6248 | 350 | 4007445.5482 | 6928254.5604 | 690.5815 |  |  | 3470518.6595 | 549019.0658
8382 | 3496641.882 | 3102203.5345 | 0 |  |  | 0 | 394438.3475 | 350 | 4007445.5482 | 6928254.5604 | 690.5815 |  |  | 3470518.6595 | 549019.0658
8383 | 3851329.718 | 2830760.7252 | 0 |  |  | 0 | 1020568.9928 | 350 | 4007445.5482 | 6928254.5604 | 690.5815 |  |  | 3470518.6595 | 549019.0658
8384 | 4227536.409 | 2598095.4601 | 0 |  |  | 0 | 1629440.9489 | 350 | 4007445.5482 | 6928254.5604 | 690.5815 |  |  | 3470518.6595 | 549019.0658
8385 | 4402988.276 | 2442985.2834 | 0 |  |  | 0 | 1960002.9926 | 350 | 4007445.5482 | 6928254.5604 | 690.5815 |  |  | 3470518.6595 | 549019.0658
8386 | 4486085.519 | 1783767.0323 | 1112.346 |  |  | 0 | 2701206.1407 | 350 | 4007445.5482 | 6928254.5604 | 690.5815 |  |  | 3470518.6595 | 549019.0658
8387 | 4438453.607 | 1938877.2091 | 2113.4574 |  |  | 0 | 2497462.9406 | 350 | 4007445.5482 | 6928254.5604 | 690.5815 |  |  | 3470518.6595 | 549019.0658
8388 | 4347819.653 | 3257313.7112 | 2558.3958 |  |  | 0 | 1087947.546 | 350 | 4007445.5482 | 6928254.5604 | 690.5815 |  |  | 3470518.6595 | 549019.0658
8389 | 4270698.849 | 4575750.2134 | 4004.4455 |  |  | 309055.8099 | 0 | 350 | 4007445.5482 | 6928254.5604 | 690.5815 |  |  | 3470518.6595 | 549019.0658
8390 | 4242588.869 | 6049296.8923 | 5784.1991 |  |  | 1812492.2224 | 0 | 350 | 4007445.5482 | 6928254.5604 | 690.5815 |  |  | 3470518.6595 | 549019.0658
8391 | 4312921.128 | 8453504.6315 | 1001.1114 |  |  | 4141584.6149 | 0 | 350 | 4007445.5482 | 6928254.5604 | 690.5815 |  |  | 3470518.6595 | 549019.0658
8392 | 4670968.974 | 10198494.1197 | 0 |  |  | 5527525.1457 | 0 | 350 | 4007445.5482 | 6928254.5604 | 690.5815 |  |  | 3470518.6595 | 549019.0658
8393 | 4982295.926 | 11594485.7102 | 0 |  |  | 6612189.7842 | 0 | 350 | 4007445.5482 | 6928254.5604 | 690.5815 |  |  | 3470518.6595 | 549019.0658
8394 | 4903514.819 | 13184365.0216 | 0 |  |  | 8280850.2026 | 0 | 350 | 4007445.5482 | 6928254.5604 | 690.5815 |  |  | 3470518.6595 | 549019.0658
8395 | 4569441.77 | 13339475.1983 | 0 |  |  | 8770033.4283 | 0 | 350 | 4007445.5482 | 6928254.5604 | 690.5815 |  |  | 3470518.6595 | 549019.0658
8396 | 4286226.128 | 13339475.1983 | 0 |  |  | 9053249.0703 | 0 | 350 | 4007445.5482 | 6928254.5604 | 690.5815 |  |  | 3470518.6595 | 549019.0658
8397 | 4062602.457 | 13339475.1983 | 0 |  |  | 9276872.7413 | 0 | 350 | 4007445.5482 | 6928254.5604 | 690.5815 |  |  | 3470518.6595 | 549019.0658
8398 | 3816966.839 | 13339475.1983 | 0 |  |  | 9522508.3593 | 0 | 350 | 4007445.5482 | 6928254.5604 | 690.5815 |  |  | 3470518.6595 | 549019.0658
8399 | 3533007.682 | 13339475.1983 | 0 |  |  | 9806467.5163 | 0 | 350 | 4007445.5482 | 6928254.5604 | 690.5815 |  |  | 3470518.6595 | 549019.0658
8400 | 3329820.889 | 13339475.1983 | 0 |  |  | 10009654.3093 | 0 | 350 | 4007445.5482 | 6928254.5604 | 690.5815 |  |  | 3470518.6595 | 549019.0658
8401 | 3173697.684 | 12796589.5798 | 0 |  |  | 9622891.8958 | 0 | 351 | 3999430.1566 | 6019950.9668 | 718.3901 |  |  | 2877823.6858 | 856584.4855
8402 | 3095333.765 | 12641479.4031 | 0 |  |  | 9546145.6381 | 0 | 351 | 3999430.1566 | 6019950.9668 | 718.3901 |  |  | 2877823.6858 | 856584.4855
8403 | 3085362.51 | 13333168.7833 | 0 |  |  | 10247806.2733 | 0 | 351 | 3999430.1566 | 6019950.9668 | 718.3901 |  |  | 2877823.6858 | 856584.4855
8404 | 3108192.382 | 13106809.9333 | 0 |  |  | 9998617.5513 | 0 | 351 | 3999430.1566 | 6019950.9668 | 718.3901 |  |  | 2877823.6858 | 856584.4855
8405 | 3186275.824 | 11323042.9009 | 0 |  |  | 8136767.0769 | 0 | 351 | 3999430.1566 | 6019950.9668 | 718.3901 |  |  | 2877823.6858 | 856584.4855
8406 | 3384699.538 | 10198494.1197 | 0 |  |  | 6813794.5817 | 0 | 351 | 3999430.1566 | 6019950.9668 | 718.3901 |  |  | 2877823.6858 | 856584.4855
8407 | 3681002.45 | 9190277.971 | 0 |  |  | 5509275.521 | 0 | 351 | 3999430.1566 | 6019950.9668 | 718.3901 |  |  | 2877823.6858 | 856584.4855
8408 | 4056156.531 | 6979957.9526 | 0 |  |  | 2923801.4216 | 0 | 351 | 3999430.1566 | 6019950.9668 | 718.3901 |  |  | 2877823.6858 | 856584.4855
8409 | 4284924.664 | 3761421.7856 | 556.173 |  |  | 0 | 522946.7054 | 351 | 3999430.1566 | 6019950.9668 | 718.3901 |  |  | 2877823.6858 | 856584.4855
8410 | 4391900.274 | 1667434.3998 | 2002.2228 |  |  | 0 | 2722463.6514 | 351 | 3999430.1566 | 6019950.9668 | 718.3901 |  |  | 2877823.6858 | 856584.4855
8411 | 4416065.49 | 2442985.2834 | 2558.3958 |  |  | 0 | 1970521.8108 | 351 | 3999430.1566 | 6019950.9668 | 718.3901 |  |  | 2877823.6858 | 856584.4855
8412 | 4358164.289 | 3489978.9763 | 3337.0379 |  |  | 0 | 864848.2747 | 351 | 3999430.1566 | 6019950.9668 | 718.3901 |  |  | 2877823.6858 | 856584.4855
8413 | 4301425.674 | 4769637.9343 | 5450.4953 |  |  | 473662.7556 | 0 | 351 | 3999430.1566 | 6019950.9668 | 718.3901 |  |  | 2877823.6858 | 856584.4855
8414 | 4286213.165 | 6049296.8923 | 3337.0379 |  |  | 1766420.7652 | 0 | 351 | 3999430.1566 | 6019950.9668 | 718.3901 |  |  | 2877823.6858 | 856584.4855
8415 | 4357956.606 | 6049296.8923 | 0 |  |  | 1691340.2863 | 0 | 351 | 3999430.1566 | 6019950.9668 | 718.3901 |  |  | 2877823.6858 | 856584.4855
8416 | 4730478.4 | 4149197.2274 | 0 |  |  | 0 | 581281.1726 | 351 | 3999430.1566 | 6019950.9668 | 718.3901 |  |  | 2877823.6858 | 856584.4855
8417 | 5048810.095 | 2404207.7392 | 0 |  |  | 0 | 2644602.3558 | 351 | 3999430.1566 | 6019950.9668 | 718.3901 |  |  | 2877823.6858 | 856584.4855
8418 | 4968969.194 | 1706211.944 | 0 |  |  | 0 | 3262757.25 | 351 | 3999430.1566 | 6019950.9668 | 718.3901 |  |  | 2877823.6858 | 856584.4855
8419 | 4717472.759 | 1667434.3998 | 0 |  |  | 0 | 3050038.3592 | 351 | 3999430.1566 | 6019950.9668 | 718.3901 |  |  | 2877823.6858 | 856584.4855
8420 | 4398225.947 | 2016432.2974 | 0 |  |  | 0 | 2381793.6496 | 351 | 3999430.1566 | 6019950.9668 | 718.3901 |  |  | 2877823.6858 | 856584.4855
8421 | 4145758.995 | 2326652.6509 | 0 |  |  | 0 | 1819106.3441 | 351 | 3999430.1566 | 6019950.9668 | 718.3901 |  |  | 2877823.6858 | 856584.4855
8422 | 3801094.068 | 3063425.9903 | 0 |  |  | 0 | 737668.0777 | 351 | 3999430.1566 | 6019950.9668 | 718.3901 |  |  | 2877823.6858 | 856584.4855
8423 | 3593168.85 | 4071642.139 | 0 |  |  | 478473.289 | 0 | 351 | 3999430.1566 | 6019950.9668 | 718.3901 |  |  | 2877823.6858 | 856584.4855
8424 | 3414974.605 | 5273746.0086 | 0 |  |  | 1858771.4036 | 0 | 351 | 3999430.1566 | 6019950.9668 | 718.3901 |  |  | 2877823.6858 | 856584.4855
8425 | 3305934.314 | 6204407.069 | 0 |  |  | 2898472.755 | 0 | 352 | 4653096.9824 | 2383203.2361 | 162.2171 |  |  | 515287.4241 | 2785018.9532
8426 | 3269602.709 | 6204407.069 | 0 |  |  | 2934804.36 | 0 | 352 | 4653096.9824 | 2383203.2361 | 162.2171 |  |  | 515287.4241 | 2785018.9532
8427 | 3263106.171 | 6010519.3481 | 0 |  |  | 2747413.1771 | 0 | 352 | 4653096.9824 | 2383203.2361 | 162.2171 |  |  | 515287.4241 | 2785018.9532
8428 | 3356727.454 | 5545188.8179 | 0 |  |  | 2188461.3639 | 0 | 352 | 4653096.9824 | 2383203.2361 | 162.2171 |  |  | 515287.4241 | 2785018.9532
8429 | 3897052.504 | 5157413.3761 | 0 |  |  | 1260360.8721 | 0 | 352 | 4653096.9824 | 2383203.2361 | 162.2171 |  |  | 515287.4241 | 2785018.9532
8430 | 4509807.372 | 4847193.0227 | 0 |  |  | 337385.6507 | 0 | 352 | 4653096.9824 | 2383203.2361 | 162.2171 |  |  | 515287.4241 | 2785018.9532
8431 | 5165928.441 | 4304307.4041 | 0 |  |  | 0 | 861621.0369 | 352 | 4653096.9824 | 2383203.2361 | 162.2171 |  |  | 515287.4241 | 2785018.9532
8432 | 5402117.259 | 3528756.5205 | 0 |  |  | 0 | 1873360.7385 | 352 | 4653096.9824 | 2383203.2361 | 162.2171 |  |  | 515287.4241 | 2785018.9532
8433 | 5406144.607 | 2559317.916 | 333.7038 |  |  | 0 | 2846492.9872 | 352 | 4653096.9824 | 2383203.2361 | 162.2171 |  |  | 515287.4241 | 2785018.9532
8434 | 5482123.531 | 814328.4278 | 444.9384 |  |  | 0 | 4667350.1648 | 352 | 4653096.9824 | 2383203.2361 | 162.2171 |  |  | 515287.4241 | 2785018.9532
8435 | 5478154.715 | 77555.0884 | 667.4076 |  |  | 0 | 5399932.219 | 352 | 4653096.9824 | 2383203.2361 | 162.2171 |  |  | 515287.4241 | 2785018.9532
8436 | 5372328.532 | 77555.0884 | 1334.8152 |  |  | 0 | 5293438.6285 | 352 | 4653096.9824 | 2383203.2361 | 162.2171 |  |  | 515287.4241 | 2785018.9532
8437 | 5375411.42 | 310220.3534 | 1001.1114 |  |  | 0 | 5064189.9552 | 352 | 4653096.9824 | 2383203.2361 | 162.2171 |  |  | 515287.4241 | 2785018.9532
8438 | 5293484.692 | 969438.6045 | 111.2346 |  |  | 0 | 4323934.8529 | 352 | 4653096.9824 | 2383203.2361 | 162.2171 |  |  | 515287.4241 | 2785018.9532
8439 | 5217375.123 | 1706211.944 | 0 |  |  | 0 | 3511163.179 | 352 | 4653096.9824 | 2383203.2361 | 162.2171 |  |  | 515287.4241 | 2785018.9532
8440 | 5400279.865 | 2132764.93 | 0 |  |  | 0 | 3267514.935 | 352 | 4653096.9824 | 2383203.2361 | 162.2171 |  |  | 515287.4241 | 2785018.9532
8441 | 5620354.59 | 2442985.2834 | 0 |  |  | 0 | 3177369.3066 | 352 | 4653096.9824 | 2383203.2361 | 162.2171 |  |  | 515287.4241 | 2785018.9532
8442 | 5419599.18 | 2132764.93 | 0 |  |  | 0 | 3286834.25 | 352 | 4653096.9824 | 2383203.2361 | 162.2171 |  |  | 515287.4241 | 2785018.9532
8443 | 5086615.992 | 1318436.5022 | 0 |  |  | 0 | 3768179.4898 | 352 | 4653096.9824 | 2383203.2361 | 162.2171 |  |  | 515287.4241 | 2785018.9532
8444 | 4743163.204 | 620440.7069 | 0 |  |  | 0 | 4122722.4971 | 352 | 4653096.9824 | 2383203.2361 | 162.2171 |  |  | 515287.4241 | 2785018.9532
8445 | 4413675.006 | 193887.7209 | 0 |  |  | 0 | 4219787.2851 | 352 | 4653096.9824 | 2383203.2361 | 162.2171 |  |  | 515287.4241 | 2785018.9532
8446 | 4053092.403 | 38777.5442 | 0 |  |  | 0 | 4014314.8588 | 352 | 4653096.9824 | 2383203.2361 | 162.2171 |  |  | 515287.4241 | 2785018.9532
8447 | 3696301.271 | 0 | 0 |  |  | 0 | 3696301.271 | 352 | 4653096.9824 | 2383203.2361 | 162.2171 |  |  | 515287.4241 | 2785018.9532
8448 | 3445947.222 | 0 | 0 |  |  | 0 | 3445947.222 | 352 | 4653096.9824 | 2383203.2361 | 162.2171 |  |  | 515287.4241 | 2785018.9532
8449 | 3318395.67 | 0 | 0 |  |  | 0 | 3318395.67 | 353 | 4549304.873 | 691532.8712 | 4528.1751 |  |  | 0 | 3853243.8266
8450 | 3273446.518 | 0 | 0 |  |  | 0 | 3273446.518 | 353 | 4549304.873 | 691532.8712 | 4528.1751 |  |  | 0 | 3853243.8266
8451 | 3270250.798 | 0 | 0 |  |  | 0 | 3270250.798 | 353 | 4549304.873 | 691532.8712 | 4528.1751 |  |  | 0 | 3853243.8266
8452 | 3351653.976 | 0 | 0 |  |  | 0 | 3351653.976 | 353 | 4549304.873 | 691532.8712 | 4528.1751 |  |  | 0 | 3853243.8266
8453 | 3650570.493 | 0 | 0 |  |  | 0 | 3650570.493 | 353 | 4549304.873 | 691532.8712 | 4528.1751 |  |  | 0 | 3853243.8266
8454 | 4341922.307 | 0 | 0 |  |  | 0 | 4341922.307 | 353 | 4549304.873 | 691532.8712 | 4528.1751 |  |  | 0 | 3853243.8266
8455 | 5070908.109 | 0 | 0 |  |  | 0 | 5070908.109 | 353 | 4549304.873 | 691532.8712 | 4528.1751 |  |  | 0 | 3853243.8266
8456 | 5312624.671 | 0 | 0 |  |  | 0 | 5312624.671 | 353 | 4549304.873 | 691532.8712 | 4528.1751 |  |  | 0 | 3853243.8266
8457 | 5241472.868 | 0 | 1001.1114 |  |  | 0 | 5240471.7566 | 353 | 4549304.873 | 691532.8712 | 4528.1751 |  |  | 0 | 3853243.8266
8458 | 5280062.162 | 0 | 10789.756 |  |  | 0 | 5269272.406 | 353 | 4549304.873 | 691532.8712 | 4528.1751 |  |  | 0 | 3853243.8266
8459 | 5241631.645 | 0 | 24471.6116 |  |  | 0 | 5217160.0334 | 353 | 4549304.873 | 691532.8712 | 4528.1751 |  |  | 0 | 3853243.8266
8460 | 5161219.562 | 193887.7209 | 36484.9482 |  |  | 0 | 4930846.8929 | 353 | 4549304.873 | 691532.8712 | 4528.1751 |  |  | 0 | 3853243.8266
8461 | 5169838.102 | 1357214.0463 | 28476.0571 |  |  | 0 | 3784147.9985 | 353 | 4549304.873 | 691532.8712 | 4528.1751 |  |  | 0 | 3853243.8266
8462 | 5107932.613 | 2287875.1067 | 7341.4835 |  |  | 0 | 2812716.0228 | 353 | 4549304.873 | 691532.8712 | 4528.1751 |  |  | 0 | 3853243.8266
8463 | 5048727.066 | 2714428.0927 | 111.2346 |  |  | 0 | 2334187.7387 | 353 | 4549304.873 | 691532.8712 | 4528.1751 |  |  | 0 | 3853243.8266
8464 | 5275567.412 | 2481762.8276 | 0 |  |  | 0 | 2793804.5844 | 353 | 4549304.873 | 691532.8712 | 4528.1751 |  |  | 0 | 3853243.8266
8465 | 5532677.613 | 2365430.1951 | 0 |  |  | 0 | 3167247.4179 | 353 | 4549304.873 | 691532.8712 | 4528.1751 |  |  | 0 | 3853243.8266
8466 | 5351120.577 | 2055209.8416 | 0 |  |  | 0 | 3295910.7354 | 353 | 4549304.873 | 691532.8712 | 4528.1751 |  |  | 0 | 3853243.8266
8467 | 5038118.61 | 1395991.5905 | 0 |  |  | 0 | 3642127.0195 | 353 | 4549304.873 | 691532.8712 | 4528.1751 |  |  | 0 | 3853243.8266
8468 | 4694881.096 | 853105.972 | 0 |  |  | 0 | 3841775.124 | 353 | 4549304.873 | 691532.8712 | 4528.1751 |  |  | 0 | 3853243.8266
8469 | 4367364.21 | 504108.0744 | 0 |  |  | 0 | 3863256.1356 | 353 | 4549304.873 | 691532.8712 | 4528.1751 |  |  | 0 | 3853243.8266
8470 | 4001009.898 | 232665.2651 | 0 |  |  | 0 | 3768344.6329 | 353 | 4549304.873 | 691532.8712 | 4528.1751 |  |  | 0 | 3853243.8266
8471 | 3650104.078 | 77555.0884 | 0 |  |  | 0 | 3572548.9896 | 353 | 4549304.873 | 691532.8712 | 4528.1751 |  |  | 0 | 3853243.8266
8472 | 3431816.897 | 77555.0884 | 0 |  |  | 0 | 3354261.8086 | 353 | 4549304.873 | 691532.8712 | 4528.1751 |  |  | 0 | 3853243.8266
8473 | 3304934.147 | 77555.0884 | 0 |  |  | 0 | 3227379.0586 | 354 | 4480339.0232 | 3055347.3353 | 1311.6413 |  |  | 1180208.1434 | 2603888.19
8474 | 3236160.107 | 77555.0884 | 0 |  |  | 0 | 3158605.0186 | 354 | 4480339.0232 | 3055347.3353 | 1311.6413 |  |  | 1180208.1434 | 2603888.19
8475 | 3237662.521 | 77555.0884 | 0 |  |  | 0 | 3160107.4326 | 354 | 4480339.0232 | 3055347.3353 | 1311.6413 |  |  | 1180208.1434 | 2603888.19
8476 | 3315990.787 | 38777.5442 | 0 |  |  | 0 | 3277213.2428 | 354 | 4480339.0232 | 3055347.3353 | 1311.6413 |  |  | 1180208.1434 | 2603888.19
8477 | 3584811.826 | 38777.5442 | 0 |  |  | 0 | 3546034.2818 | 354 | 4480339.0232 | 3055347.3353 | 1311.6413 |  |  | 1180208.1434 | 2603888.19
8478 | 4253439.222 | 38777.5442 | 0 |  |  | 0 | 4214661.6778 | 354 | 4480339.0232 | 3055347.3353 | 1311.6413 |  |  | 1180208.1434 | 2603888.19
8479 | 4926484.5 | 116332.6325 | 0 |  |  | 0 | 4810151.8675 | 354 | 4480339.0232 | 3055347.3353 | 1311.6413 |  |  | 1180208.1434 | 2603888.19
8480 | 5210782.293 | 310220.3534 | 0 |  |  | 0 | 4900561.9396 | 354 | 4480339.0232 | 3055347.3353 | 1311.6413 |  |  | 1180208.1434 | 2603888.19
8481 | 5187577.083 | 581663.1627 | 556.173 |  |  | 0 | 4605357.7473 | 354 | 4480339.0232 | 3055347.3353 | 1311.6413 |  |  | 1180208.1434 | 2603888.19
8482 | 5252334.819 | 426552.986 | 4783.0877 |  |  | 0 | 4820998.7453 | 354 | 4480339.0232 | 3055347.3353 | 1311.6413 |  |  | 1180208.1434 | 2603888.19
8483 | 5211185.353 | 155110.1767 | 9788.6446 |  |  | 0 | 5046286.5316 | 354 | 4480339.0232 | 3055347.3353 | 1311.6413 |  |  | 1180208.1434 | 2603888.19
8484 | 5127218.102 | 465330.5302 | 8676.2987 |  |  | 0 | 4653211.2732 | 354 | 4480339.0232 | 3055347.3353 | 1311.6413 |  |  | 1180208.1434 | 2603888.19
8485 | 5118144.899 | 1357214.0463 | 5672.9645 |  |  | 0 | 3755257.8881 | 354 | 4480339.0232 | 3055347.3353 | 1311.6413 |  |  | 1180208.1434 | 2603888.19
8486 | 5060846.928 | 2249097.5625 | 2002.2228 |  |  | 0 | 2809747.1427 | 354 | 4480339.0232 | 3055347.3353 | 1311.6413 |  |  | 1180208.1434 | 2603888.19
8487 | 5047172.103 | 2753205.6369 | 0 |  |  | 0 | 2293966.4661 | 354 | 4480339.0232 | 3055347.3353 | 1311.6413 |  |  | 1180208.1434 | 2603888.19
8488 | 5210395.715 | 2908315.8136 | 0 |  |  | 0 | 2302079.9014 | 354 | 4480339.0232 | 3055347.3353 | 1311.6413 |  |  | 1180208.1434 | 2603888.19
8489 | 5424579.554 | 3722644.2414 | 0 |  |  | 0 | 1701935.3126 | 354 | 4480339.0232 | 3055347.3353 | 1311.6413 |  |  | 1180208.1434 | 2603888.19
8490 | 5250841.776 | 5041080.7436 | 0 |  |  | 0 | 209761.0324 | 354 | 4480339.0232 | 3055347.3353 | 1311.6413 |  |  | 1180208.1434 | 2603888.19
8491 | 4924503.592 | 6437072.3341 | 0 |  |  | 1512568.7421 | 0 | 354 | 4480339.0232 | 3055347.3353 | 1311.6413 |  |  | 1180208.1434 | 2603888.19
8492 | 4600978.75 | 7833063.9246 | 0 |  |  | 3232085.1746 | 0 | 354 | 4480339.0232 | 3055347.3353 | 1311.6413 |  |  | 1180208.1434 | 2603888.19
8493 | 4270890.754 | 9073945.3384 | 0 |  |  | 4803054.5844 | 0 | 354 | 4480339.0232 | 3055347.3353 | 1311.6413 |  |  | 1180208.1434 | 2603888.19
8494 | 3916541.757 | 9733163.5895 | 0 |  |  | 5816621.8325 | 0 | 354 | 4480339.0232 | 3055347.3353 | 1311.6413 |  |  | 1180208.1434 | 2603888.19
8495 | 3554582.978 | 9927051.3104 | 0 |  |  | 6372468.3324 | 0 | 354 | 4480339.0232 | 3055347.3353 | 1311.6413 |  |  | 1180208.1434 | 2603888.19
8496 | 3300076.991 | 9888273.7662 | 0 |  |  | 6588196.7752 | 0 | 354 | 4480339.0232 | 3055347.3353 | 1311.6413 |  |  | 1180208.1434 | 2603888.19
8497 | 3156602.452 | 9539275.8686 | 0 |  |  | 6382673.4166 | 0 | 355 | 4345515.6465 | 3968235.3545 | 607.1555 |  |  | 1572689.529 | 1949362.6655
8498 | 3106491.784 | 9267833.0593 | 0 |  |  | 6161341.2753 | 0 | 355 | 4345515.6465 | 3968235.3545 | 607.1555 |  |  | 1572689.529 | 1949362.6655
8499 | 3088841.399 | 8957612.7059 | 0 |  |  | 5868771.3069 | 0 | 355 | 4345515.6465 | 3968235.3545 | 607.1555 |  |  | 1572689.529 | 1949362.6655
8500 | 3170561.577 | 7018735.4968 | 0 |  |  | 3848173.9198 | 0 | 355 | 4345515.6465 | 3968235.3545 | 607.1555 |  |  | 1572689.529 | 1949362.6655
8501 | 3446097.553 | 4575750.2134 | 0 |  |  | 1129652.6604 | 0 | 355 | 4345515.6465 | 3968235.3545 | 607.1555 |  |  | 1572689.529 | 1949362.6655
8502 | 4060894.17 | 3024648.4461 | 0 |  |  | 0 | 1036245.7239 | 355 | 4345515.6465 | 3968235.3545 | 607.1555 |  |  | 1572689.529 | 1949362.6655
8503 | 4743793.942 | 1861322.1207 | 0 |  |  | 0 | 2882471.8213 | 355 | 4345515.6465 | 3968235.3545 | 607.1555 |  |  | 1572689.529 | 1949362.6655
8504 | 5046721.767 | 1085771.2371 | 0 |  |  | 0 | 3960950.5299 | 355 | 4345515.6465 | 3968235.3545 | 607.1555 |  |  | 1572689.529 | 1949362.6655
8505 | 5055835.419 | 659218.2511 | 1334.8152 |  |  | 0 | 4395282.3527 | 355 | 4345515.6465 | 3968235.3545 | 607.1555 |  |  | 1572689.529 | 1949362.6655
8506 | 5111664.331 | 581663.1627 | 3781.9763 |  |  | 0 | 4526219.1919 | 355 | 4345515.6465 | 3968235.3545 | 607.1555 |  |  | 1572689.529 | 1949362.6655
8507 | 5062276.345 | 620440.7069 | 4449.3839 |  |  | 0 | 4437386.2542 | 355 | 4345515.6465 | 3968235.3545 | 607.1555 |  |  | 1572689.529 | 1949362.6655
8508 | 4972460.136 | 620440.7069 | 3003.3342 |  |  | 0 | 4349016.0949 | 355 | 4345515.6465 | 3968235.3545 | 607.1555 |  |  | 1572689.529 | 1949362.6655
8509 | 4949195.928 | 775550.8836 | 1334.8152 |  |  | 0 | 4172310.2292 | 355 | 4345515.6465 | 3968235.3545 | 607.1555 |  |  | 1572689.529 | 1949362.6655
8510 | 4849685.014 | 1395991.5905 | 667.4076 |  |  | 0 | 3453026.0159 | 355 | 4345515.6465 | 3968235.3545 | 607.1555 |  |  | 1572689.529 | 1949362.6655
8511 | 4791997.064 | 1977654.7532 | 0 |  |  | 0 | 2814342.3108 | 355 | 4345515.6465 | 3968235.3545 | 607.1555 |  |  | 1572689.529 | 1949362.6655
8512 | 5035848.271 | 1628656.8556 | 0 |  |  | 0 | 3407191.4154 | 355 | 4345515.6465 | 3968235.3545 | 607.1555 |  |  | 1572689.529 | 1949362.6655
8513 | 5251243.046 | 1667434.3998 | 0 |  |  | 0 | 3583808.6462 | 355 | 4345515.6465 | 3968235.3545 | 607.1555 |  |  | 1572689.529 | 1949362.6655
8514 | 5093880.836 | 2481762.8276 | 0 |  |  | 0 | 2612118.0084 | 355 | 4345515.6465 | 3968235.3545 | 607.1555 |  |  | 1572689.529 | 1949362.6655
8515 | 4799424.531 | 3645089.153 | 0 |  |  | 0 | 1154335.378 | 355 | 4345515.6465 | 3968235.3545 | 607.1555 |  |  | 1572689.529 | 1949362.6655
8516 | 4471135.76 | 5079858.2877 | 0 |  |  | 608722.5277 | 0 | 355 | 4345515.6465 | 3968235.3545 | 607.1555 |  |  | 1572689.529 | 1949362.6655
8517 | 4331458.82 | 6320739.7015 | 0 |  |  | 1989280.8815 | 0 | 355 | 4345515.6465 | 3968235.3545 | 607.1555 |  |  | 1572689.529 | 1949362.6655
8518 | 3834161.036 | 7251400.7619 | 0 |  |  | 3417239.7259 | 0 | 355 | 4345515.6465 | 3968235.3545 | 607.1555 |  |  | 1572689.529 | 1949362.6655
8519 | 3593138.584 | 7677953.7479 | 0 |  |  | 4084815.1639 | 0 | 355 | 4345515.6465 | 3968235.3545 | 607.1555 |  |  | 1572689.529 | 1949362.6655
8520 | 3268965.752 | 7522843.5712 | 0 |  |  | 4253877.8192 | 0 | 355 | 4345515.6465 | 3968235.3545 | 607.1555 |  |  | 1572689.529 | 1949362.6655
8521 | 3114135.618 | 6979957.9526 | 0 |  |  | 3865822.3346 | 0 | 356 | 4191088.1202 | 4742170.5072 | 342.9733 |  |  | 1148301.8527 | 596876.4925
8522 | 3037706.446 | 6320739.7015 | 0 |  |  | 3283033.2555 | 0 | 356 | 4191088.1202 | 4742170.5072 | 342.9733 |  |  | 1148301.8527 | 596876.4925
8523 | 3057406.859 | 5894186.7155 | 0 |  |  | 2836779.8565 | 0 | 356 | 4191088.1202 | 4742170.5072 | 342.9733 |  |  | 1148301.8527 | 596876.4925
8524 | 3138513.471 | 6088074.4365 | 0 |  |  | 2949560.9655 | 0 | 356 | 4191088.1202 | 4742170.5072 | 342.9733 |  |  | 1148301.8527 | 596876.4925
8525 | 3351420.446 | 5583966.3621 | 0 |  |  | 2232545.9161 | 0 | 356 | 4191088.1202 | 4742170.5072 | 342.9733 |  |  | 1148301.8527 | 596876.4925
8526 | 3895426.725 | 5002303.1994 | 0 |  |  | 1106876.4744 | 0 | 356 | 4191088.1202 | 4742170.5072 | 342.9733 |  |  | 1148301.8527 | 596876.4925
8527 | 4563638.675 | 4498195.125 | 0 |  |  | 0 | 65443.55 | 356 | 4191088.1202 | 4742170.5072 | 342.9733 |  |  | 1148301.8527 | 596876.4925
8528 | 4936191.2 | 4730860.3901 | 0 |  |  | 0 | 205330.8099 | 356 | 4191088.1202 | 4742170.5072 | 342.9733 |  |  | 1148301.8527 | 596876.4925
8529 | 4916291.427 | 4769637.9343 | 0 |  |  | 0 | 146653.4927 | 356 | 4191088.1202 | 4742170.5072 | 342.9733 |  |  | 1148301.8527 | 596876.4925
8530 | 4990515.432 | 4226752.3158 | 333.7038 |  |  | 0 | 763429.4124 | 356 | 4191088.1202 | 4742170.5072 | 342.9733 |  |  | 1148301.8527 | 596876.4925
8531 | 4923396.196 | 4149197.2274 | 889.8768 |  |  | 0 | 773309.0918 | 356 | 4191088.1202 | 4742170.5072 | 342.9733 |  |  | 1148301.8527 | 596876.4925
8532 | 4736209.668 | 4381862.4925 | 1446.0498 |  |  | 0 | 352901.1257 | 356 | 4191088.1202 | 4742170.5072 | 342.9733 |  |  | 1148301.8527 | 596876.4925
8533 | 4637955.484 | 4071642.139 | 2558.3958 |  |  | 0 | 563754.9492 | 356 | 4191088.1202 | 4742170.5072 | 342.9733 |  |  | 1148301.8527 | 596876.4925
8534 | 4536802.424 | 3451201.4321 | 2892.0996 |  |  | 0 | 1082708.8923 | 356 | 4191088.1202 | 4742170.5072 | 342.9733 |  |  | 1148301.8527 | 596876.4925
8535 | 4535146.505 | 2675650.5485 | 111.2346 |  |  | 0 | 1859384.7219 | 356 | 4191088.1202 | 4742170.5072 | 342.9733 |  |  | 1148301.8527 | 596876.4925
8536 | 4800174.989 | 1783767.0323 | 0 |  |  | 0 | 3016407.9567 | 356 | 4191088.1202 | 4742170.5072 | 342.9733 |  |  | 1148301.8527 | 596876.4925
8537 | 5019662.574 | 1861322.1207 | 0 |  |  | 0 | 3158340.4533 | 356 | 4191088.1202 | 4742170.5072 | 342.9733 |  |  | 1148301.8527 | 596876.4925
8538 | 4867558.958 | 2908315.8136 | 0 |  |  | 0 | 1959243.1444 | 356 | 4191088.1202 | 4742170.5072 | 342.9733 |  |  | 1148301.8527 | 596876.4925
8539 | 4527325.446 | 4149197.2274 | 0 |  |  | 0 | 378128.2186 | 356 | 4191088.1202 | 4742170.5072 | 342.9733 |  |  | 1148301.8527 | 596876.4925
8540 | 4196109.985 | 5157413.3761 | 0 |  |  | 961303.3911 | 0 | 356 | 4191088.1202 | 4742170.5072 | 342.9733 |  |  | 1148301.8527 | 596876.4925
8541 | 4045875.412 | 5816631.6272 | 0 |  |  | 1770756.2152 | 0 | 356 | 4191088.1202 | 4742170.5072 | 342.9733 |  |  | 1148301.8527 | 596876.4925
8542 | 3810098.201 | 6475849.8783 | 0 |  |  | 2665751.6773 | 0 | 356 | 4191088.1202 | 4742170.5072 | 342.9733 |  |  | 1148301.8527 | 596876.4925
8543 | 3556053.763 | 6630960.055 | 0 |  |  | 3074906.292 | 0 | 356 | 4191088.1202 | 4742170.5072 | 342.9733 |  |  | 1148301.8527 | 596876.4925
8544 | 3392498.982 | 6204407.069 | 0 |  |  | 2811908.087 | 0 | 356 | 4191088.1202 | 4742170.5072 | 342.9733 |  |  | 1148301.8527 | 596876.4925
8545 | 3300467.905 | 5545188.8179 | 0 |  |  | 2244720.9129 | 0 | 357 | 4122867.87 | 1110007.2022 | 523.7296 |  |  | 135920.2358 | 3148257.1741
8546 | 3286942.657 | 4304307.4041 | 0 |  |  | 1017364.7471 | 0 | 357 | 4122867.87 | 1110007.2022 | 523.7296 |  |  | 135920.2358 | 3148257.1741
8547 | 3286418.946 | 3102203.5345 | 0 |  |  | 0 | 184215.4115 | 357 | 4122867.87 | 1110007.2022 | 523.7296 |  |  | 135920.2358 | 3148257.1741
8548 | 3264130.235 | 2210320.0183 | 0 |  |  | 0 | 1053810.2167 | 357 | 4122867.87 | 1110007.2022 | 523.7296 |  |  | 135920.2358 | 3148257.1741
8549 | 3384321.819 | 1783767.0323 | 0 |  |  | 0 | 1600554.7867 | 357 | 4122867.87 | 1110007.2022 | 523.7296 |  |  | 135920.2358 | 3148257.1741
8550 | 3569377.29 | 1589879.3114 | 0 |  |  | 0 | 1979497.9786 | 357 | 4122867.87 | 1110007.2022 | 523.7296 |  |  | 135920.2358 | 3148257.1741
8551 | 3882949.423 | 1473546.6789 | 0 |  |  | 0 | 2409402.7441 | 357 | 4122867.87 | 1110007.2022 | 523.7296 |  |  | 135920.2358 | 3148257.1741
8552 | 4301453.737 | 1318436.5022 | 0 |  |  | 0 | 2983017.2348 | 357 | 4122867.87 | 1110007.2022 | 523.7296 |  |  | 135920.2358 | 3148257.1741
8553 | 4525542.583 | 1008216.1487 | 111.2346 |  |  | 0 | 3517215.1997 | 357 | 4122867.87 | 1110007.2022 | 523.7296 |  |  | 135920.2358 | 3148257.1741
8554 | 4654229.607 | 620440.7069 | 889.8768 |  |  | 0 | 4032899.0233 | 357 | 4122867.87 | 1110007.2022 | 523.7296 |  |  | 135920.2358 | 3148257.1741
8555 | 4660236.605 | 348997.8976 | 3114.5688 |  |  | 0 | 4308124.1386 | 357 | 4122867.87 | 1110007.2022 | 523.7296 |  |  | 135920.2358 | 3148257.1741
8556 | 4509243.049 | 232665.2651 | 4226.9147 |  |  | 0 | 4272350.8692 | 357 | 4122867.87 | 1110007.2022 | 523.7296 |  |  | 135920.2358 | 3148257.1741
8557 | 4537512.402 | 232665.2651 | 3114.5688 |  |  | 0 | 4301732.5682 | 357 | 4122867.87 | 1110007.2022 | 523.7296 |  |  | 135920.2358 | 3148257.1741
8558 | 4551354.996 | 387775.4418 | 1112.346 |  |  | 0 | 4162467.2082 | 357 | 4122867.87 | 1110007.2022 | 523.7296 |  |  | 135920.2358 | 3148257.1741
8559 | 4578614.566 | 504108.0744 | 0 |  |  | 0 | 4074506.4916 | 357 | 4122867.87 | 1110007.2022 | 523.7296 |  |  | 135920.2358 | 3148257.1741
8560 | 4789210.967 | 465330.5302 | 0 |  |  | 0 | 4323880.4368 | 357 | 4122867.87 | 1110007.2022 | 523.7296 |  |  | 135920.2358 | 3148257.1741
8561 | 4907680.381 | 387775.4418 | 0 |  |  | 0 | 4519904.9392 | 357 | 4122867.87 | 1110007.2022 | 523.7296 |  |  | 135920.2358 | 3148257.1741
8562 | 4829073.149 | 348997.8976 | 0 |  |  | 0 | 4480075.2514 | 357 | 4122867.87 | 1110007.2022 | 523.7296 |  |  | 135920.2358 | 3148257.1741
8563 | 4585936.208 | 271442.8093 | 0 |  |  | 0 | 4314493.3987 | 357 | 4122867.87 | 1110007.2022 | 523.7296 |  |  | 135920.2358 | 3148257.1741
8564 | 4359127.342 | 232665.2651 | 0 |  |  | 0 | 4126462.0769 | 357 | 4122867.87 | 1110007.2022 | 523.7296 |  |  | 135920.2358 | 3148257.1741
8565 | 4166884.134 | 193887.7209 | 0 |  |  | 0 | 3972996.4131 | 357 | 4122867.87 | 1110007.2022 | 523.7296 |  |  | 135920.2358 | 3148257.1741
8566 | 3919320.94 | 77555.0884 | 0 |  |  | 0 | 3841765.8516 | 357 | 4122867.87 | 1110007.2022 | 523.7296 |  |  | 135920.2358 | 3148257.1741
8567 | 3597088.1 | 0 | 0 |  |  | 0 | 3597088.1 | 357 | 4122867.87 | 1110007.2022 | 523.7296 |  |  | 135920.2358 | 3148257.1741
8568 | 3501711.84 | 0 | 0 |  |  | 0 | 3501711.84 | 357 | 4122867.87 | 1110007.2022 | 523.7296 |  |  | 135920.2358 | 3148257.1741
8569 | 3360835.043 | 0 | 0 |  |  | 0 | 3360835.043 | 358 | 3878114.2178 | 350613.6286 | 866.7029 |  |  | 0 | 3526633.8862
8570 | 3182293.696 | 0 | 0 |  |  | 0 | 3182293.696 | 358 | 3878114.2178 | 350613.6286 | 866.7029 |  |  | 0 | 3526633.8862
8571 | 3125433.64 | 0 | 0 |  |  | 0 | 3125433.64 | 358 | 3878114.2178 | 350613.6286 | 866.7029 |  |  | 0 | 3526633.8862
8572 | 3105736.428 | 0 | 0 |  |  | 0 | 3105736.428 | 358 | 3878114.2178 | 350613.6286 | 866.7029 |  |  | 0 | 3526633.8862
8573 | 3156570.735 | 0 | 0 |  |  | 0 | 3156570.735 | 358 | 3878114.2178 | 350613.6286 | 866.7029 |  |  | 0 | 3526633.8862
8574 | 3270452.114 | 0 | 0 |  |  | 0 | 3270452.114 | 358 | 3878114.2178 | 350613.6286 | 866.7029 |  |  | 0 | 3526633.8862
8575 | 3526493.934 | 0 | 0 |  |  | 0 | 3526493.934 | 358 | 3878114.2178 | 350613.6286 | 866.7029 |  |  | 0 | 3526633.8862
8576 | 3811706.1 | 0 | 0 |  |  | 0 | 3811706.1 | 358 | 3878114.2178 | 350613.6286 | 866.7029 |  |  | 0 | 3526633.8862
8577 | 4005172.318 | 77555.0884 | 0 |  |  | 0 | 3927617.2296 | 358 | 3878114.2178 | 350613.6286 | 866.7029 |  |  | 0 | 3526633.8862
8578 | 4140533.64 | 77555.0884 | 1446.0498 |  |  | 0 | 4061532.5019 | 358 | 3878114.2178 | 350613.6286 | 866.7029 |  |  | 0 | 3526633.8862
8579 | 4248894.076 | 77555.0884 | 3448.2725 |  |  | 0 | 4167890.7151 | 358 | 3878114.2178 | 350613.6286 | 866.7029 |  |  | 0 | 3526633.8862
8580 | 4352609.798 | 581663.1627 | 4226.9147 |  |  | 0 | 3766719.7205 | 358 | 3878114.2178 | 350613.6286 | 866.7029 |  |  | 0 | 3526633.8862
8581 | 4378325.975 | 930661.0603 | 5228.0261 |  |  | 0 | 3442436.8885 | 358 | 3878114.2178 | 350613.6286 | 866.7029 |  |  | 0 | 3526633.8862
8582 | 4580250.006 | 930661.0603 | 5784.1991 |  |  | 0 | 3643804.7465 | 358 | 3878114.2178 | 350613.6286 | 866.7029 |  |  | 0 | 3526633.8862
8583 | 4715416.882 | 736773.3394 | 667.4076 |  |  | 0 | 3977976.135 | 358 | 3878114.2178 | 350613.6286 | 866.7029 |  |  | 0 | 3526633.8862
8584 | 4894386.376 | 581663.1627 | 0 |  |  | 0 | 4312723.2133 | 358 | 3878114.2178 | 350613.6286 | 866.7029 |  |  | 0 | 3526633.8862
8585 | 4982270.923 | 620440.7069 | 0 |  |  | 0 | 4361830.2161 | 358 | 3878114.2178 | 350613.6286 | 866.7029 |  |  | 0 | 3526633.8862
8586 | 4286027.441 | 736773.3394 | 0 |  |  | 0 | 3549254.1016 | 358 | 3878114.2178 | 350613.6286 | 866.7029 |  |  | 0 | 3526633.8862
8587 | 4105021.61 | 697995.7953 | 0 |  |  | 0 | 3407025.8147 | 358 | 3878114.2178 | 350613.6286 | 866.7029 |  |  | 0 | 3526633.8862
8588 | 3895969.615 | 581663.1627 | 0 |  |  | 0 | 3314306.4523 | 358 | 3878114.2178 | 350613.6286 | 866.7029 |  |  | 0 | 3526633.8862
8589 | 3738286.286 | 426552.986 | 0 |  |  | 0 | 3311733.3 | 358 | 3878114.2178 | 350613.6286 | 866.7029 |  |  | 0 | 3526633.8862
8590 | 3499708.861 | 348997.8976 | 0 |  |  | 0 | 3150710.9634 | 358 | 3878114.2178 | 350613.6286 | 866.7029 |  |  | 0 | 3526633.8862
8591 | 3402612.645 | 426552.986 | 0 |  |  | 0 | 2976059.659 | 358 | 3878114.2178 | 350613.6286 | 866.7029 |  |  | 0 | 3526633.8862
8592 | 3309733.085 | 581663.1627 | 0 |  |  | 0 | 2728069.9223 | 358 | 3878114.2178 | 350613.6286 | 866.7029 |  |  | 0 | 3526633.8862
8593 | 3219657.164 | 853105.972 | 0 |  |  | 0 | 2366551.192 | 359 | 3664834.9663 | 2375124.5811 | 991.8418 |  |  | 663359.9622 | 1952078.5055
8594 | 3038059.934 | 1163326.3254 | 0 |  |  | 0 | 1874733.6086 | 359 | 3664834.9663 | 2375124.5811 | 991.8418 |  |  | 663359.9622 | 1952078.5055
8595 | 3064127.689 | 1628656.8556 | 0 |  |  | 0 | 1435470.8334 | 359 | 3664834.9663 | 2375124.5811 | 991.8418 |  |  | 663359.9622 | 1952078.5055
8596 | 3050897.824 | 1628656.8556 | 0 |  |  | 0 | 1422240.9684 | 359 | 3664834.9663 | 2375124.5811 | 991.8418 |  |  | 663359.9622 | 1952078.5055
8597 | 3090588.481 | 1512324.2231 | 0 |  |  | 0 | 1578264.2579 | 359 | 3664834.9663 | 2375124.5811 | 991.8418 |  |  | 663359.9622 | 1952078.5055
8598 | 3302012.251 | 1318436.5022 | 0 |  |  | 0 | 1983575.7488 | 359 | 3664834.9663 | 2375124.5811 | 991.8418 |  |  | 663359.9622 | 1952078.5055
8599 | 3483994.776 | 1046993.6929 | 0 |  |  | 0 | 2437001.0831 | 359 | 3664834.9663 | 2375124.5811 | 991.8418 |  |  | 663359.9622 | 1952078.5055
8600 | 3669372.167 | 853105.972 | 0 |  |  | 0 | 2816266.195 | 359 | 3664834.9663 | 2375124.5811 | 991.8418 |  |  | 663359.9622 | 1952078.5055
8601 | 3800498.683 | 697995.7953 | 333.7038 |  |  | 0 | 3102169.1839 | 359 | 3664834.9663 | 2375124.5811 | 991.8418 |  |  | 663359.9622 | 1952078.5055
8602 | 3967493.644 | 271442.8093 | 2113.4574 |  |  | 0 | 3693937.3774 | 359 | 3664834.9663 | 2375124.5811 | 991.8418 |  |  | 663359.9622 | 1952078.5055
8603 | 4071546.008 | 77555.0884 | 4338.1493 |  |  | 0 | 3989652.7703 | 359 | 3664834.9663 | 2375124.5811 | 991.8418 |  |  | 663359.9622 | 1952078.5055
8604 | 4066334.673 | 155110.1767 | 5339.2607 |  |  | 0 | 3905885.2356 | 359 | 3664834.9663 | 2375124.5811 | 991.8418 |  |  | 663359.9622 | 1952078.5055
8605 | 3990337.847 | 193887.7209 | 6674.0759 |  |  | 0 | 3789776.0502 | 359 | 3664834.9663 | 2375124.5811 | 991.8418 |  |  | 663359.9622 | 1952078.5055
8606 | 3998615.745 | 271442.8093 | 4560.6185 |  |  | 0 | 3722612.3172 | 359 | 3664834.9663 | 2375124.5811 | 991.8418 |  |  | 663359.9622 | 1952078.5055
8607 | 3988644.449 | 542885.6185 | 444.9384 |  |  | 0 | 3445313.8921 | 359 | 3664834.9663 | 2375124.5811 | 991.8418 |  |  | 663359.9622 | 1952078.5055
8608 | 4150703.582 | 1085771.2371 | 0 |  |  | 0 | 3064932.3449 | 359 | 3664834.9663 | 2375124.5811 | 991.8418 |  |  | 663359.9622 | 1952078.5055
8609 | 4288864.048 | 2287875.1067 | 0 |  |  | 0 | 2000988.9413 | 359 | 3664834.9663 | 2375124.5811 | 991.8418 |  |  | 663359.9622 | 1952078.5055
8610 | 4175821.638 | 3955309.5065 | 0 |  |  | 0 | 220512.1315 | 359 | 3664834.9663 | 2375124.5811 | 991.8418 |  |  | 663359.9622 | 1952078.5055
8611 | 4007221.664 | 5002303.1994 | 0 |  |  | 995081.5354 | 0 | 359 | 3664834.9663 | 2375124.5811 | 991.8418 |  |  | 663359.9622 | 1952078.5055
8612 | 3863208.283 | 5312523.5528 | 0 |  |  | 1449315.2698 | 0 | 359 | 3664834.9663 | 2375124.5811 | 991.8418 |  |  | 663359.9622 | 1952078.5055
8613 | 3685048.959 | 5622743.9063 | 0 |  |  | 1937694.9473 | 0 | 359 | 3664834.9663 | 2375124.5811 | 991.8418 |  |  | 663359.9622 | 1952078.5055
8614 | 3486148.443 | 6398294.7899 | 0 |  |  | 2912146.3469 | 0 | 359 | 3664834.9663 | 2375124.5811 | 991.8418 |  |  | 663359.9622 | 1952078.5055
8615 | 3373383.484 | 7290178.3061 | 0 |  |  | 3916794.8221 | 0 | 359 | 3664834.9663 | 2375124.5811 | 991.8418 |  |  | 663359.9622 | 1952078.5055
8616 | 3123457.754 | 7833063.9246 | 0 |  |  | 4709606.1706 | 0 | 359 | 3664834.9663 | 2375124.5811 | 991.8418 |  |  | 663359.9622 | 1952078.5055
8617 | 3018527.584 | 8104506.7339 | 0 |  |  | 5085979.1499 | 0 | 360 | 3847351.1933 | 1709443.406 | 8704.1073 |  |  | 626975.5182 | 2756179.1982
8618 | 3016071.979 | 7755508.8362 | 0 |  |  | 4739436.8572 | 0 | 360 | 3847351.1933 | 1709443.406 | 8704.1073 |  |  | 626975.5182 | 2756179.1982
8619 | 3139436.545 | 6786070.2317 | 0 |  |  | 3646633.6867 | 0 | 360 | 3847351.1933 | 1709443.406 | 8704.1073 |  |  | 626975.5182 | 2756179.1982
8620 | 3194275.192 | 4769637.9343 | 0 |  |  | 1575362.7423 | 0 | 360 | 3847351.1933 | 1709443.406 | 8704.1073 |  |  | 626975.5182 | 2756179.1982
8621 | 3372455.794 | 3024648.4461 | 0 |  |  | 0 | 347807.3479 | 360 | 3847351.1933 | 1709443.406 | 8704.1073 |  |  | 626975.5182 | 2756179.1982
8622 | 3553939.087 | 2481762.8276 | 0 |  |  | 0 | 1072176.2594 | 360 | 3847351.1933 | 1709443.406 | 8704.1073 |  |  | 626975.5182 | 2756179.1982
8623 | 3726938.019 | 2093987.3858 | 0 |  |  | 0 | 1632950.6332 | 360 | 3847351.1933 | 1709443.406 | 8704.1073 |  |  | 626975.5182 | 2756179.1982
8624 | 4023111.6 | 1512324.2231 | 0 |  |  | 0 | 2510787.3769 | 360 | 3847351.1933 | 1709443.406 | 8704.1073 |  |  | 626975.5182 | 2756179.1982
8625 | 4183480.034 | 853105.972 | 9121.2371 |  |  | 0 | 3321252.825 | 360 | 3847351.1933 | 1709443.406 | 8704.1073 |  |  | 626975.5182 | 2756179.1982
8626 | 4396856.787 | 387775.4418 | 29810.8723 |  |  | 0 | 3979270.4729 | 360 | 3847351.1933 | 1709443.406 | 8704.1073 |  |  | 626975.5182 | 2756179.1982
8627 | 4435987.614 | 155110.1767 | 44827.5431 |  |  | 0 | 4236049.8942 | 360 | 3847351.1933 | 1709443.406 | 8704.1073 |  |  | 626975.5182 | 2756179.1982
8628 | 4496574.506 | 77555.0884 | 50611.7422 |  |  | 0 | 4368407.6754 | 360 | 3847351.1933 | 1709443.406 | 8704.1073 |  |  | 626975.5182 | 2756179.1982
8629 | 4380925.418 | 77555.0884 | 43492.7279 |  |  | 0 | 4259877.6017 | 360 | 3847351.1933 | 1709443.406 | 8704.1073 |  |  | 626975.5182 | 2756179.1982
8630 | 4277928.657 | 38777.5442 | 26807.5382 |  |  | 0 | 4212343.5746 | 360 | 3847351.1933 | 1709443.406 | 8704.1073 |  |  | 626975.5182 | 2756179.1982
8631 | 4158943.541 | 38777.5442 | 4226.9147 |  |  | 0 | 4115939.0821 | 360 | 3847351.1933 | 1709443.406 | 8704.1073 |  |  | 626975.5182 | 2756179.1982
8632 | 4307350.107 | 77555.0884 | 0 |  |  | 0 | 4229795.0186 | 360 | 3847351.1933 | 1709443.406 | 8704.1073 |  |  | 626975.5182 | 2756179.1982
8633 | 4359495.837 | 193887.7209 | 0 |  |  | 0 | 4165608.1161 | 360 | 3847351.1933 | 1709443.406 | 8704.1073 |  |  | 626975.5182 | 2756179.1982
8634 | 4313096.688 | 271442.8093 | 0 |  |  | 0 | 4041653.8787 | 360 | 3847351.1933 | 1709443.406 | 8704.1073 |  |  | 626975.5182 | 2756179.1982
8635 | 4164530.138 | 310220.3534 | 0 |  |  | 0 | 3854309.7846 | 360 | 3847351.1933 | 1709443.406 | 8704.1073 |  |  | 626975.5182 | 2756179.1982
8636 | 4008065.79 | 348997.8976 | 0 |  |  | 0 | 3659067.8924 | 360 | 3847351.1933 | 1709443.406 | 8704.1073 |  |  | 626975.5182 | 2756179.1982
8637 | 3804626.93 | 387775.4418 | 0 |  |  | 0 | 3416851.4882 | 360 | 3847351.1933 | 1709443.406 | 8704.1073 |  |  | 626975.5182 | 2756179.1982
8638 | 3557274.663 | 426552.986 | 0 |  |  | 0 | 3130721.677 | 360 | 3847351.1933 | 1709443.406 | 8704.1073 |  |  | 626975.5182 | 2756179.1982
8639 | 3328482.106 | 426552.986 | 0 |  |  | 0 | 2901929.12 | 360 | 3847351.1933 | 1709443.406 | 8704.1073 |  |  | 626975.5182 | 2756179.1982
8640 | 3118054.024 | 426552.986 | 0 |  |  | 0 | 2691501.038 | 360 | 3847351.1933 | 1709443.406 | 8704.1073 |  |  | 626975.5182 | 2756179.1982
8641 | 2986264.731 | 387775.4418 | 0 |  |  | 0 | 2598489.2892 | 361 | 3936618.057 | 3742330.5774 | 5594.1733 |  |  | 1580781.8089 | 1769475.1152
8642 | 2912249.48 | 310220.3534 | 0 |  |  | 0 | 2602029.1266 | 361 | 3936618.057 | 3742330.5774 | 5594.1733 |  |  | 1580781.8089 | 1769475.1152
8643 | 2894926.623 | 232665.2651 | 0 |  |  | 0 | 2662261.3579 | 361 | 3936618.057 | 3742330.5774 | 5594.1733 |  |  | 1580781.8089 | 1769475.1152
8644 | 2938643.776 | 155110.1767 | 0 |  |  | 0 | 2783533.5993 | 361 | 3936618.057 | 3742330.5774 | 5594.1733 |  |  | 1580781.8089 | 1769475.1152
8645 | 3081849.74 | 155110.1767 | 0 |  |  | 0 | 2926739.5633 | 361 | 3936618.057 | 3742330.5774 | 5594.1733 |  |  | 1580781.8089 | 1769475.1152
8646 | 3409213.731 | 193887.7209 | 0 |  |  | 0 | 3215326.0101 | 361 | 3936618.057 | 3742330.5774 | 5594.1733 |  |  | 1580781.8089 | 1769475.1152
8647 | 3779312.547 | 193887.7209 | 0 |  |  | 0 | 3585424.8261 | 361 | 3936618.057 | 3742330.5774 | 5594.1733 |  |  | 1580781.8089 | 1769475.1152
8648 | 4136878.701 | 155110.1767 | 0 |  |  | 0 | 3981768.5243 | 361 | 3936618.057 | 3742330.5774 | 5594.1733 |  |  | 1580781.8089 | 1769475.1152
8649 | 4339585.604 | 193887.7209 | 6340.3721 |  |  | 0 | 4139357.511 | 361 | 3936618.057 | 3742330.5774 | 5594.1733 |  |  | 1580781.8089 | 1769475.1152
8650 | 4507375.942 | 193887.7209 | 19688.5239 |  |  | 0 | 4293799.6972 | 361 | 3936618.057 | 3742330.5774 | 5594.1733 |  |  | 1580781.8089 | 1769475.1152
8651 | 4543135.786 | 348997.8976 | 27474.9458 |  |  | 0 | 4166662.9426 | 361 | 3936618.057 | 3742330.5774 | 5594.1733 |  |  | 1580781.8089 | 1769475.1152
8652 | 4500600.782 | 930661.0603 | 31368.1567 |  |  | 0 | 3538571.5649 | 361 | 3936618.057 | 3742330.5774 | 5594.1733 |  |  | 1580781.8089 | 1769475.1152
8653 | 4447695.373 | 2520540.3718 | 31701.8605 |  |  | 0 | 1895453.1407 | 361 | 3936618.057 | 3742330.5774 | 5594.1733 |  |  | 1580781.8089 | 1769475.1152
8654 | 4438756.861 | 4343084.9483 | 17686.3011 |  |  | 0 | 77985.6116 | 361 | 3936618.057 | 3742330.5774 | 5594.1733 |  |  | 1580781.8089 | 1769475.1152
8655 | 4490341.885 | 4490341.885 | 0 |  |  | 0 | 0 | 361 | 3936618.057 | 3742330.5774 | 5594.1733 |  |  | 1580781.8089 | 1769475.1152
8656 | 4689578.479 | 4689578.479 | 0 |  |  | 0 | 0 | 361 | 3936618.057 | 3742330.5774 | 5594.1733 |  |  | 1580781.8089 | 1769475.1152
8657 | 4892203.146 | 4892203.146 | 0 |  |  | 0 | 0 | 361 | 3936618.057 | 3742330.5774 | 5594.1733 |  |  | 1580781.8089 | 1769475.1152
8658 | 4757204.402 | 4757204.402 | 0 |  |  | 0 | 0 | 361 | 3936618.057 | 3742330.5774 | 5594.1733 |  |  | 1580781.8089 | 1769475.1152
8659 | 4487211.089 | 13339475.1983 | 0 |  |  | 8852264.1093 | 0 | 361 | 3936618.057 | 3742330.5774 | 5594.1733 |  |  | 1580781.8089 | 1769475.1152
8660 | 4192143.076 | 4192143.076 | 0 |  |  | 0 | 0 | 361 | 3936618.057 | 3742330.5774 | 5594.1733 |  |  | 1580781.8089 | 1769475.1152
8661 | 3931984.891 | 13339475.1983 | 0 |  |  | 9407490.3073 | 0 | 361 | 3936618.057 | 3742330.5774 | 5594.1733 |  |  | 1580781.8089 | 1769475.1152
8662 | 3640126.82 | 13339475.1983 | 0 |  |  | 9699348.3783 | 0 | 361 | 3936618.057 | 3742330.5774 | 5594.1733 |  |  | 1580781.8089 | 1769475.1152
8663 | 3359814.579 | 13339475.1983 | 0 |  |  | 9979660.6193 | 0 | 361 | 3936618.057 | 3742330.5774 | 5594.1733 |  |  | 1580781.8089 | 1769475.1152
8664 | 3121735.323 | 3121735.323 | 0 |  |  | 0 | 0 | 361 | 3936618.057 | 3742330.5774 | 5594.1733 |  |  | 1580781.8089 | 1769475.1152
8665 | 2949480.141 | 13197286.4143 | 0 |  |  | 10247806.2733 | 0 | 362 | 3955979.0687 | 8535691.73 | 0 |  |  | 4579712.6613 | 0
8666 | 2871046.341 | 2871046.341 | 0 |  |  | 0 | 0 | 362 | 3955979.0687 | 8535691.73 | 0 |  |  | 4579712.6613 | 0
8667 | 2867475.42 | 2867475.42 | 0 |  |  | 0 | 0 | 362 | 3955979.0687 | 8535691.73 | 0 |  |  | 4579712.6613 | 0
8668 | 2922850.322 | 2922850.322 | 0 |  |  | 0 | 0 | 362 | 3955979.0687 | 8535691.73 | 0 |  |  | 4579712.6613 | 0
8669 | 3089973.451 | 3089973.451 | 0 |  |  | 0 | 0 | 362 | 3955979.0687 | 8535691.73 | 0 |  |  | 4579712.6613 | 0
8670 | 3453144.024 | 13339475.1983 | 0 |  |  | 9886331.1743 | 0 | 362 | 3955979.0687 | 8535691.73 | 0 |  |  | 4579712.6613 | 0
8671 | 3909090.974 | 3909090.974 | 0 |  |  | 0 | 0 | 362 | 3955979.0687 | 8535691.73 | 0 |  |  | 4579712.6613 | 0
8672 | 4257468.476 | 4257468.476 | 0 |  |  | 0 | 0 | 362 | 3955979.0687 | 8535691.73 | 0 |  |  | 4579712.6613 | 0
8673 | 4428215.007 | 13339475.1983 | 0 |  |  | 8911260.1913 | 0 | 362 | 3955979.0687 | 8535691.73 | 0 |  |  | 4579712.6613 | 0
8674 | 4540774.34 | 4540774.34 | 0 |  |  | 0 | 0 | 362 | 3955979.0687 | 8535691.73 | 0 |  |  | 4579712.6613 | 0
8675 | 4520597.362 | 13339475.1983 | 0 |  |  | 8818877.8363 | 0 | 362 | 3955979.0687 | 8535691.73 | 0 |  |  | 4579712.6613 | 0
8676 | 4449439.739 | 13339475.1983 | 0 |  |  | 8890035.4593 | 0 | 362 | 3955979.0687 | 8535691.73 | 0 |  |  | 4579712.6613 | 0
8677 | 4468512.106 | 4468512.106 | 0 |  |  | 0 | 0 | 362 | 3955979.0687 | 8535691.73 | 0 |  |  | 4579712.6613 | 0
8678 | 4364974.145 | 13339475.1983 | 0 |  |  | 8974501.0533 | 0 | 362 | 3955979.0687 | 8535691.73 | 0 |  |  | 4579712.6613 | 0
8679 | 4380460.05 | 13339475.1983 | 0 |  |  | 8959015.1483 | 0 | 362 | 3955979.0687 | 8535691.73 | 0 |  |  | 4579712.6613 | 0
8680 | 4649256.285 | 4649256.285 | 0 |  |  | 0 | 0 | 362 | 3955979.0687 | 8535691.73 | 0 |  |  | 4579712.6613 | 0
8681 | 4922684.258 | 12214926.4171 | 0 |  |  | 7292242.1591 | 0 | 362 | 3955979.0687 | 8535691.73 | 0 |  |  | 4579712.6613 | 0
8682 | 4791596.744 | 4791596.744 | 0 |  |  | 0 | 0 | 362 | 3955979.0687 | 8535691.73 | 0 |  |  | 4579712.6613 | 0
8683 | 4487299.106 | 13339475.1983 | 0 |  |  | 8852176.0923 | 0 | 362 | 3955979.0687 | 8535691.73 | 0 |  |  | 4579712.6613 | 0
8684 | 4215839.55 | 13339475.1983 | 0 |  |  | 9123635.6483 | 0 | 362 | 3955979.0687 | 8535691.73 | 0 |  |  | 4579712.6613 | 0
8685 | 3979866.353 | 3979866.353 | 0 |  |  | 0 | 0 | 362 | 3955979.0687 | 8535691.73 | 0 |  |  | 4579712.6613 | 0
8686 | 3701725.893 | 3701725.893 | 0 |  |  | 0 | 0 | 362 | 3955979.0687 | 8535691.73 | 0 |  |  | 4579712.6613 | 0
8687 | 3454848.134 | 13339475.1983 | 0 |  |  | 9884627.0643 | 0 | 362 | 3955979.0687 | 8535691.73 | 0 |  |  | 4579712.6613 | 0
8688 | 3266879.428 | 13339475.1983 | 0 |  |  | 10072595.7703 | 0 | 362 | 3955979.0687 | 8535691.73 | 0 |  |  | 4579712.6613 | 0
8689 | 3114758.705 | 3114758.705 | 0 |  |  | 0 | 0 | 363 | 3952844.102 | 6399217.6994 | 0 |  |  | 2446373.5973 | 0
8690 | 3054001.089 | 13301807.3623 | 0 |  |  | 10247806.2733 | 0 | 363 | 3952844.102 | 6399217.6994 | 0 |  |  | 2446373.5973 | 0
8691 | 3028391.685 | 3028391.685 | 0 |  |  | 0 | 0 | 363 | 3952844.102 | 6399217.6994 | 0 |  |  | 2446373.5973 | 0
8692 | 3083113.909 | 13330920.1823 | 0 |  |  | 10247806.2733 | 0 | 363 | 3952844.102 | 6399217.6994 | 0 |  |  | 2446373.5973 | 0
8693 | 3229805.112 | 3229805.112 | 0 |  |  | 0 | 0 | 363 | 3952844.102 | 6399217.6994 | 0 |  |  | 2446373.5973 | 0
8694 | 3523806.284 | 13339475.1983 | 0 |  |  | 9815668.9143 | 0 | 363 | 3952844.102 | 6399217.6994 | 0 |  |  | 2446373.5973 | 0
8695 | 3934950.793 | 3934950.793 | 0 |  |  | 0 | 0 | 363 | 3952844.102 | 6399217.6994 | 0 |  |  | 2446373.5973 | 0
8696 | 4236375.551 | 4236375.551 | 0 |  |  | 0 | 0 | 363 | 3952844.102 | 6399217.6994 | 0 |  |  | 2446373.5973 | 0
8697 | 4401564.091 | 4401564.091 | 0 |  |  | 0 | 0 | 363 | 3952844.102 | 6399217.6994 | 0 |  |  | 2446373.5973 | 0
8698 | 4503405.019 | 4503405.019 | 0 |  |  | 0 | 0 | 363 | 3952844.102 | 6399217.6994 | 0 |  |  | 2446373.5973 | 0
8699 | 4471303.886 | 4471303.886 | 0 |  |  | 0 | 0 | 363 | 3952844.102 | 6399217.6994 | 0 |  |  | 2446373.5973 | 0
8700 | 4370304.08 | 4370304.08 | 0 |  |  | 0 | 0 | 363 | 3952844.102 | 6399217.6994 | 0 |  |  | 2446373.5973 | 0
8701 | 4318019.549 | 4318019.549 | 0 |  |  | 0 | 0 | 363 | 3952844.102 | 6399217.6994 | 0 |  |  | 2446373.5973 | 0
8702 | 4247373.286 | 4247373.286 | 0 |  |  | 0 | 0 | 363 | 3952844.102 | 6399217.6994 | 0 |  |  | 2446373.5973 | 0
8703 | 4271191.808 | 13339475.1983 | 0 |  |  | 9068283.3903 | 0 | 363 | 3952844.102 | 6399217.6994 | 0 |  |  | 2446373.5973 | 0
8704 | 4581480.224 | 4581480.224 | 0 |  |  | 0 | 0 | 363 | 3952844.102 | 6399217.6994 | 0 |  |  | 2446373.5973 | 0
8705 | 4847302.094 | 8608614.8082 | 0 |  |  | 3761312.7142 | 0 | 363 | 3952844.102 | 6399217.6994 | 0 |  |  | 2446373.5973 | 0
8706 | 4758618.441 | 4758618.441 | 0 |  |  | 0 | 0 | 363 | 3952844.102 | 6399217.6994 | 0 |  |  | 2446373.5973 | 0
8707 | 4446661.623 | 11439375.5335 | 0 |  |  | 6992713.9105 | 0 | 363 | 3952844.102 | 6399217.6994 | 0 |  |  | 2446373.5973 | 0
8708 | 4154460.625 | 4154460.625 | 0 |  |  | 0 | 0 | 363 | 3952844.102 | 6399217.6994 | 0 |  |  | 2446373.5973 | 0
8709 | 3906994.367 | 12486369.2264 | 0 |  |  | 8579374.8594 | 0 | 363 | 3952844.102 | 6399217.6994 | 0 |  |  | 2446373.5973 | 0
8710 | 3676601.985 | 3676601.985 | 0 |  |  | 0 | 0 | 363 | 3952844.102 | 6399217.6994 | 0 |  |  | 2446373.5973 | 0
8711 | 3461492.551 | 3461492.551 | 0 |  |  | 0 | 0 | 363 | 3952844.102 | 6399217.6994 | 0 |  |  | 2446373.5973 | 0
8712 | 3246281.692 | 3246281.692 | 0 |  |  | 0 | 0 | 363 | 3952844.102 | 6399217.6994 | 0 |  |  | 2446373.5973 | 0
8713 | 3103976.837 | 3103976.837 | 0 |  |  | 0 | 0 | 364 | 3839222.8207 | 1747084.1585 | 2298.8484 |  |  | 61954.5961 | 2151794.4099
8714 | 3032982.68 | 1869992.7413 | 0 |  |  | 0 | 1162989.9387 | 364 | 3839222.8207 | 1747084.1585 | 2298.8484 |  |  | 61954.5961 | 2151794.4099
8715 | 3004234.721 | 3004234.721 | 0 |  |  | 0 | 0 | 364 | 3839222.8207 | 1747084.1585 | 2298.8484 |  |  | 61954.5961 | 2151794.4099
8716 | 3031214.806 | 3031214.806 | 0 |  |  | 0 | 0 | 364 | 3839222.8207 | 1747084.1585 | 2298.8484 |  |  | 61954.5961 | 2151794.4099
8717 | 3117260.681 | 3117260.681 | 0 |  |  | 0 | 0 | 364 | 3839222.8207 | 1747084.1585 | 2298.8484 |  |  | 61954.5961 | 2151794.4099
8718 | 3270666.92 | 3270666.92 | 0 |  |  | 0 | 0 | 364 | 3839222.8207 | 1747084.1585 | 2298.8484 |  |  | 61954.5961 | 2151794.4099
8719 | 3515392.893 | 5002303.1994 | 0 |  |  | 1486910.3064 | 0 | 364 | 3839222.8207 | 1747084.1585 | 2298.8484 |  |  | 61954.5961 | 2151794.4099
8720 | 3825464.505 | 3825464.505 | 0 |  |  | 0 | 0 | 364 | 3839222.8207 | 1747084.1585 | 2298.8484 |  |  | 61954.5961 | 2151794.4099
8721 | 4086832.838 | 3683866.6972 | 444.9384 |  |  | 0 | 402521.2024 | 364 | 3839222.8207 | 1747084.1585 | 2298.8484 |  |  | 61954.5961 | 2151794.4099
8722 | 4260588.601 | 1706211.944 | 2780.865 |  |  | 0 | 2551595.7921 | 364 | 3839222.8207 | 1747084.1585 | 2298.8484 |  |  | 61954.5961 | 2151794.4099
8723 | 4290441.441 | 1434769.1347 | 10122.3484 |  |  | 0 | 2845549.9579 | 364 | 3839222.8207 | 1747084.1585 | 2298.8484 |  |  | 61954.5961 | 2151794.4099
8724 | 4286473.54 | 1395991.5905 | 16685.1897 |  |  | 0 | 2873796.7597 | 364 | 3839222.8207 | 1747084.1585 | 2298.8484 |  |  | 61954.5961 | 2151794.4099
8725 | 4234528.168 | 1163326.3254 | 14682.967 |  |  | 0 | 3056518.8756 | 364 | 3839222.8207 | 1747084.1585 | 2298.8484 |  |  | 61954.5961 | 2151794.4099
8726 | 4197993.755 | 814328.4278 | 9121.2371 |  |  | 0 | 3374544.0901 | 364 | 3839222.8207 | 1747084.1585 | 2298.8484 |  |  | 61954.5961 | 2151794.4099
8727 | 4232680.939 | 504108.0744 | 1334.8152 |  |  | 0 | 3727238.0495 | 364 | 3839222.8207 | 1747084.1585 | 2298.8484 |  |  | 61954.5961 | 2151794.4099
8728 | 4473071.248 | 232665.2651 | 0 |  |  | 0 | 4240405.9829 | 364 | 3839222.8207 | 1747084.1585 | 2298.8484 |  |  | 61954.5961 | 2151794.4099
8729 | 4765175.169 | 155110.1767 | 0 |  |  | 0 | 4610064.9923 | 364 | 3839222.8207 | 1747084.1585 | 2298.8484 |  |  | 61954.5961 | 2151794.4099
8730 | 4716450.927 | 193887.7209 | 0 |  |  | 0 | 4522563.2061 | 364 | 3839222.8207 | 1747084.1585 | 2298.8484 |  |  | 61954.5961 | 2151794.4099
8731 | 4423243.755 | 271442.8093 | 0 |  |  | 0 | 4151800.9457 | 364 | 3839222.8207 | 1747084.1585 | 2298.8484 |  |  | 61954.5961 | 2151794.4099
8732 | 4162627.255 | 387775.4418 | 0 |  |  | 0 | 3774851.8132 | 364 | 3839222.8207 | 1747084.1585 | 2298.8484 |  |  | 61954.5961 | 2151794.4099
8733 | 3909065.777 | 736773.3394 | 0 |  |  | 0 | 3172292.4376 | 364 | 3839222.8207 | 1747084.1585 | 2298.8484 |  |  | 61954.5961 | 2151794.4099
8734 | 3680929.665 | 1085771.2371 | 0 |  |  | 0 | 2595158.4279 | 364 | 3839222.8207 | 1747084.1585 | 2298.8484 |  |  | 61954.5961 | 2151794.4099
8735 | 3415207.443 | 1085771.2371 | 0 |  |  | 0 | 2329436.2059 | 364 | 3839222.8207 | 1747084.1585 | 2298.8484 |  |  | 61954.5961 | 2151794.4099
8736 | 3104843.133 | 853105.972 | 0 |  |  | 0 | 2251737.161 | 364 | 3839222.8207 | 1747084.1585 | 2298.8484 |  |  | 61954.5961 | 2151794.4099
8737 | 2923863.352 | 504108.0744 | 0 |  |  | 0 | 2419755.2776 | 365 | 3707116.0999 | 2451516.9813 | 917.6854 |  |  | 83489.4818 | 1338170.9149
8738 | 2860705.419 | 193887.7209 | 0 |  |  | 0 | 2666817.6981 | 365 | 3707116.0999 | 2451516.9813 | 917.6854 |  |  | 83489.4818 | 1338170.9149
8739 | 2833428.77 | 77555.0884 | 0 |  |  | 0 | 2755873.6816 | 365 | 3707116.0999 | 2451516.9813 | 917.6854 |  |  | 83489.4818 | 1338170.9149
8740 | 2856522.197 | 193887.7209 | 0 |  |  | 0 | 2662634.4761 | 365 | 3707116.0999 | 2451516.9813 | 917.6854 |  |  | 83489.4818 | 1338170.9149
8741 | 2926997.9 | 542885.6185 | 0 |  |  | 0 | 2384112.2815 | 365 | 3707116.0999 | 2451516.9813 | 917.6854 |  |  | 83489.4818 | 1338170.9149
8742 | 3072708.967 | 1240881.4138 | 0 |  |  | 0 | 1831827.5532 | 365 | 3707116.0999 | 2451516.9813 | 917.6854 |  |  | 83489.4818 | 1338170.9149
8743 | 3298840.007 | 1900099.6649 | 0 |  |  | 0 | 1398740.3421 | 365 | 3707116.0999 | 2451516.9813 | 917.6854 |  |  | 83489.4818 | 1338170.9149
8744 | 3559553.309 | 2404207.7392 | 0 |  |  | 0 | 1155345.5698 | 365 | 3707116.0999 | 2451516.9813 | 917.6854 |  |  | 83489.4818 | 1338170.9149
8745 | 3840341.605 | 2481762.8276 | 333.7038 |  |  | 0 | 1358245.0736 | 365 | 3707116.0999 | 2451516.9813 | 917.6854 |  |  | 83489.4818 | 1338170.9149
8746 | 4045568.099 | 1395991.5905 | 1779.7536 |  |  | 0 | 2647796.7549 | 365 | 3707116.0999 | 2451516.9813 | 917.6854 |  |  | 83489.4818 | 1338170.9149
8747 | 4136172.275 | 775550.8836 | 4004.4455 |  |  | 0 | 3356616.9458 | 365 | 3707116.0999 | 2451516.9813 | 917.6854 |  |  | 83489.4818 | 1338170.9149
8748 | 4197862.723 | 1473546.6789 | 5005.5569 |  |  | 0 | 2719310.4872 | 365 | 3707116.0999 | 2451516.9813 | 917.6854 |  |  | 83489.4818 | 1338170.9149
8749 | 4226268.846 | 2287875.1067 | 5895.4337 |  |  | 0 | 1932498.3056 | 365 | 3707116.0999 | 2451516.9813 | 917.6854 |  |  | 83489.4818 | 1338170.9149
8750 | 4271002.399 | 3063425.9903 | 4560.6185 |  |  | 0 | 1203015.7902 | 365 | 3707116.0999 | 2451516.9813 | 917.6854 |  |  | 83489.4818 | 1338170.9149
8751 | 4332198.931 | 3606311.6089 | 444.9384 |  |  | 0 | 725442.3838 | 365 | 3707116.0999 | 2451516.9813 | 917.6854 |  |  | 83489.4818 | 1338170.9149
8752 | 4556035.822 | 4459417.5808 | 0 |  |  | 0 | 96618.2412 | 365 | 3707116.0999 | 2451516.9813 | 917.6854 |  |  | 83489.4818 | 1338170.9149
8753 | 4704767.581 | 6708515.1434 | 0 |  |  | 2003747.5624 | 0 | 365 | 3707116.0999 | 2451516.9813 | 917.6854 |  |  | 83489.4818 | 1338170.9149
8754 | 4526824.865 | 3725373.7697 | 0 |  |  | 0 | 801451.0953 | 365 | 3707116.0999 | 2451516.9813 | 917.6854 |  |  | 83489.4818 | 1338170.9149
8755 | 4099811.62 | 4099811.62 | 0 |  |  | 0 | 0 | 365 | 3707116.0999 | 2451516.9813 | 917.6854 |  |  | 83489.4818 | 1338170.9149
8756 | 3819045.009 | 3819045.009 | 0 |  |  | 0 | 0 | 365 | 3707116.0999 | 2451516.9813 | 917.6854 |  |  | 83489.4818 | 1338170.9149
8757 | 3667909.989 | 3667909.989 | 0 |  |  | 0 | 0 | 365 | 3707116.0999 | 2451516.9813 | 917.6854 |  |  | 83489.4818 | 1338170.9149
8758 | 3530743.243 | 3530743.243 | 0 |  |  | 0 | 0 | 365 | 3707116.0999 | 2451516.9813 | 917.6854 |  |  | 83489.4818 | 1338170.9149
8759 | 3413764.73 | 3413764.73 | 0 |  |  | 0 | 0 | 365 | 3707116.0999 | 2451516.9813 | 917.6854 |  |  | 83489.4818 | 1338170.9149
8760 | 3269848.74 | 3269848.74 | 0 |  |  | 0 | 0 | 365 | 3707116.0999 | 2451516.9813 | 917.6854 |  |  | 83489.4818 | 1338170.9149

## Wind Production
| Raw Hourly Data |  |  | Daily Average
Hour | Basic | Basic + Curtailment | Day | Basic | Basic + Curtailment
t0001 | 7314807.5102 | 9694386.0453 | 1 | 9820129.0825 | 10340988.2829
t0002 | 6817400.5995 | 9035167.7942 | 1 | 9820129.0825 | 10340988.2829
t0003 | 6261475.2288 | 8298394.4548 | 1 | 9820129.0825 | 10340988.2829
t0004 | 5442216.7876 | 7212623.2177 | 1 | 9820129.0825 | 10340988.2829
t0005 | 4447402.9662 | 5894186.7155 | 1 | 9820129.0825 | 10340988.2829
t0006 | 3628144.5251 | 4808415.4785 | 1 | 9820129.0825 | 10340988.2829
t0007 | 3423329.9148 | 4536972.6692 | 1 | 9820129.0825 | 10340988.2829
t0008 | 3657403.7551 | 4847193.0227 | 1 | 9820129.0825 | 10340988.2829
t0009 | 3920736.8255 | 5196190.9203 | 1 | 9820129.0825 | 10340988.2829
t0010 | 4505921.4263 | 5971741.8039 | 1 | 9820129.0825 | 10340988.2829
t0011 | 7490362.8905 | 9927051.3104 | 1 | 9820129.0825 | 10340988.2829
t0012 | 10240730.5143 | 13339475.1983 | 1 | 9820129.0825 | 10340988.2829
t0013 | 11352581.2559 | 13339475.1983 | 1 | 9820129.0825 | 10340988.2829
t0014 | 11469618.176 | 13339475.1983 | 1 | 9820129.0825 | 10340988.2829
t0015 | 10679618.9649 | 13339475.1983 | 1 | 9820129.0825 | 10340988.2829
t0016 | 9714064.3736 | 12874144.6682 | 1 | 9820129.0825 | 10340988.2829
t0017 | 10913692.8053 | 13339475.1983 | 1 | 9820129.0825 | 10340988.2829
t0018 | 12171839.697 | 13339475.1983 | 1 | 9820129.0825 | 10340988.2829
t0019 | 13517764.2789 | 13339475.1983 | 1 | 9820129.0825 | 10340988.2829
t0020 | 14892948.0908 | 13339475.1983 | 1 | 9820129.0825 | 10340988.2829
t0021 | 15887761.9122 | 13339475.1983 | 1 | 9820129.0825 | 10340988.2829
t0022 | 17789611.8649 | 13339475.1983 | 1 | 9820129.0825 | 10340988.2829
t0023 | 19515906.4373 | 13315982.7373 | 1 | 9820129.0825 | 10340988.2829
t0024 | 20627757.1788 | 13176515.9683 | 1 | 9820129.0825 | 10340988.2829
t0025 | 21095904.8595 | 13106062.0143 | 2 | 19255011.6361 | 13297186.09
t0026 | 21008127.1694 | 13049156.5923 | 2 | 19255011.6361 | 13297186.09
t0027 | 20657016.4089 | 13043069.9483 | 2 | 19255011.6361 | 13297186.09
t0028 | 19837757.9677 | 13144673.6383 | 2 | 19255011.6361 | 13297186.09
t0029 | 19018499.5266 | 13339475.1983 | 2 | 19255011.6361 | 13297186.09
t0030 | 18404055.6957 | 13339475.1983 | 2 | 19255011.6361 | 13297186.09
t0031 | 18257759.5455 | 13339475.1983 | 2 | 19255011.6361 | 13297186.09
t0032 | 18082204.1653 | 13339475.1983 | 2 | 19255011.6361 | 13297186.09
t0033 | 17848130.3249 | 13339475.1983 | 2 | 19255011.6361 | 13297186.09
t0034 | 17350723.4143 | 13339475.1983 | 2 | 19255011.6361 | 13297186.09
t0035 | 17643315.7147 | 13339475.1983 | 2 | 19255011.6361 | 13297186.09
t0036 | 18725907.2262 | 13339475.1983 | 2 | 19255011.6361 | 13297186.09
t0037 | 19837757.9677 | 13339475.1983 | 2 | 19255011.6361 | 13297186.09
t0038 | 20452201.7986 | 13339475.1983 | 2 | 19255011.6361 | 13297186.09
t0039 | 20657016.4089 | 13339475.1983 | 2 | 19255011.6361 | 13297186.09
t0040 | 20481461.0286 | 13339475.1983 | 2 | 19255011.6361 | 13297186.09
t0041 | 20686275.6389 | 13339475.1983 | 2 | 19255011.6361 | 13297186.09
t0042 | 20247387.1883 | 13339475.1983 | 2 | 19255011.6361 | 13297186.09
t0043 | 19369610.2871 | 13339475.1983 | 2 | 19255011.6361 | 13297186.09
t0044 | 18345537.2356 | 13339475.1983 | 2 | 19255011.6361 | 13297186.09
t0045 | 18052944.9352 | 13339475.1983 | 2 | 19255011.6361 | 13297186.09
t0046 | 18521092.6159 | 13339475.1983 | 2 | 19255011.6361 | 13297186.09
t0047 | 18784425.6863 | 13339475.1983 | 2 | 19255011.6361 | 13297186.09
t0048 | 18755166.4562 | 13339475.1983 | 2 | 19255011.6361 | 13297186.09
t0049 | 19106277.2167 | 13339475.1983 | 3 | 12993536.4073 | 12801436.7728
t0050 | 18989240.2965 | 13339475.1983 | 3 | 12993536.4073 | 12801436.7728
t0051 | 18111463.3953 | 13339475.1983 | 3 | 12993536.4073 | 12801436.7728
t0052 | 16765538.8134 | 13339475.1983 | 3 | 12993536.4073 | 12801436.7728
t0053 | 16180354.2126 | 13339475.1983 | 3 | 12993536.4073 | 12801436.7728
t0054 | 15185540.3912 | 13339475.1983 | 3 | 12993536.4073 | 12801436.7728
t0055 | 13927393.4995 | 13339475.1983 | 3 | 12993536.4073 | 12801436.7728
t0056 | 12669246.6077 | 13339475.1983 | 3 | 12993536.4073 | 12801436.7728
t0057 | 11352581.2559 | 13339475.1983 | 3 | 12993536.4073 | 12801436.7728
t0058 | 11381840.4859 | 13339475.1983 | 3 | 12993536.4073 | 12801436.7728
t0059 | 13605541.969 | 13339475.1983 | 3 | 12993536.4073 | 12801436.7728
t0060 | 13751838.1192 | 13339475.1983 | 3 | 12993536.4073 | 12801436.7728
t0061 | 13137394.2884 | 13339475.1983 | 3 | 12993536.4073 | 12801436.7728
t0062 | 12581468.9176 | 13339475.1983 | 3 | 12993536.4073 | 12801436.7728
t0063 | 11703692.0164 | 13339475.1983 | 3 | 12993536.4073 | 12801436.7728
t0064 | 9187398.2328 | 12176148.8729 | 3 | 12993536.4073 | 12801436.7728
t0065 | 7109992.8999 | 9422943.236 | 3 | 12993536.4073 | 12801436.7728
t0066 | 7314807.5102 | 9694386.0453 | 3 | 12993536.4073 | 12801436.7728
t0067 | 7987769.8012 | 10586269.5615 | 3 | 12993536.4073 | 12801436.7728
t0068 | 8982583.6226 | 11904706.0636 | 3 | 12993536.4073 | 12801436.7728
t0069 | 10269989.7444 | 13339475.1983 | 3 | 12993536.4073 | 12801436.7728
t0070 | 12171839.697 | 13339475.1983 | 3 | 12993536.4073 | 12801436.7728
t0071 | 14073689.6497 | 13339475.1983 | 3 | 12993536.4073 | 12801436.7728
t0072 | 16297391.1328 | 13339475.1983 | 3 | 12993536.4073 | 12801436.7728
t0073 | 18667388.7661 | 13339475.1983 | 4 | 23373248.2643 | 13339475.1983
t0074 | 20364424.1085 | 13339475.1983 | 4 | 23373248.2643 | 13339475.1983
t0075 | 20891090.2492 | 13339475.1983 | 4 | 23373248.2643 | 13339475.1983
t0076 | 20715534.869 | 13339475.1983 | 4 | 23373248.2643 | 13339475.1983
t0077 | 20276646.4183 | 13339475.1983 | 4 | 23373248.2643 | 13339475.1983
t0078 | 21212941.7796 | 13339475.1983 | 4 | 23373248.2643 | 13339475.1983
t0079 | 22851458.6619 | 13339475.1983 | 4 | 23373248.2643 | 13339475.1983
t0080 | 24285160.9339 | 13339475.1983 | 4 | 23373248.2643 | 13339475.1983
t0081 | 25192197.0652 | 13339475.1983 | 4 | 23373248.2643 | 13339475.1983
t0082 | 26187010.8866 | 13339475.1983 | 4 | 23373248.2643 | 13339475.1983
t0083 | 27240343.1681 | 13339475.1983 | 4 | 23373248.2643 | 13339475.1983
t0084 | 27942564.6891 | 13339475.1983 | 4 | 23373248.2643 | 13339475.1983
t0085 | 28381453.1397 | 13339475.1983 | 4 | 23373248.2643 | 13339475.1983
t0086 | 28469230.8298 | 13339475.1983 | 4 | 23373248.2643 | 13339475.1983
t0087 | 28410712.3697 | 13339475.1983 | 4 | 23373248.2643 | 13339475.1983
t0088 | 28088860.8393 | 13339475.1983 | 4 | 23373248.2643 | 13339475.1983
t0089 | 27620713.1586 | 13339475.1983 | 4 | 23373248.2643 | 13339475.1983
t0090 | 27094047.0179 | 13339475.1983 | 4 | 23373248.2643 | 13339475.1983
t0091 | 26274788.5767 | 13339475.1983 | 4 | 23373248.2643 | 13339475.1983
t0092 | 24694790.1545 | 13339475.1983 | 4 | 23373248.2643 | 13339475.1983
t0093 | 21534793.3101 | 13339475.1983 | 4 | 23373248.2643 | 13339475.1983
t0094 | 17848130.3249 | 13339475.1983 | 4 | 23373248.2643 | 13339475.1983
t0095 | 14805170.4007 | 13339475.1983 | 4 | 23373248.2643 | 13339475.1983
t0096 | 11908506.6266 | 13339475.1983 | 4 | 23373248.2643 | 13339475.1983
t0097 | 9479990.5332 | 12563924.3147 | 5 | 7084391.0737 | 8980232.94
t0098 | 7431844.4304 | 9849496.222 | 5 | 7084391.0737 | 8980232.94
t0099 | 6319993.6888 | 8375949.5431 | 5 | 7084391.0737 | 8980232.94
t0100 | 6261475.2288 | 8298394.4548 | 5 | 7084391.0737 | 8980232.94
t0101 | 6729622.9094 | 8918835.1617 | 5 | 7084391.0737 | 8980232.94
t0102 | 6934437.5197 | 9190277.971 | 5 | 7084391.0737 | 8980232.94
t0103 | 6729622.9094 | 8918835.1617 | 5 | 7084391.0737 | 8980232.94
t0104 | 6671104.4493 | 8841280.0733 | 5 | 7084391.0737 | 8980232.94
t0105 | 6261475.2288 | 8298394.4548 | 5 | 7084391.0737 | 8980232.94
t0106 | 5998142.1584 | 7949396.5572 | 5 | 7084391.0737 | 8980232.94
t0107 | 7724436.7308 | 10237271.6638 | 5 | 7084391.0737 | 8980232.94
t0108 | 9918878.9839 | 13145587.4774 | 5 | 7084391.0737 | 8980232.94
t0109 | 11703692.0164 | 13339475.1983 | 5 | 7084391.0737 | 8980232.94
t0110 | 12610728.1476 | 13339475.1983 | 5 | 7084391.0737 | 8980232.94
t0111 | 12581468.9176 | 13339475.1983 | 5 | 7084391.0737 | 8980232.94
t0112 | 10767396.655 | 13339475.1983 | 5 | 7084391.0737 | 8980232.94
t0113 | 7636659.0407 | 10120939.0313 | 5 | 7084391.0737 | 8980232.94
t0114 | 6788141.3695 | 8996390.25 | 5 | 7084391.0737 | 8980232.94
t0115 | 5939623.6983 | 7871841.4688 | 5 | 7084391.0737 | 8980232.94
t0116 | 4915550.6469 | 6514627.4224 | 5 | 7084391.0737 | 8980232.94
t0117 | 3832959.1354 | 5079858.2877 | 5 | 7084391.0737 | 8980232.94
t0118 | 2925923.0041 | 3877754.4181 | 5 | 7084391.0737 | 8980232.94
t0119 | 2252960.7131 | 2985870.902 | 5 | 7084391.0737 | 8980232.94
t0120 | 1609257.6522 | 2132764.93 | 5 | 7084391.0737 | 8980232.94
t0121 | 1082591.5115 | 1434769.1347 | 6 | 1998161.5849 | 2648183.1214
t0122 | 702221.521 | 930661.0603 | 6 | 1998161.5849 | 2648183.1214
t0123 | 614443.8309 | 814328.4278 | 6 | 1998161.5849 | 2648183.1214
t0124 | 409629.2206 | 542885.6185 | 6 | 1998161.5849 | 2648183.1214
t0125 | 263333.0704 | 348997.8976 | 6 | 1998161.5849 | 2648183.1214
t0126 | 234073.8403 | 310220.3534 | 6 | 1998161.5849 | 2648183.1214
t0127 | 175555.3802 | 232665.2651 | 6 | 1998161.5849 | 2648183.1214
t0128 | 117036.9202 | 155110.1767 | 6 | 1998161.5849 | 2648183.1214
t0129 | 117036.9202 | 155110.1767 | 6 | 1998161.5849 | 2648183.1214
t0130 | 321851.5304 | 426552.986 | 6 | 1998161.5849 | 2648183.1214
t0131 | 877776.9012 | 1163326.3254 | 6 | 1998161.5849 | 2648183.1214
t0132 | 2487034.5535 | 3296091.2554 | 6 | 1998161.5849 | 2648183.1214
t0133 | 4447402.9662 | 5894186.7155 | 6 | 1998161.5849 | 2648183.1214
t0134 | 6671104.4493 | 8841280.0733 | 6 | 1998161.5849 | 2648183.1214
t0135 | 6875919.0596 | 9112722.8826 | 6 | 1998161.5849 | 2648183.1214
t0136 | 4476662.1963 | 5932964.2597 | 6 | 1998161.5849 | 2648183.1214
t0137 | 2779626.8539 | 3683866.6972 | 6 | 1998161.5849 | 2648183.1214
t0138 | 2545553.0136 | 3373646.3438 | 6 | 1998161.5849 | 2648183.1214
t0139 | 2457775.3234 | 3257313.7112 | 6 | 1998161.5849 | 2648183.1214
t0140 | 2252960.7131 | 2985870.902 | 6 | 1998161.5849 | 2648183.1214
t0141 | 1931109.1827 | 2559317.916 | 6 | 1998161.5849 | 2648183.1214
t0142 | 1989627.6428 | 2636873.0043 | 6 | 1998161.5849 | 2648183.1214
t0143 | 2077405.3329 | 2753205.6369 | 6 | 1998161.5849 | 2648183.1214
t0144 | 2048146.1029 | 2714428.0927 | 6 | 1998161.5849 | 2648183.1214
t0145 | 1872590.7226 | 2481762.8276 | 7 | 996032.956 | 1320052.2332
t0146 | 1667776.1123 | 2210320.0183 | 7 | 996032.956 | 1320052.2332
t0147 | 1433702.272 | 1900099.6649 | 7 | 996032.956 | 1320052.2332
t0148 | 1082591.5115 | 1434769.1347 | 7 | 996032.956 | 1320052.2332
t0149 | 760739.9811 | 1008216.1487 | 7 | 996032.956 | 1320052.2332
t0150 | 526666.1407 | 697995.7953 | 7 | 996032.956 | 1320052.2332
t0151 | 497406.9107 | 659218.2511 | 7 | 996032.956 | 1320052.2332
t0152 | 702221.521 | 930661.0603 | 7 | 996032.956 | 1320052.2332
t0153 | 1053332.2815 | 1395991.5905 | 7 | 996032.956 | 1320052.2332
t0154 | 848517.6712 | 1124548.7813 | 7 | 996032.956 | 1320052.2332
t0155 | 672962.2909 | 891883.5162 | 7 | 996032.956 | 1320052.2332
t0156 | 1345924.5819 | 1783767.0323 | 7 | 996032.956 | 1320052.2332
t0157 | 1843331.4926 | 2442985.2834 | 7 | 996032.956 | 1320052.2332
t0158 | 2077405.3329 | 2753205.6369 | 7 | 996032.956 | 1320052.2332
t0159 | 1989627.6428 | 2636873.0043 | 7 | 996032.956 | 1320052.2332
t0160 | 1228887.6617 | 1628656.8556 | 7 | 996032.956 | 1320052.2332
t0161 | 585184.6008 | 775550.8836 | 7 | 996032.956 | 1320052.2332
t0162 | 204814.6103 | 271442.8093 | 7 | 996032.956 | 1320052.2332
t0163 | 58518.4601 | 77555.0884 | 7 | 996032.956 | 1320052.2332
t0164 | 29259.23 | 38777.5442 | 7 | 996032.956 | 1320052.2332
t0165 | 117036.9202 | 155110.1767 | 7 | 996032.956 | 1320052.2332
t0166 | 468147.6807 | 620440.7069 | 7 | 996032.956 | 1320052.2332
t0167 | 1082591.5115 | 1434769.1347 | 7 | 996032.956 | 1320052.2332
t0168 | 1755553.8025 | 2326652.6509 | 7 | 996032.956 | 1320052.2332
t0169 | 1726294.5724 | 2287875.1067 | 8 | 2757682.4314 | 3654783.5391
t0170 | 2399256.8634 | 3179758.6229 | 8 | 2757682.4314 | 3654783.5391
t0171 | 3277033.7646 | 4343084.9483 | 8 | 2757682.4314 | 3654783.5391
t0172 | 3686662.9852 | 4885970.5668 | 8 | 2757682.4314 | 3654783.5391
t0173 | 4271847.586 | 5661521.4505 | 8 | 2757682.4314 | 3654783.5391
t0174 | 5003328.337 | 6630960.055 | 8 | 2757682.4314 | 3654783.5391
t0175 | 5500735.2477 | 7290178.3061 | 8 | 2757682.4314 | 3654783.5391
t0176 | 5705549.858 | 7561621.1153 | 8 | 2757682.4314 | 3654783.5391
t0177 | 5471476.0176 | 7251400.7619 | 8 | 2757682.4314 | 3654783.5391
t0178 | 3891477.5954 | 5157413.3761 | 8 | 2757682.4314 | 3654783.5391
t0179 | 1989627.6428 | 2636873.0043 | 8 | 2757682.4314 | 3654783.5391
t0180 | 1697035.3424 | 2249097.5625 | 8 | 2757682.4314 | 3654783.5391
t0181 | 2428516.0934 | 3218536.167 | 8 | 2757682.4314 | 3654783.5391
t0182 | 2106664.5629 | 2791983.181 | 8 | 2757682.4314 | 3654783.5391
t0183 | 1199628.4317 | 1589879.3114 | 8 | 2757682.4314 | 3654783.5391
t0184 | 380369.9905 | 504108.0744 | 8 | 2757682.4314 | 3654783.5391
t0185 | 263333.0704 | 348997.8976 | 8 | 2757682.4314 | 3654783.5391
t0186 | 526666.1407 | 697995.7953 | 8 | 2757682.4314 | 3654783.5391
t0187 | 1141109.9716 | 1512324.2231 | 8 | 2757682.4314 | 3654783.5391
t0188 | 1989627.6428 | 2636873.0043 | 8 | 2757682.4314 | 3654783.5391
t0189 | 2955182.2341 | 3916531.9623 | 8 | 2757682.4314 | 3654783.5391
t0190 | 3130737.6144 | 4149197.2274 | 8 | 2757682.4314 | 3654783.5391
t0191 | 2867404.544 | 3800199.3298 | 8 | 2757682.4314 | 3654783.5391
t0192 | 2574812.2436 | 3412423.8879 | 8 | 2757682.4314 | 3654783.5391
t0193 | 2457775.3234 | 3257313.7112 | 9 | 1484905.9246 | 1967960.3672
t0194 | 2604071.4736 | 3451201.4321 | 9 | 1484905.9246 | 1967960.3672
t0195 | 2867404.544 | 3800199.3298 | 9 | 1484905.9246 | 1967960.3672
t0196 | 2955182.2341 | 3916531.9623 | 9 | 1484905.9246 | 1967960.3672
t0197 | 2896663.774 | 3838976.8739 | 9 | 1484905.9246 | 1967960.3672
t0198 | 2662589.9337 | 3528756.5205 | 9 | 1484905.9246 | 1967960.3672
t0199 | 2428516.0934 | 3218536.167 | 9 | 1484905.9246 | 1967960.3672
t0200 | 2135923.793 | 2830760.7252 | 9 | 1484905.9246 | 1967960.3672
t0201 | 1814072.2625 | 2404207.7392 | 9 | 1484905.9246 | 1967960.3672
t0202 | 1111850.7416 | 1473546.6789 | 9 | 1484905.9246 | 1967960.3672
t0203 | 292592.3004 | 387775.4418 | 9 | 1484905.9246 | 1967960.3672
t0204 | 29259.23 | 38777.5442 | 9 | 1484905.9246 | 1967960.3672
t0205 | 0 | 0 | 9 | 1484905.9246 | 1967960.3672
t0206 | 0 | 0 | 9 | 1484905.9246 | 1967960.3672
t0207 | 0 | 0 | 9 | 1484905.9246 | 1967960.3672
t0208 | 29259.23 | 38777.5442 | 9 | 1484905.9246 | 1967960.3672
t0209 | 204814.6103 | 271442.8093 | 9 | 1484905.9246 | 1967960.3672
t0210 | 614443.8309 | 814328.4278 | 9 | 1484905.9246 | 1967960.3672
t0211 | 1053332.2815 | 1395991.5905 | 9 | 1484905.9246 | 1967960.3672
t0212 | 1433702.272 | 1900099.6649 | 9 | 1484905.9246 | 1967960.3672
t0213 | 1726294.5724 | 2287875.1067 | 9 | 1484905.9246 | 1967960.3672
t0214 | 1901849.9527 | 2520540.3718 | 9 | 1484905.9246 | 1967960.3672
t0215 | 2077405.3329 | 2753205.6369 | 9 | 1484905.9246 | 1967960.3672
t0216 | 2340738.4033 | 3102203.5345 | 9 | 1484905.9246 | 1967960.3672
t0217 | 2955182.2341 | 3916531.9623 | 10 | 3697635.1964 | 4900512.1459
t0218 | 3891477.5954 | 5157413.3761 | 10 | 3697635.1964 | 4900512.1459
t0219 | 4915550.6469 | 6514627.4224 | 10 | 3697635.1964 | 4900512.1459
t0220 | 5266661.4074 | 6979957.9526 | 10 | 3697635.1964 | 4900512.1459
t0221 | 5383698.3275 | 7135068.1293 | 10 | 3697635.1964 | 4900512.1459
t0222 | 5764068.3181 | 7639176.2037 | 10 | 3697635.1964 | 4900512.1459
t0223 | 6349252.9189 | 8414727.0873 | 10 | 3697635.1964 | 4900512.1459
t0224 | 6729622.9094 | 8918835.1617 | 10 | 3697635.1964 | 4900512.1459
t0225 | 6319993.6888 | 8375949.5431 | 10 | 3697635.1964 | 4900512.1459
t0226 | 3949996.0555 | 5234968.4645 | 10 | 3697635.1964 | 4900512.1459
t0227 | 2896663.774 | 3838976.8739 | 10 | 3697635.1964 | 4900512.1459
t0228 | 2808886.0839 | 3722644.2414 | 10 | 3697635.1964 | 4900512.1459
t0229 | 2457775.3234 | 3257313.7112 | 10 | 3697635.1964 | 4900512.1459
t0230 | 2048146.1029 | 2714428.0927 | 10 | 3697635.1964 | 4900512.1459
t0231 | 1726294.5724 | 2287875.1067 | 10 | 3697635.1964 | 4900512.1459
t0232 | 1492220.7321 | 1977654.7532 | 10 | 3697635.1964 | 4900512.1459
t0233 | 1550739.1922 | 2055209.8416 | 10 | 3697635.1964 | 4900512.1459
t0234 | 2135923.793 | 2830760.7252 | 10 | 3697635.1964 | 4900512.1459
t0235 | 2838145.314 | 3761421.7856 | 10 | 3697635.1964 | 4900512.1459
t0236 | 3481848.3749 | 4614527.7576 | 10 | 3697635.1964 | 4900512.1459
t0237 | 3891477.5954 | 5157413.3761 | 10 | 3697635.1964 | 4900512.1459
t0238 | 3803699.9053 | 5041080.7436 | 10 | 3697635.1964 | 4900512.1459
t0239 | 3306292.9946 | 4381862.4925 | 10 | 3697635.1964 | 4900512.1459
t0240 | 2779626.8539 | 3683866.6972 | 10 | 3697635.1964 | 4900512.1459
t0241 | 2369997.6333 | 3140981.0787 | 11 | 1005786.0327 | 1332978.0812
t0242 | 2048146.1029 | 2714428.0927 | 11 | 1005786.0327 | 1332978.0812
t0243 | 1697035.3424 | 2249097.5625 | 11 | 1005786.0327 | 1332978.0812
t0244 | 1258146.8918 | 1667434.3998 | 11 | 1005786.0327 | 1332978.0812
t0245 | 848517.6712 | 1124548.7813 | 11 | 1005786.0327 | 1332978.0812
t0246 | 497406.9107 | 659218.2511 | 11 | 1005786.0327 | 1332978.0812
t0247 | 263333.0704 | 348997.8976 | 11 | 1005786.0327 | 1332978.0812
t0248 | 175555.3802 | 232665.2651 | 11 | 1005786.0327 | 1332978.0812
t0249 | 87777.6901 | 116332.6325 | 11 | 1005786.0327 | 1332978.0812
t0250 | 58518.4601 | 77555.0884 | 11 | 1005786.0327 | 1332978.0812
t0251 | 146296.1502 | 193887.7209 | 11 | 1005786.0327 | 1332978.0812
t0252 | 438888.4506 | 581663.1627 | 11 | 1005786.0327 | 1332978.0812
t0253 | 907036.1313 | 1202103.8696 | 11 | 1005786.0327 | 1332978.0812
t0254 | 1433702.272 | 1900099.6649 | 11 | 1005786.0327 | 1332978.0812
t0255 | 1989627.6428 | 2636873.0043 | 11 | 1005786.0327 | 1332978.0812
t0256 | 1726294.5724 | 2287875.1067 | 11 | 1005786.0327 | 1332978.0812
t0257 | 1053332.2815 | 1395991.5905 | 11 | 1005786.0327 | 1332978.0812
t0258 | 760739.9811 | 1008216.1487 | 11 | 1005786.0327 | 1332978.0812
t0259 | 643703.0609 | 853105.972 | 11 | 1005786.0327 | 1332978.0812
t0260 | 819258.4411 | 1085771.2371 | 11 | 1005786.0327 | 1332978.0812
t0261 | 1111850.7416 | 1473546.6789 | 11 | 1005786.0327 | 1332978.0812
t0262 | 1170369.2016 | 1551101.7672 | 11 | 1005786.0327 | 1332978.0812
t0263 | 1228887.6617 | 1628656.8556 | 11 | 1005786.0327 | 1332978.0812
t0264 | 1404443.042 | 1861322.1207 | 11 | 1005786.0327 | 1332978.0812
t0265 | 1726294.5724 | 2287875.1067 | 12 | 2584565.3203 | 3425349.736
t0266 | 1960368.4127 | 2598095.4601 | 12 | 2584565.3203 | 3425349.736
t0267 | 2077405.3329 | 2753205.6369 | 12 | 2584565.3203 | 3425349.736
t0268 | 2252960.7131 | 2985870.902 | 12 | 2584565.3203 | 3425349.736
t0269 | 2018886.8728 | 2675650.5485 | 12 | 2584565.3203 | 3425349.736
t0270 | 1404443.042 | 1861322.1207 | 12 | 2584565.3203 | 3425349.736
t0271 | 965554.5913 | 1279658.958 | 12 | 2584565.3203 | 3425349.736
t0272 | 672962.2909 | 891883.5162 | 12 | 2584565.3203 | 3425349.736
t0273 | 438888.4506 | 581663.1627 | 12 | 2584565.3203 | 3425349.736
t0274 | 234073.8403 | 310220.3534 | 12 | 2584565.3203 | 3425349.736
t0275 | 175555.3802 | 232665.2651 | 12 | 2584565.3203 | 3425349.736
t0276 | 146296.1502 | 193887.7209 | 12 | 2584565.3203 | 3425349.736
t0277 | 234073.8403 | 310220.3534 | 12 | 2584565.3203 | 3425349.736
t0278 | 614443.8309 | 814328.4278 | 12 | 2584565.3203 | 3425349.736
t0279 | 1082591.5115 | 1434769.1347 | 12 | 2584565.3203 | 3425349.736
t0280 | 1960368.4127 | 2598095.4601 | 12 | 2584565.3203 | 3425349.736
t0281 | 2984441.4642 | 3955309.5065 | 12 | 2584565.3203 | 3425349.736
t0282 | 4827772.9567 | 6398294.7899 | 12 | 2584565.3203 | 3425349.736
t0283 | 5705549.858 | 7561621.1153 | 12 | 2584565.3203 | 3425349.736
t0284 | 5968882.9283 | 7910619.013 | 12 | 2584565.3203 | 3425349.736
t0285 | 6524808.2991 | 8647392.3524 | 12 | 2584565.3203 | 3425349.736
t0286 | 6729622.9094 | 8918835.1617 | 12 | 2584565.3203 | 3425349.736
t0287 | 5910364.4683 | 7833063.9246 | 12 | 2584565.3203 | 3425349.736
t0288 | 5412957.5576 | 7173845.6735 | 12 | 2584565.3203 | 3425349.736
t0289 | 5354439.0975 | 7096290.5852 | 13 | 9024034.1984 | 9674997.2732
t0290 | 5354439.0975 | 7096290.5852 | 13 | 9024034.1984 | 9674997.2732
t0291 | 5471476.0176 | 7251400.7619 | 13 | 9024034.1984 | 9674997.2732
t0292 | 5705549.858 | 7561621.1153 | 13 | 9024034.1984 | 9674997.2732
t0293 | 5500735.2477 | 7290178.3061 | 13 | 9024034.1984 | 9674997.2732
t0294 | 4974069.107 | 6592182.5108 | 13 | 9024034.1984 | 9674997.2732
t0295 | 4330366.0461 | 5739076.5388 | 13 | 9024034.1984 | 9674997.2732
t0296 | 3803699.9053 | 5041080.7436 | 13 | 9024034.1984 | 9674997.2732
t0297 | 3218515.3045 | 4265529.8599 | 13 | 9024034.1984 | 9674997.2732
t0298 | 3745181.4452 | 4963525.6552 | 13 | 9024034.1984 | 9674997.2732
t0299 | 4242588.3559 | 5622743.9063 | 13 | 9024034.1984 | 9674997.2732
t0300 | 5178883.7172 | 6863625.3201 | 13 | 9024034.1984 | 9674997.2732
t0301 | 7607399.8106 | 10082161.4871 | 13 | 9024034.1984 | 9674997.2732
t0302 | 10767396.655 | 13339475.1983 | 13 | 9024034.1984 | 9674997.2732
t0303 | 13020357.3682 | 13339475.1983 | 13 | 9024034.1984 | 9674997.2732
t0304 | 14015171.1896 | 13339475.1983 | 13 | 9024034.1984 | 9674997.2732
t0305 | 13283690.4386 | 13339475.1983 | 13 | 9024034.1984 | 9674997.2732
t0306 | 14717392.7106 | 13339475.1983 | 13 | 9024034.1984 | 9674997.2732
t0307 | 15361095.7715 | 13339475.1983 | 13 | 9024034.1984 | 9674997.2732
t0308 | 14512578.1003 | 13339475.1983 | 13 | 9024034.1984 | 9674997.2732
t0309 | 13108135.0583 | 13339475.1983 | 13 | 9024034.1984 | 9674997.2732
t0310 | 13049616.5982 | 13339475.1983 | 13 | 9024034.1984 | 9674997.2732
t0311 | 14337022.72 | 13339475.1983 | 13 | 9024034.1984 | 9674997.2732
t0312 | 15917021.1422 | 13339475.1983 | 13 | 9024034.1984 | 9674997.2732
t0313 | 17584797.2546 | 13339475.1983 | 14 | 13815233.1176 | 11164701.2622
t0314 | 18755166.4562 | 13339475.1983 | 14 | 13815233.1176 | 11164701.2622
t0315 | 19164795.6768 | 13339475.1983 | 14 | 13815233.1176 | 11164701.2622
t0316 | 17848130.3249 | 13339475.1983 | 14 | 13815233.1176 | 11164701.2622
t0317 | 16443687.283 | 13339475.1983 | 14 | 13815233.1176 | 11164701.2622
t0318 | 15244058.8513 | 13339475.1983 | 14 | 13815233.1176 | 11164701.2622
t0319 | 14278504.26 | 13339475.1983 | 14 | 13815233.1176 | 11164701.2622
t0320 | 13254431.2085 | 13339475.1983 | 14 | 13815233.1176 | 11164701.2622
t0321 | 12522950.4575 | 13339475.1983 | 14 | 13815233.1176 | 11164701.2622
t0322 | 14073689.6497 | 13339475.1983 | 14 | 13815233.1176 | 11164701.2622
t0323 | 18638129.536 | 13339475.1983 | 14 | 13815233.1176 | 11164701.2622
t0324 | 21359237.9299 | 13339475.1983 | 14 | 13815233.1176 | 11164701.2622
t0325 | 22529607.1315 | 13339475.1983 | 14 | 13815233.1176 | 11164701.2622
t0326 | 22675903.2817 | 13339475.1983 | 14 | 13815233.1176 | 11164701.2622
t0327 | 21593311.7702 | 13339475.1983 | 14 | 13815233.1176 | 11164701.2622
t0328 | 18052944.9352 | 13339475.1983 | 14 | 13815233.1176 | 11164701.2622
t0329 | 14658874.2505 | 13339475.1983 | 14 | 13815233.1176 | 11164701.2622
t0330 | 11879247.3966 | 13339475.1983 | 14 | 13815233.1176 | 11164701.2622
t0331 | 8689991.3221 | 11516930.6218 | 14 | 13815233.1176 | 11164701.2622
t0332 | 5442216.7876 | 7212623.2177 | 14 | 13815233.1176 | 11164701.2622
t0333 | 2574812.2436 | 3412423.8879 | 14 | 13815233.1176 | 11164701.2622
t0334 | 1667776.1123 | 2210320.0183 | 14 | 13815233.1176 | 11164701.2622
t0335 | 1375183.8119 | 1822544.5765 | 14 | 13815233.1176 | 11164701.2622
t0336 | 1258146.8918 | 1667434.3998 | 14 | 13815233.1176 | 11164701.2622
t0337 | 1228887.6617 | 1628656.8556 | 15 | 4513236.2338 | 5981436.19
t0338 | 1199628.4317 | 1589879.3114 | 15 | 4513236.2338 | 5981436.19
t0339 | 1287406.1218 | 1706211.944 | 15 | 4513236.2338 | 5981436.19
t0340 | 1462961.502 | 1938877.2091 | 15 | 4513236.2338 | 5981436.19
t0341 | 1726294.5724 | 2287875.1067 | 15 | 4513236.2338 | 5981436.19
t0342 | 1901849.9527 | 2520540.3718 | 15 | 4513236.2338 | 5981436.19
t0343 | 1843331.4926 | 2442985.2834 | 15 | 4513236.2338 | 5981436.19
t0344 | 1550739.1922 | 2055209.8416 | 15 | 4513236.2338 | 5981436.19
t0345 | 1228887.6617 | 1628656.8556 | 15 | 4513236.2338 | 5981436.19
t0346 | 1111850.7416 | 1473546.6789 | 15 | 4513236.2338 | 5981436.19
t0347 | 2252960.7131 | 2985870.902 | 15 | 4513236.2338 | 5981436.19
t0348 | 4418143.7362 | 5855409.1714 | 15 | 4513236.2338 | 5981436.19
t0349 | 5822586.7781 | 7716731.2921 | 15 | 4513236.2338 | 5981436.19
t0350 | 6934437.5197 | 9190277.971 | 15 | 4513236.2338 | 5981436.19
t0351 | 8631472.8621 | 11439375.5335 | 15 | 4513236.2338 | 5981436.19
t0352 | 9187398.2328 | 12176148.8729 | 15 | 4513236.2338 | 5981436.19
t0353 | 7402585.2003 | 9810718.6779 | 15 | 4513236.2338 | 5981436.19
t0354 | 6729622.9094 | 8918835.1617 | 15 | 4513236.2338 | 5981436.19
t0355 | 6524808.2991 | 8647392.3524 | 15 | 4513236.2338 | 5981436.19
t0356 | 6232215.9987 | 8259616.9106 | 15 | 4513236.2338 | 5981436.19
t0357 | 6085919.8485 | 8065729.1897 | 15 | 4513236.2338 | 5981436.19
t0358 | 6700363.6794 | 8880057.6175 | 15 | 4513236.2338 | 5981436.19
t0359 | 7841473.651 | 10392381.8406 | 15 | 4513236.2338 | 5981436.19
t0360 | 9011842.8526 | 11943483.6078 | 15 | 4513236.2338 | 5981436.19
t0361 | 9655545.9135 | 12796589.5798 | 16 | 9027691.6022 | 11704355.4187
t0362 | 10065175.1341 | 13339475.1983 | 16 | 9027691.6022 | 11704355.4187
t0363 | 10152952.8242 | 13339475.1983 | 16 | 9027691.6022 | 11704355.4187
t0364 | 10387026.6645 | 13339475.1983 | 16 | 9027691.6022 | 11704355.4187
t0365 | 10591841.2748 | 13339475.1983 | 16 | 9027691.6022 | 11704355.4187
t0366 | 10855174.3452 | 13339475.1983 | 16 | 9027691.6022 | 11704355.4187
t0367 | 11030729.7254 | 13339475.1983 | 16 | 9027691.6022 | 11704355.4187
t0368 | 11147766.6456 | 13339475.1983 | 16 | 9027691.6022 | 11704355.4187
t0369 | 11001470.4954 | 13339475.1983 | 16 | 9027691.6022 | 11704355.4187
t0370 | 10006656.674 | 13261920.11 | 16 | 9027691.6022 | 11704355.4187
t0371 | 9597027.4534 | 12719034.4914 | 16 | 9027691.6022 | 11704355.4187
t0372 | 9304435.153 | 12331259.0496 | 16 | 9027691.6022 | 11704355.4187
t0373 | 8689991.3221 | 11516930.6218 | 16 | 9027691.6022 | 11704355.4187
t0374 | 7782955.1909 | 10314826.7522 | 16 | 9027691.6022 | 11704355.4187
t0375 | 7109992.8999 | 9422943.236 | 16 | 9027691.6022 | 11704355.4187
t0376 | 6788141.3695 | 8996390.25 | 16 | 9027691.6022 | 11704355.4187
t0377 | 6290734.4588 | 8337171.999 | 16 | 9027691.6022 | 11704355.4187
t0378 | 7051474.4399 | 9345388.1477 | 16 | 9027691.6022 | 11704355.4187
t0379 | 7490362.8905 | 9927051.3104 | 16 | 9027691.6022 | 11704355.4187
t0380 | 7548881.3506 | 10004606.3988 | 16 | 9027691.6022 | 11704355.4187
t0381 | 7782955.1909 | 10314826.7522 | 16 | 9027691.6022 | 11704355.4187
t0382 | 8280362.1016 | 10974045.0033 | 16 | 9027691.6022 | 11704355.4187
t0383 | 8924065.1625 | 11827150.9753 | 16 | 9027691.6022 | 11704355.4187
t0384 | 9128879.7728 | 12098593.7845 | 16 | 9027691.6022 | 11704355.4187
t0385 | 8485176.7119 | 11245487.8126 | 17 | 7981674.1282 | 10132249.1484
t0386 | 7051474.4399 | 9345388.1477 | 17 | 7981674.1282 | 10132249.1484
t0387 | 5471476.0176 | 7251400.7619 | 17 | 7981674.1282 | 10132249.1484
t0388 | 4125551.4358 | 5467633.7296 | 17 | 7981674.1282 | 10132249.1484
t0389 | 3364811.4547 | 4459417.5808 | 17 | 7981674.1282 | 10132249.1484
t0390 | 3042959.9243 | 4032864.5948 | 17 | 7981674.1282 | 10132249.1484
t0391 | 3189256.0745 | 4226752.3158 | 17 | 7981674.1282 | 10132249.1484
t0392 | 3774440.6753 | 5002303.1994 | 17 | 7981674.1282 | 10132249.1484
t0393 | 4915550.6469 | 6514627.4224 | 17 | 7981674.1282 | 10132249.1484
t0394 | 6056660.6185 | 8026951.6455 | 17 | 7981674.1282 | 10132249.1484
t0395 | 7812214.4209 | 10353604.2964 | 17 | 7981674.1282 | 10132249.1484
t0396 | 9772582.8337 | 12951699.7565 | 17 | 7981674.1282 | 10132249.1484
t0397 | 10679618.9649 | 13339475.1983 | 17 | 7981674.1282 | 10132249.1484
t0398 | 10533322.8147 | 13339475.1983 | 17 | 7981674.1282 | 10132249.1484
t0399 | 10006656.674 | 13261920.11 | 17 | 7981674.1282 | 10132249.1484
t0400 | 9860360.5238 | 13068032.3891 | 17 | 7981674.1282 | 10132249.1484
t0401 | 8251102.8715 | 10935267.4591 | 17 | 7981674.1282 | 10132249.1484
t0402 | 8338880.5617 | 11051600.0917 | 17 | 7981674.1282 | 10132249.1484
t0403 | 9509249.7633 | 12602701.8589 | 17 | 7981674.1282 | 10132249.1484
t0404 | 10942952.0353 | 13339475.1983 | 17 | 7981674.1282 | 10132249.1484
t0405 | 12025543.5468 | 13339475.1983 | 17 | 7981674.1282 | 10132249.1484
t0406 | 11937765.8567 | 13339475.1983 | 17 | 7981674.1282 | 10132249.1484
t0407 | 11411099.7159 | 13339475.1983 | 17 | 7981674.1282 | 10132249.1484
t0408 | 11001470.4954 | 13339475.1983 | 17 | 7981674.1282 | 10132249.1484
t0409 | 10884433.5752 | 13339475.1983 | 18 | 7708587.9812 | 10074082.8321
t0410 | 10825915.1151 | 13339475.1983 | 18 | 7708587.9812 | 10074082.8321
t0411 | 9918878.9839 | 13145587.4774 | 18 | 7708587.9812 | 10074082.8321
t0412 | 8924065.1625 | 11827150.9753 | 18 | 7708587.9812 | 10074082.8321
t0413 | 7724436.7308 | 10237271.6638 | 18 | 7708587.9812 | 10074082.8321
t0414 | 6671104.4493 | 8841280.0733 | 18 | 7708587.9812 | 10074082.8321
t0415 | 5910364.4683 | 7833063.9246 | 18 | 7708587.9812 | 10074082.8321
t0416 | 5529994.4777 | 7328955.8503 | 18 | 7708587.9812 | 10074082.8321
t0417 | 5647031.3979 | 7484066.027 | 18 | 7708587.9812 | 10074082.8321
t0418 | 5588512.9378 | 7406510.9386 | 18 | 7708587.9812 | 10074082.8321
t0419 | 5383698.3275 | 7135068.1293 | 18 | 7708587.9812 | 10074082.8321
t0420 | 5383698.3275 | 7135068.1293 | 18 | 7708587.9812 | 10074082.8321
t0421 | 6056660.6185 | 8026951.6455 | 18 | 7708587.9812 | 10074082.8321
t0422 | 6583326.7592 | 8724947.4408 | 18 | 7708587.9812 | 10074082.8321
t0423 | 6232215.9987 | 8259616.9106 | 18 | 7708587.9812 | 10074082.8321
t0424 | 6466289.839 | 8569837.2641 | 18 | 7708587.9812 | 10074082.8321
t0425 | 5851846.0082 | 7755508.8362 | 18 | 7708587.9812 | 10074082.8321
t0426 | 6817400.5995 | 9035167.7942 | 18 | 7708587.9812 | 10074082.8321
t0427 | 8251102.8715 | 10935267.4591 | 18 | 7708587.9812 | 10074082.8321
t0428 | 9655545.9135 | 12796589.5798 | 18 | 7708587.9812 | 10074082.8321
t0429 | 10679618.9649 | 13339475.1983 | 18 | 7708587.9812 | 10074082.8321
t0430 | 10445545.1246 | 13339475.1983 | 18 | 7708587.9812 | 10074082.8321
t0431 | 9918878.9839 | 13145587.4774 | 18 | 7708587.9812 | 10074082.8321
t0432 | 9655545.9135 | 12796589.5798 | 18 | 7708587.9812 | 10074082.8321
t0433 | 9275175.923 | 12292481.5055 | 19 | 7013681.2677 | 8511670.9478
t0434 | 8543695.1719 | 11323042.9009 | 19 | 7013681.2677 | 8511670.9478
t0435 | 7285548.2802 | 9655608.5011 | 19 | 7013681.2677 | 8511670.9478
t0436 | 5208142.9473 | 6902402.8643 | 19 | 7013681.2677 | 8511670.9478
t0437 | 2545553.0136 | 3373646.3438 | 19 | 7013681.2677 | 8511670.9478
t0438 | 409629.2206 | 542885.6185 | 19 | 7013681.2677 | 8511670.9478
t0439 | 0 | 0 | 19 | 7013681.2677 | 8511670.9478
t0440 | 0 | 0 | 19 | 7013681.2677 | 8511670.9478
t0441 | 29259.23 | 38777.5442 | 19 | 7013681.2677 | 8511670.9478
t0442 | 321851.5304 | 426552.986 | 19 | 7013681.2677 | 8511670.9478
t0443 | 1492220.7321 | 1977654.7532 | 19 | 7013681.2677 | 8511670.9478
t0444 | 3452589.1448 | 4575750.2134 | 19 | 7013681.2677 | 8511670.9478
t0445 | 5998142.1584 | 7949396.5572 | 19 | 7013681.2677 | 8511670.9478
t0446 | 8924065.1625 | 11827150.9753 | 19 | 7013681.2677 | 8511670.9478
t0447 | 10855174.3452 | 13339475.1983 | 19 | 7013681.2677 | 8511670.9478
t0448 | 11996284.3168 | 13339475.1983 | 19 | 7013681.2677 | 8511670.9478
t0449 | 12171839.697 | 13339475.1983 | 19 | 7013681.2677 | 8511670.9478
t0450 | 12435172.7674 | 13339475.1983 | 19 | 7013681.2677 | 8511670.9478
t0451 | 12581468.9176 | 13339475.1983 | 19 | 7013681.2677 | 8511670.9478
t0452 | 12171839.697 | 13339475.1983 | 19 | 7013681.2677 | 8511670.9478
t0453 | 11089248.1855 | 13339475.1983 | 19 | 7013681.2677 | 8511670.9478
t0454 | 10562582.0448 | 13339475.1983 | 19 | 7013681.2677 | 8511670.9478
t0455 | 10708878.195 | 13339475.1983 | 19 | 7013681.2677 | 8511670.9478
t0456 | 10269989.7444 | 13339475.1983 | 19 | 7013681.2677 | 8511670.9478
t0457 | 9860360.5238 | 13068032.3891 | 20 | 7213619.3397 | 9560280.3717
t0458 | 9479990.5332 | 12563924.3147 | 20 | 7213619.3397 | 9560280.3717
t0459 | 8689991.3221 | 11516930.6218 | 20 | 7213619.3397 | 9560280.3717
t0460 | 7636659.0407 | 10120939.0313 | 20 | 7213619.3397 | 9560280.3717
t0461 | 6758882.1394 | 8957612.7059 | 20 | 7213619.3397 | 9560280.3717
t0462 | 6641845.2193 | 8802502.5291 | 20 | 7213619.3397 | 9560280.3717
t0463 | 6934437.5197 | 9190277.971 | 20 | 7213619.3397 | 9560280.3717
t0464 | 6846659.8296 | 9073945.3384 | 20 | 7213619.3397 | 9560280.3717
t0465 | 6729622.9094 | 8918835.1617 | 20 | 7213619.3397 | 9560280.3717
t0466 | 6583326.7592 | 8724947.4408 | 20 | 7213619.3397 | 9560280.3717
t0467 | 6905178.2897 | 9151500.4268 | 20 | 7213619.3397 | 9560280.3717
t0468 | 7344066.7403 | 9733163.5895 | 20 | 7213619.3397 | 9560280.3717
t0469 | 7665918.2707 | 10159716.5755 | 20 | 7213619.3397 | 9560280.3717
t0470 | 8251102.8715 | 10935267.4591 | 20 | 7213619.3397 | 9560280.3717
t0471 | 8777769.0123 | 11633263.2544 | 20 | 7213619.3397 | 9560280.3717
t0472 | 8631472.8621 | 11439375.5335 | 20 | 7213619.3397 | 9560280.3717
t0473 | 7051474.4399 | 9345388.1477 | 20 | 7213619.3397 | 9560280.3717
t0474 | 7578140.5806 | 10043383.9429 | 20 | 7213619.3397 | 9560280.3717
t0475 | 8543695.1719 | 11323042.9009 | 20 | 7213619.3397 | 9560280.3717
t0476 | 7958510.5711 | 10547492.0173 | 20 | 7213619.3397 | 9560280.3717
t0477 | 6202956.7687 | 8220839.3664 | 20 | 7213619.3397 | 9560280.3717
t0478 | 4886291.4168 | 6475849.8783 | 20 | 7213619.3397 | 9560280.3717
t0479 | 3745181.4452 | 4963525.6552 | 20 | 7213619.3397 | 9560280.3717
t0480 | 3423329.9148 | 4536972.6692 | 20 | 7213619.3397 | 9560280.3717
t0481 | 3891477.5954 | 5157413.3761 | 21 | 5579978.9957 | 7277252.458
t0482 | 4242588.3559 | 5622743.9063 | 21 | 5579978.9957 | 7277252.458
t0483 | 3745181.4452 | 4963525.6552 | 21 | 5579978.9957 | 7277252.458
t0484 | 3042959.9243 | 4032864.5948 | 21 | 5579978.9957 | 7277252.458
t0485 | 2457775.3234 | 3257313.7112 | 21 | 5579978.9957 | 7277252.458
t0486 | 2252960.7131 | 2985870.902 | 21 | 5579978.9957 | 7277252.458
t0487 | 2340738.4033 | 3102203.5345 | 21 | 5579978.9957 | 7277252.458
t0488 | 2252960.7131 | 2985870.902 | 21 | 5579978.9957 | 7277252.458
t0489 | 1843331.4926 | 2442985.2834 | 21 | 5579978.9957 | 7277252.458
t0490 | 1433702.272 | 1900099.6649 | 21 | 5579978.9957 | 7277252.458
t0491 | 2165183.023 | 2869538.2694 | 21 | 5579978.9957 | 7277252.458
t0492 | 4505921.4263 | 5971741.8039 | 21 | 5579978.9957 | 7277252.458
t0493 | 7519622.1205 | 9965828.8546 | 21 | 5579978.9957 | 7277252.458
t0494 | 9421472.0732 | 12486369.2264 | 21 | 5579978.9957 | 7277252.458
t0495 | 10562582.0448 | 13339475.1983 | 21 | 5579978.9957 | 7277252.458
t0496 | 10006656.674 | 13261920.11 | 21 | 5579978.9957 | 7277252.458
t0497 | 7431844.4304 | 9849496.222 | 21 | 5579978.9957 | 7277252.458
t0498 | 6788141.3695 | 8996390.25 | 21 | 5579978.9957 | 7277252.458
t0499 | 6524808.2991 | 8647392.3524 | 21 | 5579978.9957 | 7277252.458
t0500 | 5881105.2382 | 7794286.3804 | 21 | 5579978.9957 | 7277252.458
t0501 | 6349252.9189 | 8414727.0873 | 21 | 5579978.9957 | 7277252.458
t0502 | 7841473.651 | 10392381.8406 | 21 | 5579978.9957 | 7277252.458
t0503 | 9714064.3736 | 12874144.6682 | 21 | 5579978.9957 | 7277252.458
t0504 | 11703692.0164 | 13339475.1983 | 21 | 5579978.9957 | 7277252.458
t0505 | 12903320.448 | 13216010.1243 | 22 | 8151133.8356 | 9691975.7601
t0506 | 12903320.448 | 13142882.0033 | 22 | 8151133.8356 | 9691975.7601
t0507 | 12903320.448 | 13110142.7473 | 22 | 8151133.8356 | 9691975.7601
t0508 | 13839615.8093 | 13123697.6813 | 22 | 8151133.8356 | 9691975.7601
t0509 | 14015171.1896 | 13193690.6193 | 22 | 8151133.8356 | 9691975.7601
t0510 | 12698505.8377 | 13339475.1983 | 22 | 8151133.8356 | 9691975.7601
t0511 | 10621100.5048 | 13339475.1983 | 22 | 8151133.8356 | 9691975.7601
t0512 | 8689991.3221 | 11516930.6218 | 22 | 8151133.8356 | 9691975.7601
t0513 | 7022215.2098 | 9306610.6035 | 22 | 8151133.8356 | 9691975.7601
t0514 | 5851846.0082 | 7755508.8362 | 22 | 8151133.8356 | 9691975.7601
t0515 | 5354439.0975 | 7096290.5852 | 22 | 8151133.8356 | 9691975.7601
t0516 | 5120365.2572 | 6786070.2317 | 22 | 8151133.8356 | 9691975.7601
t0517 | 5091106.0271 | 6747292.6875 | 22 | 8151133.8356 | 9691975.7601
t0518 | 5471476.0176 | 7251400.7619 | 22 | 8151133.8356 | 9691975.7601
t0519 | 5588512.9378 | 7406510.9386 | 22 | 8151133.8356 | 9691975.7601
t0520 | 5442216.7876 | 7212623.2177 | 22 | 8151133.8356 | 9691975.7601
t0521 | 4330366.0461 | 5739076.5388 | 22 | 8151133.8356 | 9691975.7601
t0522 | 4388884.5061 | 5816631.6272 | 22 | 8151133.8356 | 9691975.7601
t0523 | 4798513.7267 | 6359517.2457 | 22 | 8151133.8356 | 9691975.7601
t0524 | 5266661.4074 | 6979957.9526 | 22 | 8151133.8356 | 9691975.7601
t0525 | 6056660.6185 | 8026951.6455 | 22 | 8151133.8356 | 9691975.7601
t0526 | 7929251.3411 | 10508714.4731 | 22 | 8151133.8356 | 9691975.7601
t0527 | 9421472.0732 | 12486369.2264 | 22 | 8151133.8356 | 9691975.7601
t0528 | 9918878.9839 | 13145587.4774 | 22 | 8151133.8356 | 9691975.7601
t0529 | 10240730.5143 | 13293534.8903 | 23 | 9850607.4471 | 10651917.095
t0530 | 11206285.1057 | 13270580.6083 | 23 | 9850607.4471 | 10651917.095
t0531 | 12757024.2978 | 13284861.4123 | 23 | 9850607.4471 | 10651917.095
t0532 | 14483318.8702 | 13339475.1983 | 23 | 9850607.4471 | 10651917.095
t0533 | 15273318.0813 | 13339475.1983 | 23 | 9850607.4471 | 10651917.095
t0534 | 15185540.3912 | 13339475.1983 | 23 | 9850607.4471 | 10651917.095
t0535 | 14775911.1707 | 13339475.1983 | 23 | 9850607.4471 | 10651917.095
t0536 | 14571096.5604 | 13339475.1983 | 23 | 9850607.4471 | 10651917.095
t0537 | 12815542.7579 | 13339475.1983 | 23 | 9850607.4471 | 10651917.095
t0538 | 11089248.1855 | 13339475.1983 | 23 | 9850607.4471 | 10651917.095
t0539 | 13693319.6591 | 13339475.1983 | 23 | 9850607.4471 | 10651917.095
t0540 | 13020357.3682 | 13339475.1983 | 23 | 9850607.4471 | 10651917.095
t0541 | 12318135.8472 | 13339475.1983 | 23 | 9850607.4471 | 10651917.095
t0542 | 11937765.8567 | 13339475.1983 | 23 | 9850607.4471 | 10651917.095
t0543 | 11001470.4954 | 13339475.1983 | 23 | 9850607.4471 | 10651917.095
t0544 | 9860360.5238 | 13068032.3891 | 23 | 9850607.4471 | 10651917.095
t0545 | 7168511.36 | 9500498.3244 | 23 | 9850607.4471 | 10651917.095
t0546 | 5910364.4683 | 7833063.9246 | 23 | 9850607.4471 | 10651917.095
t0547 | 4974069.107 | 6592182.5108 | 23 | 9850607.4471 | 10651917.095
t0548 | 3949996.0555 | 5234968.4645 | 23 | 9850607.4471 | 10651917.095
t0549 | 3335552.2247 | 4420640.0367 | 23 | 9850607.4471 | 10651917.095
t0550 | 2574812.2436 | 3412423.8879 | 23 | 9850607.4471 | 10651917.095
t0551 | 2223701.4831 | 2947093.3578 | 23 | 9850607.4471 | 10651917.095
t0552 | 2048146.1029 | 2714428.0927 | 23 | 9850607.4471 | 10651917.095
t0553 | 1989627.6428 | 2636873.0043 | 24 | 6610147.7201 | 7732888.6021
t0554 | 2340738.4033 | 3102203.5345 | 24 | 6610147.7201 | 7732888.6021
t0555 | 2896663.774 | 3838976.8739 | 24 | 6610147.7201 | 7732888.6021
t0556 | 3423329.9148 | 4536972.6692 | 24 | 6610147.7201 | 7732888.6021
t0557 | 3803699.9053 | 5041080.7436 | 24 | 6610147.7201 | 7732888.6021
t0558 | 4242588.3559 | 5622743.9063 | 24 | 6610147.7201 | 7732888.6021
t0559 | 4008514.5156 | 5312523.5528 | 24 | 6610147.7201 | 7732888.6021
t0560 | 3306292.9946 | 4381862.4925 | 24 | 6610147.7201 | 7732888.6021
t0561 | 2662589.9337 | 3528756.5205 | 24 | 6610147.7201 | 7732888.6021
t0562 | 1755553.8025 | 2326652.6509 | 24 | 6610147.7201 | 7732888.6021
t0563 | 1609257.6522 | 2132764.93 | 24 | 6610147.7201 | 7732888.6021
t0564 | 4447402.9662 | 5894186.7155 | 24 | 6610147.7201 | 7732888.6021
t0565 | 6758882.1394 | 8957612.7059 | 24 | 6610147.7201 | 7732888.6021
t0566 | 7431844.4304 | 9849496.222 | 24 | 6610147.7201 | 7732888.6021
t0567 | 7782955.1909 | 10314826.7522 | 24 | 6610147.7201 | 7732888.6021
t0568 | 6992955.9798 | 9267833.0593 | 24 | 6610147.7201 | 7732888.6021
t0569 | 6056660.6185 | 8026951.6455 | 24 | 6610147.7201 | 7732888.6021
t0570 | 8134065.9514 | 10780157.2824 | 24 | 6610147.7201 | 7732888.6021
t0571 | 10650359.7349 | 13339475.1983 | 24 | 6610147.7201 | 7732888.6021
t0572 | 12552209.6875 | 13339475.1983 | 24 | 6610147.7201 | 7732888.6021
t0573 | 13605541.969 | 13339475.1983 | 24 | 6610147.7201 | 7732888.6021
t0574 | 14249245.0299 | 13339475.1983 | 24 | 6610147.7201 | 7732888.6021
t0575 | 14249245.0299 | 13339475.1983 | 24 | 6610147.7201 | 7732888.6021
t0576 | 13693319.6591 | 13339475.1983 | 24 | 6610147.7201 | 7732888.6021
t0577 | 12757024.2978 | 13339475.1983 | 25 | 9779897.6412 | 10988586.5824
t0578 | 11674432.7863 | 13339475.1983 | 25 | 9779897.6412 | 10988586.5824
t0579 | 10357767.4345 | 13339475.1983 | 25 | 9779897.6412 | 10988586.5824
t0580 | 9304435.153 | 12331259.0496 | 25 | 9779897.6412 | 10988586.5824
t0581 | 7929251.3411 | 10508714.4731 | 25 | 9779897.6412 | 10988586.5824
t0582 | 5822586.7781 | 7716731.2921 | 25 | 9779897.6412 | 10988586.5824
t0583 | 4739995.2666 | 6281962.1574 | 25 | 9779897.6412 | 10988586.5824
t0584 | 4447402.9662 | 5894186.7155 | 25 | 9779897.6412 | 10988586.5824
t0585 | 3979255.2856 | 5273746.0086 | 25 | 9779897.6412 | 10988586.5824
t0586 | 3394070.6847 | 4498195.125 | 25 | 9779897.6412 | 10988586.5824
t0587 | 4974069.107 | 6592182.5108 | 25 | 9779897.6412 | 10988586.5824
t0588 | 9421472.0732 | 12486369.2264 | 25 | 9779897.6412 | 10988586.5824
t0589 | 13751838.1192 | 13339475.1983 | 25 | 9779897.6412 | 10988586.5824
t0590 | 15917021.1422 | 13339475.1983 | 25 | 9779897.6412 | 10988586.5824
t0591 | 16502205.7431 | 13339475.1983 | 25 | 9779897.6412 | 10988586.5824
t0592 | 14922207.3209 | 13339475.1983 | 25 | 9779897.6412 | 10988586.5824
t0593 | 12142580.467 | 13339475.1983 | 25 | 9779897.6412 | 10988586.5824
t0594 | 13225171.9785 | 13339475.1983 | 25 | 9779897.6412 | 10988586.5824
t0595 | 13488505.0489 | 13339475.1983 | 25 | 9779897.6412 | 10988586.5824
t0596 | 11703692.0164 | 13339475.1983 | 25 | 9779897.6412 | 10988586.5824
t0597 | 9041102.0826 | 11982261.152 | 25 | 9779897.6412 | 10988586.5824
t0598 | 7782955.1909 | 10314826.7522 | 25 | 9779897.6412 | 10988586.5824
t0599 | 8514435.9419 | 11284265.3567 | 25 | 9779897.6412 | 10988586.5824
t0600 | 8924065.1625 | 11827150.9753 | 25 | 9779897.6412 | 10988586.5824
t0601 | 8543695.1719 | 11323042.9009 | 26 | 8220624.5069 | 8550448.492
t0602 | 7256289.0501 | 9616830.9569 | 26 | 8220624.5069 | 8550448.492
t0603 | 6232215.9987 | 8259616.9106 | 26 | 8220624.5069 | 8550448.492
t0604 | 5588512.9378 | 7406510.9386 | 26 | 8220624.5069 | 8550448.492
t0605 | 4447402.9662 | 5894186.7155 | 26 | 8220624.5069 | 8550448.492
t0606 | 3247774.5345 | 4304307.4041 | 26 | 8220624.5069 | 8550448.492
t0607 | 2106664.5629 | 2791983.181 | 26 | 8220624.5069 | 8550448.492
t0608 | 1111850.7416 | 1473546.6789 | 26 | 8220624.5069 | 8550448.492
t0609 | 292592.3004 | 387775.4418 | 26 | 8220624.5069 | 8550448.492
t0610 | 0 | 0 | 26 | 8220624.5069 | 8550448.492
t0611 | 0 | 0 | 26 | 8220624.5069 | 8550448.492
t0612 | 848517.6712 | 1124548.7813 | 26 | 8220624.5069 | 8550448.492
t0613 | 4447402.9662 | 5894186.7155 | 26 | 8220624.5069 | 8550448.492
t0614 | 10094434.3641 | 13339475.1983 | 26 | 8220624.5069 | 8550448.492
t0615 | 14483318.8702 | 13339475.1983 | 26 | 8220624.5069 | 8550448.492
t0616 | 15419614.2316 | 13339475.1983 | 26 | 8220624.5069 | 8550448.492
t0617 | 14219985.7999 | 13339475.1983 | 26 | 8220624.5069 | 8550448.492
t0618 | 14629615.0204 | 13339475.1983 | 26 | 8220624.5069 | 8550448.492
t0619 | 14834429.6307 | 13339475.1983 | 26 | 8220624.5069 | 8550448.492
t0620 | 14775911.1707 | 13339475.1983 | 26 | 8220624.5069 | 8550448.492
t0621 | 14483318.8702 | 13339475.1983 | 26 | 8220624.5069 | 8550448.492
t0622 | 14366281.9501 | 13339475.1983 | 26 | 8220624.5069 | 8550448.492
t0623 | 13693319.6591 | 13339475.1983 | 26 | 8220624.5069 | 8550448.492
t0624 | 12171839.697 | 13339475.1983 | 26 | 8220624.5069 | 8550448.492
t0625 | 10387026.6645 | 13339475.1983 | 27 | 18739317.7066 | 13337859.4673
t0626 | 10035915.904 | 13300697.6542 | 27 | 18739317.7066 | 13337859.4673
t0627 | 10855174.3452 | 13339475.1983 | 27 | 18739317.7066 | 13337859.4673
t0628 | 12084062.0069 | 13339475.1983 | 27 | 18739317.7066 | 13337859.4673
t0629 | 13108135.0583 | 13339475.1983 | 27 | 18739317.7066 | 13337859.4673
t0630 | 14688133.4805 | 13339475.1983 | 27 | 18739317.7066 | 13337859.4673
t0631 | 16092576.5225 | 13339475.1983 | 27 | 18739317.7066 | 13337859.4673
t0632 | 16560724.2031 | 13339475.1983 | 27 | 18739317.7066 | 13337859.4673
t0633 | 15039244.241 | 13339475.1983 | 27 | 18739317.7066 | 13337859.4673
t0634 | 14132208.1098 | 13339475.1983 | 27 | 18739317.7066 | 13337859.4673
t0635 | 17965167.2451 | 13339475.1983 | 27 | 18739317.7066 | 13337859.4673
t0636 | 22471088.6714 | 13339475.1983 | 27 | 18739317.7066 | 13337859.4673
t0637 | 22968495.5821 | 13339475.1983 | 27 | 18739317.7066 | 13337859.4673
t0638 | 23641457.873 | 13339475.1983 | 27 | 18739317.7066 | 13337859.4673
t0639 | 24753308.6146 | 13339475.1983 | 27 | 18739317.7066 | 13337859.4673
t0640 | 25162937.8352 | 13339475.1983 | 27 | 18739317.7066 | 13337859.4673
t0641 | 23582939.413 | 13339475.1983 | 27 | 18739317.7066 | 13337859.4673
t0642 | 22705162.5117 | 13339475.1983 | 27 | 18739317.7066 | 13337859.4673
t0643 | 23495161.7228 | 13339475.1983 | 27 | 18739317.7066 | 13337859.4673
t0644 | 23758494.7932 | 13339475.1983 | 27 | 18739317.7066 | 13337859.4673
t0645 | 23290347.1126 | 13339475.1983 | 27 | 18739317.7066 | 13337859.4673
t0646 | 22295533.2912 | 13339475.1983 | 27 | 18739317.7066 | 13337859.4673
t0647 | 21008127.1694 | 13339475.1983 | 27 | 18739317.7066 | 13337859.4673
t0648 | 19662202.5875 | 13339475.1983 | 27 | 18739317.7066 | 13337859.4673
t0649 | 17906648.785 | 13339475.1983 | 28 | 19848730.179 | 13339475.1983
t0650 | 16180354.2126 | 13339475.1983 | 28 | 19848730.179 | 13339475.1983
t0651 | 14775911.1707 | 13339475.1983 | 28 | 19848730.179 | 13339475.1983
t0652 | 13693319.6591 | 13339475.1983 | 28 | 19848730.179 | 13339475.1983
t0653 | 12376654.3073 | 13339475.1983 | 28 | 19848730.179 | 13339475.1983
t0654 | 11089248.1855 | 13339475.1983 | 28 | 19848730.179 | 13339475.1983
t0655 | 10299248.9744 | 13339475.1983 | 28 | 19848730.179 | 13339475.1983
t0656 | 10328508.2044 | 13339475.1983 | 28 | 19848730.179 | 13339475.1983
t0657 | 11089248.1855 | 13339475.1983 | 28 | 19848730.179 | 13339475.1983
t0658 | 14512578.1003 | 13339475.1983 | 28 | 19848730.179 | 13339475.1983
t0659 | 18257759.5455 | 13339475.1983 | 28 | 19848730.179 | 13339475.1983
t0660 | 21973681.7607 | 13339475.1983 | 28 | 19848730.179 | 13339475.1983
t0661 | 24577753.2344 | 13339475.1983 | 28 | 19848730.179 | 13339475.1983
t0662 | 25982196.2763 | 13339475.1983 | 28 | 19848730.179 | 13339475.1983
t0663 | 26655158.5673 | 13339475.1983 | 28 | 19848730.179 | 13339475.1983
t0664 | 26655158.5673 | 13339475.1983 | 28 | 19848730.179 | 13339475.1983
t0665 | 25894418.5862 | 13339475.1983 | 28 | 19848730.179 | 13339475.1983
t0666 | 26362566.2668 | 13339475.1983 | 28 | 19848730.179 | 13339475.1983
t0667 | 26333307.0368 | 13339475.1983 | 28 | 19848730.179 | 13339475.1983
t0668 | 26040714.7364 | 13339475.1983 | 28 | 19848730.179 | 13339475.1983
t0669 | 25543307.8257 | 13339475.1983 | 28 | 19848730.179 | 13339475.1983
t0670 | 24665530.9245 | 13339475.1983 | 28 | 19848730.179 | 13339475.1983
t0671 | 23261087.8825 | 13339475.1983 | 28 | 19848730.179 | 13339475.1983
t0672 | 21915163.3006 | 13339475.1983 | 28 | 19848730.179 | 13339475.1983
t0673 | 21183682.5496 | 13339475.1983 | 29 | 10913692.8053 | 10848575.6574
t0674 | 20422942.5685 | 13280982.7433 | 29 | 10913692.8053 | 10848575.6574
t0675 | 18755166.4562 | 13258894.2873 | 29 | 10913692.8053 | 10848575.6574
t0676 | 17145908.804 | 13298044.9873 | 29 | 10913692.8053 | 10848575.6574
t0677 | 16443687.283 | 13339475.1983 | 29 | 10913692.8053 | 10848575.6574
t0678 | 16092576.5225 | 13339475.1983 | 29 | 10913692.8053 | 10848575.6574
t0679 | 15185540.3912 | 13339475.1983 | 29 | 10913692.8053 | 10848575.6574
t0680 | 13693319.6591 | 13339475.1983 | 29 | 10913692.8053 | 10848575.6574
t0681 | 12259617.3871 | 13339475.1983 | 29 | 10913692.8053 | 10848575.6574
t0682 | 12932579.6781 | 13339475.1983 | 29 | 10913692.8053 | 10848575.6574
t0683 | 11937765.8567 | 13339475.1983 | 29 | 10913692.8053 | 10848575.6574
t0684 | 9918878.9839 | 13145587.4774 | 29 | 10913692.8053 | 10848575.6574
t0685 | 8251102.8715 | 10935267.4591 | 29 | 10913692.8053 | 10848575.6574
t0686 | 7782955.1909 | 10314826.7522 | 29 | 10913692.8053 | 10848575.6574
t0687 | 7987769.8012 | 10586269.5615 | 29 | 10913692.8053 | 10848575.6574
t0688 | 7870732.881 | 10431159.3848 | 29 | 10913692.8053 | 10848575.6574
t0689 | 6056660.6185 | 8026951.6455 | 29 | 10913692.8053 | 10848575.6574
t0690 | 5442216.7876 | 7212623.2177 | 29 | 10913692.8053 | 10848575.6574
t0691 | 5968882.9283 | 7910619.013 | 29 | 10913692.8053 | 10848575.6574
t0692 | 5998142.1584 | 7949396.5572 | 29 | 10913692.8053 | 10848575.6574
t0693 | 5529994.4777 | 7328955.8503 | 29 | 10913692.8053 | 10848575.6574
t0694 | 5003328.337 | 6630960.055 | 29 | 10913692.8053 | 10848575.6574
t0695 | 4974069.107 | 6592182.5108 | 29 | 10913692.8053 | 10848575.6574
t0696 | 5091106.0271 | 6747292.6875 | 29 | 10913692.8053 | 10848575.6574
t0697 | 5178883.7172 | 6863625.3201 | 30 | 9042321.2172 | 11321427.1699
t0698 | 5061846.7971 | 6708515.1434 | 30 | 9042321.2172 | 11321427.1699
t0699 | 5061846.7971 | 6708515.1434 | 30 | 9042321.2172 | 11321427.1699
t0700 | 5910364.4683 | 7833063.9246 | 30 | 9042321.2172 | 11321427.1699
t0701 | 7139252.13 | 9461720.7802 | 30 | 9042321.2172 | 11321427.1699
t0702 | 7929251.3411 | 10508714.4731 | 30 | 9042321.2172 | 11321427.1699
t0703 | 8017029.0312 | 10625047.1057 | 30 | 9042321.2172 | 11321427.1699
t0704 | 8543695.1719 | 11323042.9009 | 30 | 9042321.2172 | 11321427.1699
t0705 | 7314807.5102 | 9694386.0453 | 30 | 9042321.2172 | 11321427.1699
t0706 | 6875919.0596 | 9112722.8826 | 30 | 9042321.2172 | 11321427.1699
t0707 | 8689991.3221 | 11516930.6218 | 30 | 9042321.2172 | 11321427.1699
t0708 | 9860360.5238 | 13068032.3891 | 30 | 9042321.2172 | 11321427.1699
t0709 | 11615914.3262 | 13339475.1983 | 30 | 9042321.2172 | 11321427.1699
t0710 | 12610728.1476 | 13339475.1983 | 30 | 9042321.2172 | 11321427.1699
t0711 | 13049616.5982 | 13339475.1983 | 30 | 9042321.2172 | 11321427.1699
t0712 | 13049616.5982 | 13339475.1983 | 30 | 9042321.2172 | 11321427.1699
t0713 | 10942952.0353 | 13339475.1983 | 30 | 9042321.2172 | 11321427.1699
t0714 | 10416285.8946 | 13339475.1983 | 30 | 9042321.2172 | 11321427.1699
t0715 | 10679618.9649 | 13339475.1983 | 30 | 9042321.2172 | 11321427.1699
t0716 | 10152952.8242 | 13339475.1983 | 30 | 9042321.2172 | 11321427.1699
t0717 | 9626286.6835 | 12757812.0356 | 30 | 9042321.2172 | 11321427.1699
t0718 | 9714064.3736 | 12874144.6682 | 30 | 9042321.2172 | 11321427.1699
t0719 | 9626286.6835 | 12757812.0356 | 30 | 9042321.2172 | 11321427.1699
t0720 | 9948138.2139 | 13184365.0216 | 30 | 9042321.2172 | 11321427.1699
t0721 | 11147766.6456 | 13339475.1983 | 31 | 6241969.0754 | 7773281.8773
t0722 | 12376654.3073 | 13339475.1983 | 31 | 6241969.0754 | 7773281.8773
t0723 | 12669246.6077 | 13339475.1983 | 31 | 6241969.0754 | 7773281.8773
t0724 | 12201098.9271 | 13339475.1983 | 31 | 6241969.0754 | 7773281.8773
t0725 | 10972211.2653 | 13339475.1983 | 31 | 6241969.0754 | 7773281.8773
t0726 | 8689991.3221 | 11516930.6218 | 31 | 6241969.0754 | 7773281.8773
t0727 | 6115179.0785 | 8104506.7339 | 31 | 6241969.0754 | 7773281.8773
t0728 | 4330366.0461 | 5739076.5388 | 31 | 6241969.0754 | 7773281.8773
t0729 | 2925923.0041 | 3877754.4181 | 31 | 6241969.0754 | 7773281.8773
t0730 | 2048146.1029 | 2714428.0927 | 31 | 6241969.0754 | 7773281.8773
t0731 | 1872590.7226 | 2481762.8276 | 31 | 6241969.0754 | 7773281.8773
t0732 | 1901849.9527 | 2520540.3718 | 31 | 6241969.0754 | 7773281.8773
t0733 | 1814072.2625 | 2404207.7392 | 31 | 6241969.0754 | 7773281.8773
t0734 | 1521479.9621 | 2016432.2974 | 31 | 6241969.0754 | 7773281.8773
t0735 | 1609257.6522 | 2132764.93 | 31 | 6241969.0754 | 7773281.8773
t0736 | 2135923.793 | 2830760.7252 | 31 | 6241969.0754 | 7773281.8773
t0737 | 2633330.7037 | 3489978.9763 | 31 | 6241969.0754 | 7773281.8773
t0738 | 4535180.6563 | 6010519.3481 | 31 | 6241969.0754 | 7773281.8773
t0739 | 6583326.7592 | 8724947.4408 | 31 | 6241969.0754 | 7773281.8773
t0740 | 7607399.8106 | 10082161.4871 | 31 | 6241969.0754 | 7773281.8773
t0741 | 8221843.6415 | 10896489.9149 | 31 | 6241969.0754 | 7773281.8773
t0742 | 8602213.632 | 11400597.9893 | 31 | 6241969.0754 | 7773281.8773
t0743 | 8748509.7822 | 11594485.7102 | 31 | 6241969.0754 | 7773281.8773
t0744 | 8543695.1719 | 11323042.9009 | 31 | 6241969.0754 | 7773281.8773
t0745 | 9216657.4629 | 12214926.4171 | 32 | 16351033.0545 | 13292618.9991
t0746 | 11352581.2559 | 13339475.1983 | 32 | 16351033.0545 | 13292618.9991
t0747 | 13839615.8093 | 13339475.1983 | 32 | 16351033.0545 | 13292618.9991
t0748 | 14629615.0204 | 13339475.1983 | 32 | 16351033.0545 | 13292618.9991
t0749 | 14190726.5698 | 13339475.1983 | 32 | 16351033.0545 | 13292618.9991
t0750 | 14278504.26 | 13339475.1983 | 32 | 16351033.0545 | 13292618.9991
t0751 | 14717392.7106 | 13339475.1983 | 32 | 16351033.0545 | 13292618.9991
t0752 | 15097762.7011 | 13339475.1983 | 32 | 16351033.0545 | 13292618.9991
t0753 | 15829243.4521 | 13339475.1983 | 32 | 16351033.0545 | 13292618.9991
t0754 | 16589983.4332 | 13339475.1983 | 32 | 16351033.0545 | 13292618.9991
t0755 | 17643315.7147 | 13339475.1983 | 32 | 16351033.0545 | 13292618.9991
t0756 | 20247387.1883 | 13339475.1983 | 32 | 16351033.0545 | 13292618.9991
t0757 | 21681089.4603 | 13339475.1983 | 32 | 16351033.0545 | 13292618.9991
t0758 | 21447015.62 | 13339475.1983 | 32 | 16351033.0545 | 13292618.9991
t0759 | 21037386.3994 | 13339475.1983 | 32 | 16351033.0545 | 13292618.9991
t0760 | 21212941.7796 | 13339475.1983 | 32 | 16351033.0545 | 13292618.9991
t0761 | 19194054.9068 | 13339475.1983 | 32 | 16351033.0545 | 13292618.9991
t0762 | 18462574.1558 | 13339475.1983 | 32 | 16351033.0545 | 13292618.9991
t0763 | 18813684.9163 | 13339475.1983 | 32 | 16351033.0545 | 13292618.9991
t0764 | 18287018.7756 | 13339475.1983 | 32 | 16351033.0545 | 13292618.9991
t0765 | 16882575.7336 | 13339475.1983 | 32 | 16351033.0545 | 13292618.9991
t0766 | 14775911.1707 | 13339475.1983 | 32 | 16351033.0545 | 13292618.9991
t0767 | 12464431.9974 | 13339475.1983 | 32 | 16351033.0545 | 13292618.9991
t0768 | 10533322.8147 | 13339475.1983 | 32 | 16351033.0545 | 13292618.9991
t0769 | 9099620.5427 | 12059816.2404 | 33 | 2020106.0074 | 2677266.2795
t0770 | 7753695.9608 | 10276049.208 | 33 | 2020106.0074 | 2677266.2795
t0771 | 6144438.3086 | 8143284.2781 | 33 | 2020106.0074 | 2677266.2795
t0772 | 5383698.3275 | 7135068.1293 | 33 | 2020106.0074 | 2677266.2795
t0773 | 4798513.7267 | 6359517.2457 | 33 | 2020106.0074 | 2677266.2795
t0774 | 3949996.0555 | 5234968.4645 | 33 | 2020106.0074 | 2677266.2795
t0775 | 3159996.8444 | 4187974.7716 | 33 | 2020106.0074 | 2677266.2795
t0776 | 2457775.3234 | 3257313.7112 | 33 | 2020106.0074 | 2677266.2795
t0777 | 1228887.6617 | 1628656.8556 | 33 | 2020106.0074 | 2677266.2795
t0778 | 555925.3708 | 736773.3394 | 33 | 2020106.0074 | 2677266.2795
t0779 | 614443.8309 | 814328.4278 | 33 | 2020106.0074 | 2677266.2795
t0780 | 263333.0704 | 348997.8976 | 33 | 2020106.0074 | 2677266.2795
t0781 | 58518.4601 | 77555.0884 | 33 | 2020106.0074 | 2677266.2795
t0782 | 0 | 0 | 33 | 2020106.0074 | 2677266.2795
t0783 | 0 | 0 | 33 | 2020106.0074 | 2677266.2795
t0784 | 0 | 0 | 33 | 2020106.0074 | 2677266.2795
t0785 | 0 | 0 | 33 | 2020106.0074 | 2677266.2795
t0786 | 0 | 0 | 33 | 2020106.0074 | 2677266.2795
t0787 | 0 | 0 | 33 | 2020106.0074 | 2677266.2795
t0788 | 0 | 0 | 33 | 2020106.0074 | 2677266.2795
t0789 | 29259.23 | 38777.5442 | 33 | 2020106.0074 | 2677266.2795
t0790 | 234073.8403 | 310220.3534 | 33 | 2020106.0074 | 2677266.2795
t0791 | 877776.9012 | 1163326.3254 | 33 | 2020106.0074 | 2677266.2795
t0792 | 1872590.7226 | 2481762.8276 | 33 | 2020106.0074 | 2677266.2795
t0793 | 3364811.4547 | 4459417.5808 | 34 | 13276375.6311 | 11983876.883
t0794 | 5588512.9378 | 7406510.9386 | 34 | 13276375.6311 | 11983876.883
t0795 | 8543695.1719 | 11323042.9009 | 34 | 13276375.6311 | 11983876.883
t0796 | 10767396.655 | 13339475.1983 | 34 | 13276375.6311 | 11983876.883
t0797 | 12084062.0069 | 13339475.1983 | 34 | 13276375.6311 | 11983876.883
t0798 | 13429986.5888 | 13339475.1983 | 34 | 13276375.6311 | 11983876.883
t0799 | 15565910.3818 | 13339475.1983 | 34 | 13276375.6311 | 11983876.883
t0800 | 17731093.4048 | 13339475.1983 | 34 | 13276375.6311 | 11983876.883
t0801 | 18521092.6159 | 13339475.1983 | 34 | 13276375.6311 | 11983876.883
t0802 | 19603684.1274 | 13339475.1983 | 34 | 13276375.6311 | 11983876.883
t0803 | 21212941.7796 | 13339475.1983 | 34 | 13276375.6311 | 11983876.883
t0804 | 22002940.9908 | 13339475.1983 | 34 | 13276375.6311 | 11983876.883
t0805 | 22675903.2817 | 13339475.1983 | 34 | 13276375.6311 | 11983876.883
t0806 | 22178496.371 | 13339475.1983 | 34 | 13276375.6311 | 11983876.883
t0807 | 19135536.4467 | 13339475.1983 | 34 | 13276375.6311 | 11983876.883
t0808 | 15741465.762 | 13339475.1983 | 34 | 13276375.6311 | 11983876.883
t0809 | 11879247.3966 | 13339475.1983 | 34 | 13276375.6311 | 11983876.883
t0810 | 9801842.0637 | 12990477.3007 | 34 | 13276375.6311 | 11983876.883
t0811 | 8807028.2423 | 11672040.7986 | 34 | 13276375.6311 | 11983876.883
t0812 | 7987769.8012 | 10586269.5615 | 34 | 13276375.6311 | 11983876.883
t0813 | 7578140.5806 | 10043383.9429 | 34 | 13276375.6311 | 11983876.883
t0814 | 7782955.1909 | 10314826.7522 | 34 | 13276375.6311 | 11983876.883
t0815 | 8192584.4115 | 10857712.3707 | 34 | 13276375.6311 | 11983876.883
t0816 | 8455917.4818 | 11206710.2684 | 34 | 13276375.6311 | 11983876.883
t0817 | 8426658.2518 | 11167932.7242 | 35 | 14930741.263 | 12019422.9652
t0818 | 8748509.7822 | 11594485.7102 | 35 | 14930741.263 | 12019422.9652
t0819 | 9509249.7633 | 12602701.8589 | 35 | 14930741.263 | 12019422.9652
t0820 | 8777769.0123 | 11633263.2544 | 35 | 14930741.263 | 12019422.9652
t0821 | 7987769.8012 | 10586269.5615 | 35 | 14930741.263 | 12019422.9652
t0822 | 7929251.3411 | 10508714.4731 | 35 | 14930741.263 | 12019422.9652
t0823 | 7607399.8106 | 10082161.4871 | 35 | 14930741.263 | 12019422.9652
t0824 | 6700363.6794 | 8880057.6175 | 35 | 14930741.263 | 12019422.9652
t0825 | 5237402.1773 | 6941180.4084 | 35 | 14930741.263 | 12019422.9652
t0826 | 5822586.7781 | 7716731.2921 | 35 | 14930741.263 | 12019422.9652
t0827 | 10387026.6645 | 13339475.1983 | 35 | 14930741.263 | 12019422.9652
t0828 | 14161467.3398 | 13339475.1983 | 35 | 14930741.263 | 12019422.9652
t0829 | 16941094.1937 | 13339475.1983 | 35 | 14930741.263 | 12019422.9652
t0830 | 16297391.1328 | 13339475.1983 | 35 | 14930741.263 | 12019422.9652
t0831 | 15770724.992 | 13339475.1983 | 35 | 14930741.263 | 12019422.9652
t0832 | 16736279.5834 | 13339475.1983 | 35 | 14930741.263 | 12019422.9652
t0833 | 19106277.2167 | 13339475.1983 | 35 | 14930741.263 | 12019422.9652
t0834 | 21447015.62 | 13339475.1983 | 35 | 14930741.263 | 12019422.9652
t0835 | 22763680.9718 | 13339475.1983 | 35 | 14930741.263 | 12019422.9652
t0836 | 23699976.3331 | 13339475.1983 | 35 | 14930741.263 | 12019422.9652
t0837 | 24724049.3846 | 13339475.1983 | 35 | 14930741.263 | 12019422.9652
t0838 | 25777381.666 | 13339475.1983 | 35 | 14930741.263 | 12019422.9652
t0839 | 26596640.1072 | 13339475.1983 | 35 | 14930741.263 | 12019422.9652
t0840 | 27181824.708 | 13339475.1983 | 35 | 14930741.263 | 12019422.9652
t0841 | 27591453.9286 | 13249794.4733 | 36 | 18746632.5141 | 12547875.4779
t0842 | 27854786.9989 | 13165798.7553 | 36 | 18746632.5141 | 12547875.4779
t0843 | 28030342.3792 | 13142754.0703 | 36 | 18746632.5141 | 12547875.4779
t0844 | 28147379.2993 | 13170003.4603 | 36 | 18746632.5141 | 12547875.4779
t0845 | 27884046.229 | 13234855.2503 | 36 | 18746632.5141 | 12547875.4779
t0846 | 27269602.3981 | 13339475.1983 | 36 | 18746632.5141 | 12547875.4779
t0847 | 26450343.957 | 13339475.1983 | 36 | 18746632.5141 | 12547875.4779
t0848 | 25982196.2763 | 13339475.1983 | 36 | 18746632.5141 | 12547875.4779
t0849 | 25279974.7553 | 13339475.1983 | 36 | 18746632.5141 | 12547875.4779
t0850 | 23963309.4035 | 13339475.1983 | 36 | 18746632.5141 | 12547875.4779
t0851 | 23027014.0422 | 13339475.1983 | 36 | 18746632.5141 | 12547875.4779
t0852 | 22090718.6809 | 13339475.1983 | 36 | 18746632.5141 | 12547875.4779
t0853 | 21212941.7796 | 13339475.1983 | 36 | 18746632.5141 | 12547875.4779
t0854 | 18872203.3764 | 13339475.1983 | 36 | 18746632.5141 | 12547875.4779
t0855 | 15799984.2221 | 13339475.1983 | 36 | 18746632.5141 | 12547875.4779
t0856 | 13166653.5184 | 13339475.1983 | 36 | 18746632.5141 | 12547875.4779
t0857 | 10621100.5048 | 13339475.1983 | 36 | 18746632.5141 | 12547875.4779
t0858 | 9187398.2328 | 12176148.8729 | 36 | 18746632.5141 | 12547875.4779
t0859 | 7519622.1205 | 9965828.8546 | 36 | 18746632.5141 | 12547875.4779
t0860 | 6729622.9094 | 8918835.1617 | 36 | 18746632.5141 | 12547875.4779
t0861 | 7051474.4399 | 9345388.1477 | 36 | 18746632.5141 | 12547875.4779
t0862 | 7724436.7308 | 10237271.6638 | 36 | 18746632.5141 | 12547875.4779
t0863 | 8689991.3221 | 11516930.6218 | 36 | 18746632.5141 | 12547875.4779
t0864 | 9772582.8337 | 12951699.7565 | 36 | 18746632.5141 | 12547875.4779
t0865 | 10211471.2843 | 13339475.1983 | 37 | 18920968.7598 | 13328165.0813
t0866 | 10182212.0542 | 13339475.1983 | 37 | 18920968.7598 | 13328165.0813
t0867 | 10182212.0542 | 13339475.1983 | 37 | 18920968.7598 | 13328165.0813
t0868 | 9860360.5238 | 13068032.3891 | 37 | 18920968.7598 | 13328165.0813
t0869 | 10328508.2044 | 13339475.1983 | 37 | 18920968.7598 | 13328165.0813
t0870 | 11323322.0258 | 13339475.1983 | 37 | 18920968.7598 | 13328165.0813
t0871 | 12464431.9974 | 13339475.1983 | 37 | 18920968.7598 | 13328165.0813
t0872 | 13488505.0489 | 13339475.1983 | 37 | 18920968.7598 | 13328165.0813
t0873 | 13634801.1991 | 13339475.1983 | 37 | 18920968.7598 | 13328165.0813
t0874 | 14658874.2505 | 13339475.1983 | 37 | 18920968.7598 | 13328165.0813
t0875 | 19691461.8175 | 13339475.1983 | 37 | 18920968.7598 | 13328165.0813
t0876 | 23495161.7228 | 13339475.1983 | 37 | 18920968.7598 | 13328165.0813
t0877 | 25543307.8257 | 13339475.1983 | 37 | 18920968.7598 | 13328165.0813
t0878 | 26655158.5673 | 13339475.1983 | 37 | 18920968.7598 | 13328165.0813
t0879 | 27240343.1681 | 13339475.1983 | 37 | 18920968.7598 | 13328165.0813
t0880 | 26977010.0977 | 13339475.1983 | 37 | 18920968.7598 | 13328165.0813
t0881 | 25426270.9055 | 13339475.1983 | 37 | 18920968.7598 | 13328165.0813
t0882 | 25192197.0652 | 13339475.1983 | 37 | 18920968.7598 | 13328165.0813
t0883 | 25397011.6755 | 13339475.1983 | 37 | 18920968.7598 | 13328165.0813
t0884 | 24958123.2249 | 13339475.1983 | 37 | 18920968.7598 | 13328165.0813
t0885 | 23963309.4035 | 13339475.1983 | 37 | 18920968.7598 | 13328165.0813
t0886 | 23231828.6525 | 13339475.1983 | 37 | 18920968.7598 | 13328165.0813
t0887 | 21066645.6294 | 13339475.1983 | 37 | 18920968.7598 | 13328165.0813
t0888 | 18930721.8365 | 13339475.1983 | 37 | 18920968.7598 | 13328165.0813
t0889 | 18521092.6159 | 13339475.1983 | 38 | 16825276.4081 | 13339475.1983
t0890 | 18784425.6863 | 13339475.1983 | 38 | 16825276.4081 | 13339475.1983
t0891 | 19369610.2871 | 13339475.1983 | 38 | 16825276.4081 | 13339475.1983
t0892 | 19691461.8175 | 13339475.1983 | 38 | 16825276.4081 | 13339475.1983
t0893 | 19486647.2072 | 13339475.1983 | 38 | 16825276.4081 | 13339475.1983
t0894 | 17526278.7945 | 13339475.1983 | 38 | 16825276.4081 | 13339475.1983
t0895 | 16297391.1328 | 13339475.1983 | 38 | 16825276.4081 | 13339475.1983
t0896 | 15185540.3912 | 13339475.1983 | 38 | 16825276.4081 | 13339475.1983
t0897 | 14073689.6497 | 13339475.1983 | 38 | 16825276.4081 | 13339475.1983
t0898 | 13195912.7484 | 13339475.1983 | 38 | 16825276.4081 | 13339475.1983
t0899 | 12786283.5279 | 13339475.1983 | 38 | 16825276.4081 | 13339475.1983
t0900 | 13020357.3682 | 13339475.1983 | 38 | 16825276.4081 | 13339475.1983
t0901 | 14863688.8608 | 13339475.1983 | 38 | 16825276.4081 | 13339475.1983
t0902 | 16911834.9636 | 13339475.1983 | 38 | 16825276.4081 | 13339475.1983
t0903 | 17584797.2546 | 13339475.1983 | 38 | 16825276.4081 | 13339475.1983
t0904 | 17321464.1842 | 13339475.1983 | 38 | 16825276.4081 | 13339475.1983
t0905 | 14951466.5509 | 13339475.1983 | 38 | 16825276.4081 | 13339475.1983
t0906 | 13751838.1192 | 13339475.1983 | 38 | 16825276.4081 | 13339475.1983
t0907 | 14454059.6402 | 13339475.1983 | 38 | 16825276.4081 | 13339475.1983
t0908 | 15975539.6023 | 13339475.1983 | 38 | 16825276.4081 | 13339475.1983
t0909 | 18082204.1653 | 13339475.1983 | 38 | 16825276.4081 | 13339475.1983
t0910 | 19779239.5076 | 13339475.1983 | 38 | 16825276.4081 | 13339475.1983
t0911 | 20686275.6389 | 13339475.1983 | 38 | 16825276.4081 | 13339475.1983
t0912 | 21505534.0801 | 13339475.1983 | 38 | 16825276.4081 | 13339475.1983
t0913 | 22178496.371 | 13339475.1983 | 39 | 23146489.2315 | 13331396.5433
t0914 | 22675903.2817 | 13339475.1983 | 39 | 23146489.2315 | 13331396.5433
t0915 | 22705162.5117 | 13339475.1983 | 39 | 23146489.2315 | 13331396.5433
t0916 | 23085532.5023 | 13339475.1983 | 39 | 23146489.2315 | 13331396.5433
t0917 | 24168124.0138 | 13339475.1983 | 39 | 23146489.2315 | 13331396.5433
t0918 | 25162937.8352 | 13339475.1983 | 39 | 23146489.2315 | 13331396.5433
t0919 | 25865159.3562 | 13339475.1983 | 39 | 23146489.2315 | 13331396.5433
t0920 | 26567380.8771 | 13339475.1983 | 39 | 23146489.2315 | 13331396.5433
t0921 | 26889232.4076 | 13339475.1983 | 39 | 23146489.2315 | 13331396.5433
t0922 | 27094047.0179 | 13339475.1983 | 39 | 23146489.2315 | 13331396.5433
t0923 | 27679231.6187 | 13339475.1983 | 39 | 23146489.2315 | 13331396.5433
t0924 | 27942564.6891 | 13339475.1983 | 39 | 23146489.2315 | 13331396.5433
t0925 | 27825527.7689 | 13339475.1983 | 39 | 23146489.2315 | 13331396.5433
t0926 | 27328120.8582 | 13339475.1983 | 39 | 23146489.2315 | 13331396.5433
t0927 | 26625899.3372 | 13339475.1983 | 39 | 23146489.2315 | 13331396.5433
t0928 | 25397011.6755 | 13339475.1983 | 39 | 23146489.2315 | 13331396.5433
t0929 | 23846272.4833 | 13339475.1983 | 39 | 23146489.2315 | 13331396.5433
t0930 | 22588125.5916 | 13339475.1983 | 39 | 23146489.2315 | 13331396.5433
t0931 | 21505534.0801 | 13339475.1983 | 39 | 23146489.2315 | 13331396.5433
t0932 | 20071831.8081 | 13339475.1983 | 39 | 23146489.2315 | 13331396.5433
t0933 | 18287018.7756 | 13339475.1983 | 39 | 23146489.2315 | 13331396.5433
t0934 | 16414428.0529 | 13339475.1983 | 39 | 23146489.2315 | 13331396.5433
t0935 | 13693319.6591 | 13339475.1983 | 39 | 23146489.2315 | 13331396.5433
t0936 | 9918878.9839 | 13145587.4774 | 39 | 23146489.2315 | 13331396.5433
t0937 | 6846659.8296 | 9073945.3384 | 40 | 13479971.1068 | 8957612.7059
t0938 | 3715922.2152 | 4924748.111 | 40 | 13479971.1068 | 8957612.7059
t0939 | 2311479.1732 | 3063425.9903 | 40 | 13479971.1068 | 8957612.7059
t0940 | 2516293.7835 | 3334868.7996 | 40 | 13479971.1068 | 8957612.7059
t0941 | 1609257.6522 | 2132764.93 | 40 | 13479971.1068 | 8957612.7059
t0942 | 1258146.8918 | 1667434.3998 | 40 | 13479971.1068 | 8957612.7059
t0943 | 1492220.7321 | 1977654.7532 | 40 | 13479971.1068 | 8957612.7059
t0944 | 1550739.1922 | 2055209.8416 | 40 | 13479971.1068 | 8957612.7059
t0945 | 1667776.1123 | 2210320.0183 | 40 | 13479971.1068 | 8957612.7059
t0946 | 2691849.1638 | 3567534.0647 | 40 | 13479971.1068 | 8957612.7059
t0947 | 5734809.088 | 7600398.6595 | 40 | 13479971.1068 | 8957612.7059
t0948 | 10035915.904 | 13300697.6542 | 40 | 13479971.1068 | 8957612.7059
t0949 | 11996284.3168 | 13339475.1983 | 40 | 13479971.1068 | 8957612.7059
t0950 | 13605541.969 | 13339475.1983 | 40 | 13479971.1068 | 8957612.7059
t0951 | 18257759.5455 | 13339475.1983 | 40 | 13479971.1068 | 8957612.7059
t0952 | 22032200.2208 | 13339475.1983 | 40 | 13479971.1068 | 8957612.7059
t0953 | 25016641.685 | 13339475.1983 | 40 | 13479971.1068 | 8957612.7059
t0954 | 26772195.4874 | 13339475.1983 | 40 | 13479971.1068 | 8957612.7059
t0955 | 27386639.3183 | 13339475.1983 | 40 | 13479971.1068 | 8957612.7059
t0956 | 27357380.0882 | 13339475.1983 | 40 | 13479971.1068 | 8957612.7059
t0957 | 27211083.938 | 13339475.1983 | 40 | 13479971.1068 | 8957612.7059
t0958 | 27386639.3183 | 13339475.1983 | 40 | 13479971.1068 | 8957612.7059
t0959 | 27386639.3183 | 13339475.1983 | 40 | 13479971.1068 | 8957612.7059
t0960 | 27679231.6187 | 13339475.1983 | 40 | 13479971.1068 | 8957612.7059
t0961 | 27854786.9989 | 13339475.1983 | 41 | 23747522.5819 | 13339475.1983
t0962 | 27825527.7689 | 13339475.1983 | 41 | 23747522.5819 | 13339475.1983
t0963 | 27708490.8487 | 13339475.1983 | 41 | 23747522.5819 | 13339475.1983
t0964 | 27591453.9286 | 13339475.1983 | 41 | 23747522.5819 | 13339475.1983
t0965 | 27503676.2384 | 13339475.1983 | 41 | 23747522.5819 | 13339475.1983
t0966 | 27445157.7784 | 13339475.1983 | 41 | 23747522.5819 | 13339475.1983
t0967 | 27298861.6282 | 13339475.1983 | 41 | 23747522.5819 | 13339475.1983
t0968 | 26772195.4874 | 13339475.1983 | 41 | 23747522.5819 | 13339475.1983
t0969 | 25865159.3562 | 13339475.1983 | 41 | 23747522.5819 | 13339475.1983
t0970 | 25367752.4455 | 13339475.1983 | 41 | 23747522.5819 | 13339475.1983
t0971 | 25426270.9055 | 13339475.1983 | 41 | 23747522.5819 | 13339475.1983
t0972 | 25572567.0557 | 13339475.1983 | 41 | 23747522.5819 | 13339475.1983
t0973 | 25192197.0652 | 13339475.1983 | 41 | 23747522.5819 | 13339475.1983
t0974 | 24811827.0747 | 13339475.1983 | 41 | 23747522.5819 | 13339475.1983
t0975 | 24607012.4644 | 13339475.1983 | 41 | 23747522.5819 | 13339475.1983
t0976 | 25104419.3751 | 13339475.1983 | 41 | 23747522.5819 | 13339475.1983
t0977 | 23875531.7134 | 13339475.1983 | 41 | 23747522.5819 | 13339475.1983
t0978 | 22734421.7418 | 13339475.1983 | 41 | 23747522.5819 | 13339475.1983
t0979 | 22529607.1315 | 13339475.1983 | 41 | 23747522.5819 | 13339475.1983
t0980 | 20774053.329 | 13339475.1983 | 41 | 23747522.5819 | 13339475.1983
t0981 | 18023685.7052 | 13339475.1983 | 41 | 23747522.5819 | 13339475.1983
t0982 | 14775911.1707 | 13339475.1983 | 41 | 23747522.5819 | 13339475.1983
t0983 | 12639987.3777 | 13339475.1983 | 41 | 23747522.5819 | 13339475.1983
t0984 | 12639987.3777 | 13339475.1983 | 41 | 23747522.5819 | 13339475.1983
t0985 | 12639987.3777 | 13339475.1983 | 42 | 13087409.7704 | 11340815.942
t0986 | 12932579.6781 | 13339475.1983 | 42 | 13087409.7704 | 11340815.942
t0987 | 11118507.4155 | 13339475.1983 | 42 | 13087409.7704 | 11340815.942
t0988 | 7461103.6604 | 9888273.7662 | 42 | 13087409.7704 | 11340815.942
t0989 | 5471476.0176 | 7251400.7619 | 42 | 13087409.7704 | 11340815.942
t0990 | 5149624.4872 | 6824847.7759 | 42 | 13087409.7704 | 11340815.942
t0991 | 6027401.3884 | 7988174.1013 | 42 | 13087409.7704 | 11340815.942
t0992 | 7109992.8999 | 9422943.236 | 42 | 13087409.7704 | 11340815.942
t0993 | 8602213.632 | 11400597.9893 | 42 | 13087409.7704 | 11340815.942
t0994 | 11177025.8756 | 13339475.1983 | 42 | 13087409.7704 | 11340815.942
t0995 | 16502205.7431 | 13339475.1983 | 42 | 13087409.7704 | 11340815.942
t0996 | 21388497.1599 | 13339475.1983 | 42 | 13087409.7704 | 11340815.942
t0997 | 23582939.413 | 13339475.1983 | 42 | 13087409.7704 | 11340815.942
t0998 | 24109605.5537 | 13339475.1983 | 42 | 13087409.7704 | 11340815.942
t0999 | 22617384.8216 | 13339475.1983 | 42 | 13087409.7704 | 11340815.942
t1000 | 21856644.8405 | 13339475.1983 | 42 | 13087409.7704 | 11340815.942
t1001 | 21125164.0895 | 13339475.1983 | 42 | 13087409.7704 | 11340815.942
t1002 | 19515906.4373 | 13339475.1983 | 42 | 13087409.7704 | 11340815.942
t1003 | 16882575.7336 | 13339475.1983 | 42 | 13087409.7704 | 11340815.942
t1004 | 13693319.6591 | 13339475.1983 | 42 | 13087409.7704 | 11340815.942
t1005 | 10562582.0448 | 13339475.1983 | 42 | 13087409.7704 | 11340815.942
t1006 | 7314807.5102 | 9694386.0453 | 42 | 13087409.7704 | 11340815.942
t1007 | 4564439.8864 | 6049296.8923 | 42 | 13087409.7704 | 11340815.942
t1008 | 2691849.1638 | 3567534.0647 | 42 | 13087409.7704 | 11340815.942
t1009 | 1258146.8918 | 1667434.3998 | 43 | 6515055.2224 | 7130220.9363
t1010 | 731480.751 | 969438.6045 | 43 | 6515055.2224 | 7130220.9363
t1011 | 907036.1313 | 1202103.8696 | 43 | 6515055.2224 | 7130220.9363
t1012 | 1375183.8119 | 1822544.5765 | 43 | 6515055.2224 | 7130220.9363
t1013 | 1316665.3518 | 1744989.4882 | 43 | 6515055.2224 | 7130220.9363
t1014 | 702221.521 | 930661.0603 | 43 | 6515055.2224 | 7130220.9363
t1015 | 321851.5304 | 426552.986 | 43 | 6515055.2224 | 7130220.9363
t1016 | 409629.2206 | 542885.6185 | 43 | 6515055.2224 | 7130220.9363
t1017 | 1462961.502 | 1938877.2091 | 43 | 6515055.2224 | 7130220.9363
t1018 | 2750367.6238 | 3645089.153 | 43 | 6515055.2224 | 7130220.9363
t1019 | 3803699.9053 | 5041080.7436 | 43 | 6515055.2224 | 7130220.9363
t1020 | 5120365.2572 | 6786070.2317 | 43 | 6515055.2224 | 7130220.9363
t1021 | 6261475.2288 | 8298394.4548 | 43 | 6515055.2224 | 7130220.9363
t1022 | 6758882.1394 | 8957612.7059 | 43 | 6515055.2224 | 7130220.9363
t1023 | 7841473.651 | 10392381.8406 | 43 | 6515055.2224 | 7130220.9363
t1024 | 9041102.0826 | 11982261.152 | 43 | 6515055.2224 | 7130220.9363
t1025 | 8602213.632 | 11400597.9893 | 43 | 6515055.2224 | 7130220.9363
t1026 | 10416285.8946 | 13339475.1983 | 43 | 6515055.2224 | 7130220.9363
t1027 | 12493691.2275 | 13339475.1983 | 43 | 6515055.2224 | 7130220.9363
t1028 | 13517764.2789 | 13339475.1983 | 43 | 6515055.2224 | 7130220.9363
t1029 | 14278504.26 | 13339475.1983 | 43 | 6515055.2224 | 7130220.9363
t1030 | 14629615.0204 | 13339475.1983 | 43 | 6515055.2224 | 7130220.9363
t1031 | 15536651.1517 | 13339475.1983 | 43 | 6515055.2224 | 7130220.9363
t1032 | 16824057.2735 | 13339475.1983 | 43 | 6515055.2224 | 7130220.9363
t1033 | 17526278.7945 | 13339475.1983 | 44 | 15904829.7964 | 13333012.2743
t1034 | 18023685.7052 | 13339475.1983 | 44 | 15904829.7964 | 13333012.2743
t1035 | 18608870.306 | 13339475.1983 | 44 | 15904829.7964 | 13333012.2743
t1036 | 18374796.4657 | 13339475.1983 | 44 | 15904829.7964 | 13333012.2743
t1037 | 16999612.6538 | 13339475.1983 | 44 | 15904829.7964 | 13333012.2743
t1038 | 13898134.2694 | 13339475.1983 | 44 | 15904829.7964 | 13333012.2743
t1039 | 11147766.6456 | 13339475.1983 | 44 | 15904829.7964 | 13333012.2743
t1040 | 9948138.2139 | 13184365.0216 | 44 | 15904829.7964 | 13333012.2743
t1041 | 10328508.2044 | 13339475.1983 | 44 | 15904829.7964 | 13333012.2743
t1042 | 13927393.4995 | 13339475.1983 | 44 | 15904829.7964 | 13333012.2743
t1043 | 17848130.3249 | 13339475.1983 | 44 | 15904829.7964 | 13333012.2743
t1044 | 19867017.1978 | 13339475.1983 | 44 | 15904829.7964 | 13333012.2743
t1045 | 21212941.7796 | 13339475.1983 | 44 | 15904829.7964 | 13333012.2743
t1046 | 21681089.4603 | 13339475.1983 | 44 | 15904829.7964 | 13333012.2743
t1047 | 19515906.4373 | 13339475.1983 | 44 | 15904829.7964 | 13333012.2743
t1048 | 17497019.5645 | 13339475.1983 | 44 | 15904829.7964 | 13333012.2743
t1049 | 15009985.011 | 13339475.1983 | 44 | 15904829.7964 | 13333012.2743
t1050 | 14717392.7106 | 13339475.1983 | 44 | 15904829.7964 | 13333012.2743
t1051 | 15244058.8513 | 13339475.1983 | 44 | 15904829.7964 | 13333012.2743
t1052 | 15127021.9311 | 13339475.1983 | 44 | 15904829.7964 | 13333012.2743
t1053 | 14571096.5604 | 13339475.1983 | 44 | 15904829.7964 | 13333012.2743
t1054 | 13839615.8093 | 13339475.1983 | 44 | 15904829.7964 | 13333012.2743
t1055 | 13342208.8986 | 13339475.1983 | 44 | 15904829.7964 | 13333012.2743
t1056 | 13459245.8188 | 13339475.1983 | 44 | 15904829.7964 | 13333012.2743
t1057 | 13517764.2789 | 13339475.1983 | 45 | 17555538.0245 | 13339475.1983
t1058 | 13078875.8283 | 13339475.1983 | 45 | 17555538.0245 | 13339475.1983
t1059 | 12259617.3871 | 13339475.1983 | 45 | 17555538.0245 | 13339475.1983
t1060 | 11498877.4061 | 13339475.1983 | 45 | 17555538.0245 | 13339475.1983
t1061 | 11001470.4954 | 13339475.1983 | 45 | 17555538.0245 | 13339475.1983
t1062 | 10855174.3452 | 13339475.1983 | 45 | 17555538.0245 | 13339475.1983
t1063 | 11030729.7254 | 13339475.1983 | 45 | 17555538.0245 | 13339475.1983
t1064 | 11235544.3357 | 13339475.1983 | 45 | 17555538.0245 | 13339475.1983
t1065 | 11323322.0258 | 13339475.1983 | 45 | 17555538.0245 | 13339475.1983
t1066 | 13312949.6686 | 13339475.1983 | 45 | 17555538.0245 | 13339475.1983
t1067 | 16209613.4427 | 13339475.1983 | 45 | 17555538.0245 | 13339475.1983
t1068 | 18345537.2356 | 13339475.1983 | 45 | 17555538.0245 | 13339475.1983
t1069 | 20686275.6389 | 13339475.1983 | 45 | 17555538.0245 | 13339475.1983
t1070 | 22558866.3615 | 13339475.1983 | 45 | 17555538.0245 | 13339475.1983
t1071 | 23495161.7228 | 13339475.1983 | 45 | 17555538.0245 | 13339475.1983
t1072 | 23348865.5726 | 13339475.1983 | 45 | 17555538.0245 | 13339475.1983
t1073 | 21651830.2303 | 13339475.1983 | 45 | 17555538.0245 | 13339475.1983
t1074 | 21300719.4698 | 13339475.1983 | 45 | 17555538.0245 | 13339475.1983
t1075 | 22324792.5212 | 13339475.1983 | 45 | 17555538.0245 | 13339475.1983
t1076 | 23144050.9623 | 13339475.1983 | 45 | 17555538.0245 | 13339475.1983
t1077 | 23582939.413 | 13339475.1983 | 45 | 17555538.0245 | 13339475.1983
t1078 | 22997754.8121 | 13339475.1983 | 45 | 17555538.0245 | 13339475.1983
t1079 | 21856644.8405 | 13339475.1983 | 45 | 17555538.0245 | 13339475.1983
t1080 | 20715534.869 | 13339475.1983 | 45 | 17555538.0245 | 13339475.1983
t1081 | 19545165.6673 | 13339475.1983 | 46 | 8131627.6822 | 7991405.5634
t1082 | 18404055.6957 | 13339475.1983 | 46 | 8131627.6822 | 7991405.5634
t1083 | 17204427.264 | 13339475.1983 | 46 | 8131627.6822 | 7991405.5634
t1084 | 17409241.8743 | 13339475.1983 | 46 | 8131627.6822 | 7991405.5634
t1085 | 17321464.1842 | 13339475.1983 | 46 | 8131627.6822 | 7991405.5634
t1086 | 16180354.2126 | 13339475.1983 | 46 | 8131627.6822 | 7991405.5634
t1087 | 13956652.7295 | 13339475.1983 | 46 | 8131627.6822 | 7991405.5634
t1088 | 10942952.0353 | 13339475.1983 | 46 | 8131627.6822 | 7991405.5634
t1089 | 8134065.9514 | 10780157.2824 | 46 | 8131627.6822 | 7991405.5634
t1090 | 7665918.2707 | 10159716.5755 | 46 | 8131627.6822 | 7991405.5634
t1091 | 7724436.7308 | 10237271.6638 | 46 | 8131627.6822 | 7991405.5634
t1092 | 7139252.13 | 9461720.7802 | 46 | 8131627.6822 | 7991405.5634
t1093 | 6700363.6794 | 8880057.6175 | 46 | 8131627.6822 | 7991405.5634
t1094 | 6524808.2991 | 8647392.3524 | 46 | 8131627.6822 | 7991405.5634
t1095 | 6144438.3086 | 8143284.2781 | 46 | 8131627.6822 | 7991405.5634
t1096 | 4330366.0461 | 5739076.5388 | 46 | 8131627.6822 | 7991405.5634
t1097 | 2457775.3234 | 3257313.7112 | 46 | 8131627.6822 | 7991405.5634
t1098 | 1258146.8918 | 1667434.3998 | 46 | 8131627.6822 | 7991405.5634
t1099 | 731480.751 | 969438.6045 | 46 | 8131627.6822 | 7991405.5634
t1100 | 468147.6807 | 620440.7069 | 46 | 8131627.6822 | 7991405.5634
t1101 | 497406.9107 | 659218.2511 | 46 | 8131627.6822 | 7991405.5634
t1102 | 819258.4411 | 1085771.2371 | 46 | 8131627.6822 | 7991405.5634
t1103 | 1404443.042 | 1861322.1207 | 46 | 8131627.6822 | 7991405.5634
t1104 | 2194442.2531 | 2908315.8136 | 46 | 8131627.6822 | 7991405.5634
t1105 | 2662589.9337 | 3528756.5205 | 47 | 941171.8996 | 1247344.3378
t1106 | 1872590.7226 | 2481762.8276 | 47 | 941171.8996 | 1247344.3378
t1107 | 2077405.3329 | 2753205.6369 | 47 | 941171.8996 | 1247344.3378
t1108 | 2896663.774 | 3838976.8739 | 47 | 941171.8996 | 1247344.3378
t1109 | 3013700.6942 | 3994087.0507 | 47 | 941171.8996 | 1247344.3378
t1110 | 2487034.5535 | 3296091.2554 | 47 | 941171.8996 | 1247344.3378
t1111 | 2018886.8728 | 2675650.5485 | 47 | 941171.8996 | 1247344.3378
t1112 | 1609257.6522 | 2132764.93 | 47 | 941171.8996 | 1247344.3378
t1113 | 1141109.9716 | 1512324.2231 | 47 | 941171.8996 | 1247344.3378
t1114 | 292592.3004 | 387775.4418 | 47 | 941171.8996 | 1247344.3378
t1115 | 0 | 0 | 47 | 941171.8996 | 1247344.3378
t1116 | 0 | 0 | 47 | 941171.8996 | 1247344.3378
t1117 | 0 | 0 | 47 | 941171.8996 | 1247344.3378
t1118 | 58518.4601 | 77555.0884 | 47 | 941171.8996 | 1247344.3378
t1119 | 175555.3802 | 232665.2651 | 47 | 941171.8996 | 1247344.3378
t1120 | 234073.8403 | 310220.3534 | 47 | 941171.8996 | 1247344.3378
t1121 | 292592.3004 | 387775.4418 | 47 | 941171.8996 | 1247344.3378
t1122 | 438888.4506 | 581663.1627 | 47 | 941171.8996 | 1247344.3378
t1123 | 497406.9107 | 659218.2511 | 47 | 941171.8996 | 1247344.3378
t1124 | 409629.2206 | 542885.6185 | 47 | 941171.8996 | 1247344.3378
t1125 | 263333.0704 | 348997.8976 | 47 | 941171.8996 | 1247344.3378
t1126 | 117036.9202 | 155110.1767 | 47 | 941171.8996 | 1247344.3378
t1127 | 29259.23 | 38777.5442 | 47 | 941171.8996 | 1247344.3378
t1128 | 0 | 0 | 47 | 941171.8996 | 1247344.3378
t1129 | 0 | 0 | 48 | 1011881.7056 | 1341056.7363
t1130 | 29259.23 | 38777.5442 | 48 | 1011881.7056 | 1341056.7363
t1131 | 87777.6901 | 116332.6325 | 48 | 1011881.7056 | 1341056.7363
t1132 | 146296.1502 | 193887.7209 | 48 | 1011881.7056 | 1341056.7363
t1133 | 234073.8403 | 310220.3534 | 48 | 1011881.7056 | 1341056.7363
t1134 | 497406.9107 | 659218.2511 | 48 | 1011881.7056 | 1341056.7363
t1135 | 1170369.2016 | 1551101.7672 | 48 | 1011881.7056 | 1341056.7363
t1136 | 2633330.7037 | 3489978.9763 | 48 | 1011881.7056 | 1341056.7363
t1137 | 2896663.774 | 3838976.8739 | 48 | 1011881.7056 | 1341056.7363
t1138 | 2282219.9432 | 3024648.4461 | 48 | 1011881.7056 | 1341056.7363
t1139 | 2282219.9432 | 3024648.4461 | 48 | 1011881.7056 | 1341056.7363
t1140 | 2165183.023 | 2869538.2694 | 48 | 1011881.7056 | 1341056.7363
t1141 | 2048146.1029 | 2714428.0927 | 48 | 1011881.7056 | 1341056.7363
t1142 | 1872590.7226 | 2481762.8276 | 48 | 1011881.7056 | 1341056.7363
t1143 | 1404443.042 | 1861322.1207 | 48 | 1011881.7056 | 1341056.7363
t1144 | 555925.3708 | 736773.3394 | 48 | 1011881.7056 | 1341056.7363
t1145 | 146296.1502 | 193887.7209 | 48 | 1011881.7056 | 1341056.7363
t1146 | 58518.4601 | 77555.0884 | 48 | 1011881.7056 | 1341056.7363
t1147 | 292592.3004 | 387775.4418 | 48 | 1011881.7056 | 1341056.7363
t1148 | 848517.6712 | 1124548.7813 | 48 | 1011881.7056 | 1341056.7363
t1149 | 1199628.4317 | 1589879.3114 | 48 | 1011881.7056 | 1341056.7363
t1150 | 848517.6712 | 1124548.7813 | 48 | 1011881.7056 | 1341056.7363
t1151 | 409629.2206 | 542885.6185 | 48 | 1011881.7056 | 1341056.7363
t1152 | 175555.3802 | 232665.2651 | 48 | 1011881.7056 | 1341056.7363
t1153 | 87777.6901 | 116332.6325 | 49 | 1959149.2782 | 2596479.7291
t1154 | 0 | 0 | 49 | 1959149.2782 | 2596479.7291
t1155 | 0 | 0 | 49 | 1959149.2782 | 2596479.7291
t1156 | 29259.23 | 38777.5442 | 49 | 1959149.2782 | 2596479.7291
t1157 | 117036.9202 | 155110.1767 | 49 | 1959149.2782 | 2596479.7291
t1158 | 175555.3802 | 232665.2651 | 49 | 1959149.2782 | 2596479.7291
t1159 | 175555.3802 | 232665.2651 | 49 | 1959149.2782 | 2596479.7291
t1160 | 117036.9202 | 155110.1767 | 49 | 1959149.2782 | 2596479.7291
t1161 | 29259.23 | 38777.5442 | 49 | 1959149.2782 | 2596479.7291
t1162 | 0 | 0 | 49 | 1959149.2782 | 2596479.7291
t1163 | 0 | 0 | 49 | 1959149.2782 | 2596479.7291
t1164 | 58518.4601 | 77555.0884 | 49 | 1959149.2782 | 2596479.7291
t1165 | 760739.9811 | 1008216.1487 | 49 | 1959149.2782 | 2596479.7291
t1166 | 2106664.5629 | 2791983.181 | 49 | 1959149.2782 | 2596479.7291
t1167 | 3832959.1354 | 5079858.2877 | 49 | 1959149.2782 | 2596479.7291
t1168 | 5734809.088 | 7600398.6595 | 49 | 1959149.2782 | 2596479.7291
t1169 | 5998142.1584 | 7949396.5572 | 49 | 1959149.2782 | 2596479.7291
t1170 | 5091106.0271 | 6747292.6875 | 49 | 1959149.2782 | 2596479.7291
t1171 | 5032587.567 | 6669737.5992 | 49 | 1959149.2782 | 2596479.7291
t1172 | 4447402.9662 | 5894186.7155 | 49 | 1959149.2782 | 2596479.7291
t1173 | 3891477.5954 | 5157413.3761 | 49 | 1959149.2782 | 2596479.7291
t1174 | 3277033.7646 | 4343084.9483 | 49 | 1959149.2782 | 2596479.7291
t1175 | 3042959.9243 | 4032864.5948 | 49 | 1959149.2782 | 2596479.7291
t1176 | 3013700.6942 | 3994087.0507 | 49 | 1959149.2782 | 2596479.7291
t1177 | 3277033.7646 | 4343084.9483 | 50 | 3375783.666 | 4473959.1599
t1178 | 4213329.1259 | 5583966.3621 | 50 | 3375783.666 | 4473959.1599
t1179 | 5061846.7971 | 6708515.1434 | 50 | 3375783.666 | 4473959.1599
t1180 | 4798513.7267 | 6359517.2457 | 50 | 3375783.666 | 4473959.1599
t1181 | 4359625.2761 | 5777854.083 | 50 | 3375783.666 | 4473959.1599
t1182 | 4242588.3559 | 5622743.9063 | 50 | 3375783.666 | 4473959.1599
t1183 | 3891477.5954 | 5157413.3761 | 50 | 3375783.666 | 4473959.1599
t1184 | 2984441.4642 | 3955309.5065 | 50 | 3375783.666 | 4473959.1599
t1185 | 1433702.272 | 1900099.6649 | 50 | 3375783.666 | 4473959.1599
t1186 | 1462961.502 | 1938877.2091 | 50 | 3375783.666 | 4473959.1599
t1187 | 3511107.6049 | 4653305.3017 | 50 | 3375783.666 | 4473959.1599
t1188 | 4330366.0461 | 5739076.5388 | 50 | 3375783.666 | 4473959.1599
t1189 | 5325179.8674 | 7057513.041 | 50 | 3375783.666 | 4473959.1599
t1190 | 6583326.7592 | 8724947.4408 | 50 | 3375783.666 | 4473959.1599
t1191 | 7227029.8201 | 9578053.4128 | 50 | 3375783.666 | 4473959.1599
t1192 | 6758882.1394 | 8957612.7059 | 50 | 3375783.666 | 4473959.1599
t1193 | 4154810.6658 | 5506411.2737 | 50 | 3375783.666 | 4473959.1599
t1194 | 1989627.6428 | 2636873.0043 | 50 | 3375783.666 | 4473959.1599
t1195 | 1345924.5819 | 1783767.0323 | 50 | 3375783.666 | 4473959.1599
t1196 | 907036.1313 | 1202103.8696 | 50 | 3375783.666 | 4473959.1599
t1197 | 555925.3708 | 736773.3394 | 50 | 3375783.666 | 4473959.1599
t1198 | 555925.3708 | 736773.3394 | 50 | 3375783.666 | 4473959.1599
t1199 | 819258.4411 | 1085771.2371 | 50 | 3375783.666 | 4473959.1599
t1200 | 1228887.6617 | 1628656.8556 | 50 | 3375783.666 | 4473959.1599
t1201 | 1843331.4926 | 2442985.2834 | 51 | 6822277.1379 | 8582763.1121
t1202 | 2691849.1638 | 3567534.0647 | 51 | 6822277.1379 | 8582763.1121
t1203 | 3481848.3749 | 4614527.7576 | 51 | 6822277.1379 | 8582763.1121
t1204 | 3364811.4547 | 4459417.5808 | 51 | 6822277.1379 | 8582763.1121
t1205 | 2779626.8539 | 3683866.6972 | 51 | 6822277.1379 | 8582763.1121
t1206 | 2369997.6333 | 3140981.0787 | 51 | 6822277.1379 | 8582763.1121
t1207 | 2399256.8634 | 3179758.6229 | 51 | 6822277.1379 | 8582763.1121
t1208 | 2955182.2341 | 3916531.9623 | 51 | 6822277.1379 | 8582763.1121
t1209 | 2867404.544 | 3800199.3298 | 51 | 6822277.1379 | 8582763.1121
t1210 | 3657403.7551 | 4847193.0227 | 51 | 6822277.1379 | 8582763.1121
t1211 | 7402585.2003 | 9810718.6779 | 51 | 6822277.1379 | 8582763.1121
t1212 | 8397399.0217 | 11129155.18 | 51 | 6822277.1379 | 8582763.1121
t1213 | 8953324.3925 | 11865928.5195 | 51 | 6822277.1379 | 8582763.1121
t1214 | 9977397.4439 | 13223142.5658 | 51 | 6822277.1379 | 8582763.1121
t1215 | 11762210.4764 | 13339475.1983 | 51 | 6822277.1379 | 8582763.1121
t1216 | 13342208.8986 | 13339475.1983 | 51 | 6822277.1379 | 8582763.1121
t1217 | 13049616.5982 | 13339475.1983 | 51 | 6822277.1379 | 8582763.1121
t1218 | 10416285.8946 | 13339475.1983 | 51 | 6822277.1379 | 8582763.1121
t1219 | 10065175.1341 | 13339475.1983 | 51 | 6822277.1379 | 8582763.1121
t1220 | 9479990.5332 | 12563924.3147 | 51 | 6822277.1379 | 8582763.1121
t1221 | 9128879.7728 | 12098593.7845 | 51 | 6822277.1379 | 8582763.1121
t1222 | 8689991.3221 | 11516930.6218 | 51 | 6822277.1379 | 8582763.1121
t1223 | 7607399.8106 | 10082161.4871 | 51 | 6822277.1379 | 8582763.1121
t1224 | 7051474.4399 | 9345388.1477 | 51 | 6822277.1379 | 8582763.1121
t1225 | 7227029.8201 | 9578053.4128 | 52 | 5243497.8502 | 6949259.0635
t1226 | 7636659.0407 | 10120939.0313 | 52 | 5243497.8502 | 6949259.0635
t1227 | 7841473.651 | 10392381.8406 | 52 | 5243497.8502 | 6949259.0635
t1228 | 7431844.4304 | 9849496.222 | 52 | 5243497.8502 | 6949259.0635
t1229 | 6583326.7592 | 8724947.4408 | 52 | 5243497.8502 | 6949259.0635
t1230 | 5822586.7781 | 7716731.2921 | 52 | 5243497.8502 | 6949259.0635
t1231 | 5412957.5576 | 7173845.6735 | 52 | 5243497.8502 | 6949259.0635
t1232 | 4974069.107 | 6592182.5108 | 52 | 5243497.8502 | 6949259.0635
t1233 | 4037773.7456 | 5351301.097 | 52 | 5243497.8502 | 6949259.0635
t1234 | 3277033.7646 | 4343084.9483 | 52 | 5243497.8502 | 6949259.0635
t1235 | 2925923.0041 | 3877754.4181 | 52 | 5243497.8502 | 6949259.0635
t1236 | 2574812.2436 | 3412423.8879 | 52 | 5243497.8502 | 6949259.0635
t1237 | 2604071.4736 | 3451201.4321 | 52 | 5243497.8502 | 6949259.0635
t1238 | 2808886.0839 | 3722644.2414 | 52 | 5243497.8502 | 6949259.0635
t1239 | 2925923.0041 | 3877754.4181 | 52 | 5243497.8502 | 6949259.0635
t1240 | 3862218.3654 | 5118635.8319 | 52 | 5243497.8502 | 6949259.0635
t1241 | 4915550.6469 | 6514627.4224 | 52 | 5243497.8502 | 6949259.0635
t1242 | 5295920.6374 | 7018735.4968 | 52 | 5243497.8502 | 6949259.0635
t1243 | 6583326.7592 | 8724947.4408 | 52 | 5243497.8502 | 6949259.0635
t1244 | 6846659.8296 | 9073945.3384 | 52 | 5243497.8502 | 6949259.0635
t1245 | 6729622.9094 | 8918835.1617 | 52 | 5243497.8502 | 6949259.0635
t1246 | 6319993.6888 | 8375949.5431 | 52 | 5243497.8502 | 6949259.0635
t1247 | 5851846.0082 | 7755508.8362 | 52 | 5243497.8502 | 6949259.0635
t1248 | 5354439.0975 | 7096290.5852 | 52 | 5243497.8502 | 6949259.0635
t1249 | 4652217.5765 | 6165629.5248 | 53 | 2248084.1748 | 2979407.9779
t1250 | 3686662.9852 | 4885970.5668 | 53 | 2248084.1748 | 2979407.9779
t1251 | 2662589.9337 | 3528756.5205 | 53 | 2248084.1748 | 2979407.9779
t1252 | 2165183.023 | 2869538.2694 | 53 | 2248084.1748 | 2979407.9779
t1253 | 2048146.1029 | 2714428.0927 | 53 | 2248084.1748 | 2979407.9779
t1254 | 1872590.7226 | 2481762.8276 | 53 | 2248084.1748 | 2979407.9779
t1255 | 1726294.5724 | 2287875.1067 | 53 | 2248084.1748 | 2979407.9779
t1256 | 1609257.6522 | 2132764.93 | 53 | 2248084.1748 | 2979407.9779
t1257 | 936295.3613 | 1240881.4138 | 53 | 2248084.1748 | 2979407.9779
t1258 | 1638516.8823 | 2171542.4741 | 53 | 2248084.1748 | 2979407.9779
t1259 | 3277033.7646 | 4343084.9483 | 53 | 2248084.1748 | 2979407.9779
t1260 | 4125551.4358 | 5467633.7296 | 53 | 2248084.1748 | 2979407.9779
t1261 | 4564439.8864 | 6049296.8923 | 53 | 2248084.1748 | 2979407.9779
t1262 | 4505921.4263 | 5971741.8039 | 53 | 2248084.1748 | 2979407.9779
t1263 | 4330366.0461 | 5739076.5388 | 53 | 2248084.1748 | 2979407.9779
t1264 | 3774440.6753 | 5002303.1994 | 53 | 2248084.1748 | 2979407.9779
t1265 | 2808886.0839 | 3722644.2414 | 53 | 2248084.1748 | 2979407.9779
t1266 | 1755553.8025 | 2326652.6509 | 53 | 2248084.1748 | 2979407.9779
t1267 | 1199628.4317 | 1589879.3114 | 53 | 2248084.1748 | 2979407.9779
t1268 | 526666.1407 | 697995.7953 | 53 | 2248084.1748 | 2979407.9779
t1269 | 87777.6901 | 116332.6325 | 53 | 2248084.1748 | 2979407.9779
t1270 | 0 | 0 | 53 | 2248084.1748 | 2979407.9779
t1271 | 0 | 0 | 53 | 2248084.1748 | 2979407.9779
t1272 | 0 | 0 | 53 | 2248084.1748 | 2979407.9779
t1273 | 58518.4601 | 77555.0884 | 54 | 5288605.8299 | 6564715.0837
t1274 | 409629.2206 | 542885.6185 | 54 | 5288605.8299 | 6564715.0837
t1275 | 1111850.7416 | 1473546.6789 | 54 | 5288605.8299 | 6564715.0837
t1276 | 1726294.5724 | 2287875.1067 | 54 | 5288605.8299 | 6564715.0837
t1277 | 2487034.5535 | 3296091.2554 | 54 | 5288605.8299 | 6564715.0837
t1278 | 3394070.6847 | 4498195.125 | 54 | 5288605.8299 | 6564715.0837
t1279 | 4301106.816 | 5700298.9946 | 54 | 5288605.8299 | 6564715.0837
t1280 | 4857032.1868 | 6437072.3341 | 54 | 5288605.8299 | 6564715.0837
t1281 | 3335552.2247 | 4420640.0367 | 54 | 5288605.8299 | 6564715.0837
t1282 | 3481848.3749 | 4614527.7576 | 54 | 5288605.8299 | 6564715.0837
t1283 | 4505921.4263 | 5971741.8039 | 54 | 5288605.8299 | 6564715.0837
t1284 | 4184069.8958 | 5545188.8179 | 54 | 5288605.8299 | 6564715.0837
t1285 | 3979255.2856 | 5273746.0086 | 54 | 5288605.8299 | 6564715.0837
t1286 | 4125551.4358 | 5467633.7296 | 54 | 5288605.8299 | 6564715.0837
t1287 | 4505921.4263 | 5971741.8039 | 54 | 5288605.8299 | 6564715.0837
t1288 | 5061846.7971 | 6708515.1434 | 54 | 5288605.8299 | 6564715.0837
t1289 | 4915550.6469 | 6514627.4224 | 54 | 5288605.8299 | 6564715.0837
t1290 | 5442216.7876 | 7212623.2177 | 54 | 5288605.8299 | 6564715.0837
t1291 | 7373325.9703 | 9771941.1337 | 54 | 5288605.8299 | 6564715.0837
t1292 | 9362953.6131 | 12408814.138 | 54 | 5288605.8299 | 6564715.0837
t1293 | 10942952.0353 | 13339475.1983 | 54 | 5288605.8299 | 6564715.0837
t1294 | 12113321.2369 | 13339475.1983 | 54 | 5288605.8299 | 6564715.0837
t1295 | 12669246.6077 | 13339475.1983 | 54 | 5288605.8299 | 6564715.0837
t1296 | 12581468.9176 | 13339475.1983 | 54 | 5288605.8299 | 6564715.0837
t1297 | 12288876.6172 | 13339475.1983 | 55 | 7091705.8812 | 8902677.8516
t1298 | 12259617.3871 | 13339475.1983 | 55 | 7091705.8812 | 8902677.8516
t1299 | 12084062.0069 | 13339475.1983 | 55 | 7091705.8812 | 8902677.8516
t1300 | 11762210.4764 | 13339475.1983 | 55 | 7091705.8812 | 8902677.8516
t1301 | 10913692.8053 | 13339475.1983 | 55 | 7091705.8812 | 8902677.8516
t1302 | 9187398.2328 | 12176148.8729 | 55 | 7091705.8812 | 8902677.8516
t1303 | 7431844.4304 | 9849496.222 | 55 | 7091705.8812 | 8902677.8516
t1304 | 6202956.7687 | 8220839.3664 | 55 | 7091705.8812 | 8902677.8516
t1305 | 5237402.1773 | 6941180.4084 | 55 | 7091705.8812 | 8902677.8516
t1306 | 4476662.1963 | 5932964.2597 | 55 | 7091705.8812 | 8902677.8516
t1307 | 4857032.1868 | 6437072.3341 | 55 | 7091705.8812 | 8902677.8516
t1308 | 4330366.0461 | 5739076.5388 | 55 | 7091705.8812 | 8902677.8516
t1309 | 3364811.4547 | 4459417.5808 | 55 | 7091705.8812 | 8902677.8516
t1310 | 3247774.5345 | 4304307.4041 | 55 | 7091705.8812 | 8902677.8516
t1311 | 3481848.3749 | 4614527.7576 | 55 | 7091705.8812 | 8902677.8516
t1312 | 4447402.9662 | 5894186.7155 | 55 | 7091705.8812 | 8902677.8516
t1313 | 5178883.7172 | 6863625.3201 | 55 | 7091705.8812 | 8902677.8516
t1314 | 5178883.7172 | 6863625.3201 | 55 | 7091705.8812 | 8902677.8516
t1315 | 5939623.6983 | 7871841.4688 | 55 | 7091705.8812 | 8902677.8516
t1316 | 6729622.9094 | 8918835.1617 | 55 | 7091705.8812 | 8902677.8516
t1317 | 7461103.6604 | 9888273.7662 | 55 | 7091705.8812 | 8902677.8516
t1318 | 7724436.7308 | 10237271.6638 | 55 | 7091705.8812 | 8902677.8516
t1319 | 8221843.6415 | 10896489.9149 | 55 | 7091705.8812 | 8902677.8516
t1320 | 8192584.4115 | 10857712.3707 | 55 | 7091705.8812 | 8902677.8516
t1321 | 6700363.6794 | 8880057.6175 | 56 | 9036225.5443 | 9180583.5849
t1322 | 5149624.4872 | 6824847.7759 | 56 | 9036225.5443 | 9180583.5849
t1323 | 4096292.2057 | 5428856.1854 | 56 | 9036225.5443 | 9180583.5849
t1324 | 3218515.3045 | 4265529.8599 | 56 | 9036225.5443 | 9180583.5849
t1325 | 2574812.2436 | 3412423.8879 | 56 | 9036225.5443 | 9180583.5849
t1326 | 2399256.8634 | 3179758.6229 | 56 | 9036225.5443 | 9180583.5849
t1327 | 2048146.1029 | 2714428.0927 | 56 | 9036225.5443 | 9180583.5849
t1328 | 1550739.1922 | 2055209.8416 | 56 | 9036225.5443 | 9180583.5849
t1329 | 1843331.4926 | 2442985.2834 | 56 | 9036225.5443 | 9180583.5849
t1330 | 3130737.6144 | 4149197.2274 | 56 | 9036225.5443 | 9180583.5849
t1331 | 5412957.5576 | 7173845.6735 | 56 | 9036225.5443 | 9180583.5849
t1332 | 7490362.8905 | 9927051.3104 | 56 | 9036225.5443 | 9180583.5849
t1333 | 9918878.9839 | 13145587.4774 | 56 | 9036225.5443 | 9180583.5849
t1334 | 12259617.3871 | 13339475.1983 | 56 | 9036225.5443 | 9180583.5849
t1335 | 14717392.7106 | 13339475.1983 | 56 | 9036225.5443 | 9180583.5849
t1336 | 16736279.5834 | 13339475.1983 | 56 | 9036225.5443 | 9180583.5849
t1337 | 15565910.3818 | 13339475.1983 | 56 | 9036225.5443 | 9180583.5849
t1338 | 13020357.3682 | 13339475.1983 | 56 | 9036225.5443 | 9180583.5849
t1339 | 14746651.9406 | 13339475.1983 | 56 | 9036225.5443 | 9180583.5849
t1340 | 15478132.6916 | 13339475.1983 | 56 | 9036225.5443 | 9180583.5849
t1341 | 15478132.6916 | 13339475.1983 | 56 | 9036225.5443 | 9180583.5849
t1342 | 15214799.6213 | 13339475.1983 | 56 | 9036225.5443 | 9180583.5849
t1343 | 14892948.0908 | 13339475.1983 | 56 | 9036225.5443 | 9180583.5849
t1344 | 13225171.9785 | 13339475.1983 | 56 | 9036225.5443 | 9180583.5849
t1345 | 10006656.674 | 13261920.11 | 57 | 4543714.5984 | 6021829.4651
t1346 | 7782955.1909 | 10314826.7522 | 57 | 4543714.5984 | 6021829.4651
t1347 | 7285548.2802 | 9655608.5011 | 57 | 4543714.5984 | 6021829.4651
t1348 | 6934437.5197 | 9190277.971 | 57 | 4543714.5984 | 6021829.4651
t1349 | 5471476.0176 | 7251400.7619 | 57 | 4543714.5984 | 6021829.4651
t1350 | 3979255.2856 | 5273746.0086 | 57 | 4543714.5984 | 6021829.4651
t1351 | 3452589.1448 | 4575750.2134 | 57 | 4543714.5984 | 6021829.4651
t1352 | 3189256.0745 | 4226752.3158 | 57 | 4543714.5984 | 6021829.4651
t1353 | 3189256.0745 | 4226752.3158 | 57 | 4543714.5984 | 6021829.4651
t1354 | 4476662.1963 | 5932964.2597 | 57 | 4543714.5984 | 6021829.4651
t1355 | 6407771.379 | 8492282.1757 | 57 | 4543714.5984 | 6021829.4651
t1356 | 7314807.5102 | 9694386.0453 | 57 | 4543714.5984 | 6021829.4651
t1357 | 7051474.4399 | 9345388.1477 | 57 | 4543714.5984 | 6021829.4651
t1358 | 5734809.088 | 7600398.6595 | 57 | 4543714.5984 | 6021829.4651
t1359 | 4915550.6469 | 6514627.4224 | 57 | 4543714.5984 | 6021829.4651
t1360 | 4418143.7362 | 5855409.1714 | 57 | 4543714.5984 | 6021829.4651
t1361 | 3569626.065 | 4730860.3901 | 57 | 4543714.5984 | 6021829.4651
t1362 | 2604071.4736 | 3451201.4321 | 57 | 4543714.5984 | 6021829.4651
t1363 | 2633330.7037 | 3489978.9763 | 57 | 4543714.5984 | 6021829.4651
t1364 | 2340738.4033 | 3102203.5345 | 57 | 4543714.5984 | 6021829.4651
t1365 | 2048146.1029 | 2714428.0927 | 57 | 4543714.5984 | 6021829.4651
t1366 | 1784813.0325 | 2365430.1951 | 57 | 4543714.5984 | 6021829.4651
t1367 | 1404443.042 | 1861322.1207 | 57 | 4543714.5984 | 6021829.4651
t1368 | 1053332.2815 | 1395991.5905 | 57 | 4543714.5984 | 6021829.4651
t1369 | 819258.4411 | 1085771.2371 | 58 | 4697325.5561 | 6225411.5721
t1370 | 643703.0609 | 853105.972 | 58 | 4697325.5561 | 6225411.5721
t1371 | 731480.751 | 969438.6045 | 58 | 4697325.5561 | 6225411.5721
t1372 | 1228887.6617 | 1628656.8556 | 58 | 4697325.5561 | 6225411.5721
t1373 | 1872590.7226 | 2481762.8276 | 58 | 4697325.5561 | 6225411.5721
t1374 | 2077405.3329 | 2753205.6369 | 58 | 4697325.5561 | 6225411.5721
t1375 | 2457775.3234 | 3257313.7112 | 58 | 4697325.5561 | 6225411.5721
t1376 | 3277033.7646 | 4343084.9483 | 58 | 4697325.5561 | 6225411.5721
t1377 | 2925923.0041 | 3877754.4181 | 58 | 4697325.5561 | 6225411.5721
t1378 | 4505921.4263 | 5971741.8039 | 58 | 4697325.5561 | 6225411.5721
t1379 | 6115179.0785 | 8104506.7339 | 58 | 4697325.5561 | 6225411.5721
t1380 | 6905178.2897 | 9151500.4268 | 58 | 4697325.5561 | 6225411.5721
t1381 | 7080733.6699 | 9384165.6919 | 58 | 4697325.5561 | 6225411.5721
t1382 | 7227029.8201 | 9578053.4128 | 58 | 4697325.5561 | 6225411.5721
t1383 | 7109992.8999 | 9422943.236 | 58 | 4697325.5561 | 6225411.5721
t1384 | 5471476.0176 | 7251400.7619 | 58 | 4697325.5561 | 6225411.5721
t1385 | 4710736.0366 | 6243184.6132 | 58 | 4697325.5561 | 6225411.5721
t1386 | 5178883.7172 | 6863625.3201 | 58 | 4697325.5561 | 6225411.5721
t1387 | 6349252.9189 | 8414727.0873 | 58 | 4697325.5561 | 6225411.5721
t1388 | 7929251.3411 | 10508714.4731 | 58 | 4697325.5561 | 6225411.5721
t1389 | 8251102.8715 | 10935267.4591 | 58 | 4697325.5561 | 6225411.5721
t1390 | 7841473.651 | 10392381.8406 | 58 | 4697325.5561 | 6225411.5721
t1391 | 6290734.4588 | 8337171.999 | 58 | 4697325.5561 | 6225411.5721
t1392 | 5734809.088 | 7600398.6595 | 58 | 4697325.5561 | 6225411.5721
t1393 | 5998142.1584 | 7949396.5572 | 59 | 18634472.1323 | 12586544.5488
t1394 | 6202956.7687 | 8220839.3664 | 59 | 18634472.1323 | 12586544.5488
t1395 | 6583326.7592 | 8724947.4408 | 59 | 18634472.1323 | 12586544.5488
t1396 | 7841473.651 | 10392381.8406 | 59 | 18634472.1323 | 12586544.5488
t1397 | 10240730.5143 | 13339475.1983 | 59 | 18634472.1323 | 12586544.5488
t1398 | 13839615.8093 | 13339475.1983 | 59 | 18634472.1323 | 12586544.5488
t1399 | 17204427.264 | 13339475.1983 | 59 | 18634472.1323 | 12586544.5488
t1400 | 18901462.6064 | 13339475.1983 | 59 | 18634472.1323 | 12586544.5488
t1401 | 20832571.7891 | 13339475.1983 | 59 | 18634472.1323 | 12586544.5488
t1402 | 21505534.0801 | 13339475.1983 | 59 | 18634472.1323 | 12586544.5488
t1403 | 21856644.8405 | 13339475.1983 | 59 | 18634472.1323 | 12586544.5488
t1404 | 22558866.3615 | 13339475.1983 | 59 | 18634472.1323 | 12586544.5488
t1405 | 23934050.1735 | 13339475.1983 | 59 | 18634472.1323 | 12586544.5488
t1406 | 25221456.2953 | 13339475.1983 | 59 | 18634472.1323 | 12586544.5488
t1407 | 26011455.5064 | 13339475.1983 | 59 | 18634472.1323 | 12586544.5488
t1408 | 26245529.3467 | 13339475.1983 | 59 | 18634472.1323 | 12586544.5488
t1409 | 25104419.3751 | 13339475.1983 | 59 | 18634472.1323 | 12586544.5488
t1410 | 24607012.4644 | 13339475.1983 | 59 | 18634472.1323 | 12586544.5488
t1411 | 24577753.2344 | 13339475.1983 | 59 | 18634472.1323 | 12586544.5488
t1412 | 23934050.1735 | 13339475.1983 | 59 | 18634472.1323 | 12586544.5488
t1413 | 22383310.9813 | 13339475.1983 | 59 | 18634472.1323 | 12586544.5488
t1414 | 19749980.2776 | 13339475.1983 | 59 | 18634472.1323 | 12586544.5488
t1415 | 16970353.4237 | 13339475.1983 | 59 | 18634472.1323 | 12586544.5488
t1416 | 14922207.3209 | 13339475.1983 | 59 | 18634472.1323 | 12586544.5488
t1417 | 12727765.0678 | 13339475.1983 | 60 | 19276956.0586 | 13336243.7363
t1418 | 10913692.8053 | 13339475.1983 | 60 | 19276956.0586 | 13336243.7363
t1419 | 10006656.674 | 13261920.11 | 60 | 19276956.0586 | 13336243.7363
t1420 | 11147766.6456 | 13339475.1983 | 60 | 19276956.0586 | 13336243.7363
t1421 | 12464431.9974 | 13339475.1983 | 60 | 19276956.0586 | 13336243.7363
t1422 | 12639987.3777 | 13339475.1983 | 60 | 19276956.0586 | 13336243.7363
t1423 | 12493691.2275 | 13339475.1983 | 60 | 19276956.0586 | 13336243.7363
t1424 | 12815542.7579 | 13339475.1983 | 60 | 19276956.0586 | 13336243.7363
t1425 | 13868875.0394 | 13339475.1983 | 60 | 19276956.0586 | 13336243.7363
t1426 | 14337022.72 | 13339475.1983 | 60 | 19276956.0586 | 13336243.7363
t1427 | 16355909.5929 | 13339475.1983 | 60 | 19276956.0586 | 13336243.7363
t1428 | 19545165.6673 | 13339475.1983 | 60 | 19276956.0586 | 13336243.7363
t1429 | 22646644.0517 | 13339475.1983 | 60 | 19276956.0586 | 13336243.7363
t1430 | 25309233.9854 | 13339475.1983 | 60 | 19276956.0586 | 13336243.7363
t1431 | 26274788.5767 | 13339475.1983 | 60 | 19276956.0586 | 13336243.7363
t1432 | 26625899.3372 | 13339475.1983 | 60 | 19276956.0586 | 13336243.7363
t1433 | 26655158.5673 | 13339475.1983 | 60 | 19276956.0586 | 13336243.7363
t1434 | 26596640.1072 | 13339475.1983 | 60 | 19276956.0586 | 13336243.7363
t1435 | 26274788.5767 | 13339475.1983 | 60 | 19276956.0586 | 13336243.7363
t1436 | 25718863.2059 | 13339475.1983 | 60 | 19276956.0586 | 13336243.7363
t1437 | 25338493.2154 | 13339475.1983 | 60 | 19276956.0586 | 13336243.7363
t1438 | 24899604.7648 | 13339475.1983 | 60 | 19276956.0586 | 13336243.7363
t1439 | 24138864.7837 | 13339475.1983 | 60 | 19276956.0586 | 13336243.7363
t1440 | 22851458.6619 | 13339475.1983 | 60 | 19276956.0586 | 13336243.7363
t1441 | 21388497.1599 | 13339475.1983 | 61 | 18313839.7364 | 13339475.1983
t1442 | 19311091.827 | 13339475.1983 | 61 | 18313839.7364 | 13339475.1983
t1443 | 16824057.2735 | 13339475.1983 | 61 | 18313839.7364 | 13339475.1983
t1444 | 14863688.8608 | 13339475.1983 | 61 | 18313839.7364 | 13339475.1983
t1445 | 13751838.1192 | 13339475.1983 | 61 | 18313839.7364 | 13339475.1983
t1446 | 12698505.8377 | 13339475.1983 | 61 | 18313839.7364 | 13339475.1983
t1447 | 12171839.697 | 13339475.1983 | 61 | 18313839.7364 | 13339475.1983
t1448 | 11235544.3357 | 13339475.1983 | 61 | 18313839.7364 | 13339475.1983
t1449 | 10387026.6645 | 13339475.1983 | 61 | 18313839.7364 | 13339475.1983
t1450 | 12347395.0773 | 13339475.1983 | 61 | 18313839.7364 | 13339475.1983
t1451 | 14863688.8608 | 13339475.1983 | 61 | 18313839.7364 | 13339475.1983
t1452 | 16619242.6632 | 13339475.1983 | 61 | 18313839.7364 | 13339475.1983
t1453 | 18959981.0665 | 13339475.1983 | 61 | 18313839.7364 | 13339475.1983
t1454 | 20481461.0286 | 13339475.1983 | 61 | 18313839.7364 | 13339475.1983
t1455 | 21885904.0706 | 13339475.1983 | 61 | 18313839.7364 | 13339475.1983
t1456 | 23495161.7228 | 13339475.1983 | 61 | 18313839.7364 | 13339475.1983
t1457 | 22529607.1315 | 13339475.1983 | 61 | 18313839.7364 | 13339475.1983
t1458 | 21681089.4603 | 13339475.1983 | 61 | 18313839.7364 | 13339475.1983
t1459 | 21681089.4603 | 13339475.1983 | 61 | 18313839.7364 | 13339475.1983
t1460 | 21681089.4603 | 13339475.1983 | 61 | 18313839.7364 | 13339475.1983
t1461 | 22646644.0517 | 13339475.1983 | 61 | 18313839.7364 | 13339475.1983
t1462 | 22968495.5821 | 13339475.1983 | 61 | 18313839.7364 | 13339475.1983
t1463 | 22529607.1315 | 13339475.1983 | 61 | 18313839.7364 | 13339475.1983
t1464 | 22529607.1315 | 13339475.1983 | 61 | 18313839.7364 | 13339475.1983
t1465 | 22851458.6619 | 13339475.1983 | 62 | 24486318.1405 | 13339475.1983
t1466 | 23056273.2722 | 13339475.1983 | 62 | 24486318.1405 | 13339475.1983
t1467 | 23495161.7228 | 13339475.1983 | 62 | 24486318.1405 | 13339475.1983
t1468 | 23758494.7932 | 13339475.1983 | 62 | 24486318.1405 | 13339475.1983
t1469 | 23524420.9529 | 13339475.1983 | 62 | 24486318.1405 | 13339475.1983
t1470 | 23290347.1126 | 13339475.1983 | 62 | 24486318.1405 | 13339475.1983
t1471 | 23699976.3331 | 13339475.1983 | 62 | 24486318.1405 | 13339475.1983
t1472 | 23524420.9529 | 13339475.1983 | 62 | 24486318.1405 | 13339475.1983
t1473 | 24577753.2344 | 13339475.1983 | 62 | 24486318.1405 | 13339475.1983
t1474 | 25865159.3562 | 13339475.1983 | 62 | 24486318.1405 | 13339475.1983
t1475 | 26713677.0273 | 13339475.1983 | 62 | 24486318.1405 | 13339475.1983
t1476 | 26801454.7175 | 13339475.1983 | 62 | 24486318.1405 | 13339475.1983
t1477 | 26684417.7973 | 13339475.1983 | 62 | 24486318.1405 | 13339475.1983
t1478 | 26742936.2574 | 13339475.1983 | 62 | 24486318.1405 | 13339475.1983
t1479 | 26859973.1775 | 13339475.1983 | 62 | 24486318.1405 | 13339475.1983
t1480 | 26947750.8677 | 13339475.1983 | 62 | 24486318.1405 | 13339475.1983
t1481 | 26245529.3467 | 13339475.1983 | 62 | 24486318.1405 | 13339475.1983
t1482 | 24343679.394 | 13339475.1983 | 62 | 24486318.1405 | 13339475.1983
t1483 | 24285160.9339 | 13339475.1983 | 62 | 24486318.1405 | 13339475.1983
t1484 | 24109605.5537 | 13339475.1983 | 62 | 24486318.1405 | 13339475.1983
t1485 | 23729235.5632 | 13339475.1983 | 62 | 24486318.1405 | 13339475.1983
t1486 | 22851458.6619 | 13339475.1983 | 62 | 24486318.1405 | 13339475.1983
t1487 | 22032200.2208 | 13339475.1983 | 62 | 24486318.1405 | 13339475.1983
t1488 | 21681089.4603 | 13339475.1983 | 62 | 24486318.1405 | 13339475.1983
t1489 | 21125164.0895 | 13338672.3693 | 63 | 16430276.8025 | 13334508.7721
t1490 | 20276646.4183 | 13278505.5043 | 63 | 16430276.8025 | 13334508.7721
t1491 | 19340351.057 | 13296626.5873 | 63 | 16430276.8025 | 13334508.7721
t1492 | 16824057.2735 | 13324902.1033 | 63 | 16430276.8025 | 13334508.7721
t1493 | 14190726.5698 | 13339475.1983 | 63 | 16430276.8025 | 13334508.7721
t1494 | 13049616.5982 | 13339475.1983 | 63 | 16430276.8025 | 13334508.7721
t1495 | 13020357.3682 | 13339475.1983 | 63 | 16430276.8025 | 13334508.7721
t1496 | 12084062.0069 | 13339475.1983 | 63 | 16430276.8025 | 13334508.7721
t1497 | 12961838.9081 | 13339475.1983 | 63 | 16430276.8025 | 13334508.7721
t1498 | 14746651.9406 | 13339475.1983 | 63 | 16430276.8025 | 13334508.7721
t1499 | 14629615.0204 | 13339475.1983 | 63 | 16430276.8025 | 13334508.7721
t1500 | 13722578.8892 | 13339475.1983 | 63 | 16430276.8025 | 13334508.7721
t1501 | 13342208.8986 | 13339475.1983 | 63 | 16430276.8025 | 13334508.7721
t1502 | 13254431.2085 | 13339475.1983 | 63 | 16430276.8025 | 13334508.7721
t1503 | 13547023.5089 | 13339475.1983 | 63 | 16430276.8025 | 13334508.7721
t1504 | 16531464.9731 | 13339475.1983 | 63 | 16430276.8025 | 13334508.7721
t1505 | 18462574.1558 | 13339475.1983 | 63 | 16430276.8025 | 13334508.7721
t1506 | 18023685.7052 | 13339475.1983 | 63 | 16430276.8025 | 13334508.7721
t1507 | 19515906.4373 | 13339475.1983 | 63 | 16430276.8025 | 13334508.7721
t1508 | 20481461.0286 | 13339475.1983 | 63 | 16430276.8025 | 13334508.7721
t1509 | 20657016.4089 | 13339475.1983 | 63 | 16430276.8025 | 13334508.7721
t1510 | 19311091.827 | 13339475.1983 | 63 | 16430276.8025 | 13334508.7721
t1511 | 17965167.2451 | 13339475.1983 | 63 | 16430276.8025 | 13334508.7721
t1512 | 17262945.7241 | 13339475.1983 | 63 | 16430276.8025 | 13334508.7721
t1513 | 16297391.1328 | 13339475.1983 | 64 | 6867385.1175 | 8173983.1672
t1514 | 15244058.8513 | 13339475.1983 | 64 | 6867385.1175 | 8173983.1672
t1515 | 13576282.739 | 13339475.1983 | 64 | 6867385.1175 | 8173983.1672
t1516 | 11937765.8567 | 13339475.1983 | 64 | 6867385.1175 | 8173983.1672
t1517 | 9860360.5238 | 13068032.3891 | 64 | 6867385.1175 | 8173983.1672
t1518 | 7695177.5008 | 10198494.1197 | 64 | 6867385.1175 | 8173983.1672
t1519 | 6085919.8485 | 8065729.1897 | 64 | 6867385.1175 | 8173983.1672
t1520 | 4827772.9567 | 6398294.7899 | 64 | 6867385.1175 | 8173983.1672
t1521 | 3949996.0555 | 5234968.4645 | 64 | 6867385.1175 | 8173983.1672
t1522 | 4827772.9567 | 6398294.7899 | 64 | 6867385.1175 | 8173983.1672
t1523 | 5471476.0176 | 7251400.7619 | 64 | 6867385.1175 | 8173983.1672
t1524 | 5471476.0176 | 7251400.7619 | 64 | 6867385.1175 | 8173983.1672
t1525 | 5559253.7078 | 7367733.3944 | 64 | 6867385.1175 | 8173983.1672
t1526 | 5910364.4683 | 7833063.9246 | 64 | 6867385.1175 | 8173983.1672
t1527 | 6437030.609 | 8531059.7199 | 64 | 6867385.1175 | 8173983.1672
t1528 | 7109992.8999 | 9422943.236 | 64 | 6867385.1175 | 8173983.1672
t1529 | 6466289.839 | 8569837.2641 | 64 | 6867385.1175 | 8173983.1672
t1530 | 4359625.2761 | 5777854.083 | 64 | 6867385.1175 | 8173983.1672
t1531 | 3949996.0555 | 5234968.4645 | 64 | 6867385.1175 | 8173983.1672
t1532 | 3686662.9852 | 4885970.5668 | 64 | 6867385.1175 | 8173983.1672
t1533 | 3569626.065 | 4730860.3901 | 64 | 6867385.1175 | 8173983.1672
t1534 | 3832959.1354 | 5079858.2877 | 64 | 6867385.1175 | 8173983.1672
t1535 | 4213329.1259 | 5583966.3621 | 64 | 6867385.1175 | 8173983.1672
t1536 | 4476662.1963 | 5932964.2597 | 64 | 6867385.1175 | 8173983.1672
t1537 | 4593699.1164 | 6088074.4365 | 65 | 3112450.5956 | 3969851.0856
t1538 | 4476662.1963 | 5932964.2597 | 65 | 3112450.5956 | 3969851.0856
t1539 | 4184069.8958 | 5545188.8179 | 65 | 3112450.5956 | 3969851.0856
t1540 | 3686662.9852 | 4885970.5668 | 65 | 3112450.5956 | 3969851.0856
t1541 | 3306292.9946 | 4381862.4925 | 65 | 3112450.5956 | 3969851.0856
t1542 | 2750367.6238 | 3645089.153 | 65 | 3112450.5956 | 3969851.0856
t1543 | 1989627.6428 | 2636873.0043 | 65 | 3112450.5956 | 3969851.0856
t1544 | 1141109.9716 | 1512324.2231 | 65 | 3112450.5956 | 3969851.0856
t1545 | 234073.8403 | 310220.3534 | 65 | 3112450.5956 | 3969851.0856
t1546 | 117036.9202 | 155110.1767 | 65 | 3112450.5956 | 3969851.0856
t1547 | 204814.6103 | 271442.8093 | 65 | 3112450.5956 | 3969851.0856
t1548 | 380369.9905 | 504108.0744 | 65 | 3112450.5956 | 3969851.0856
t1549 | 848517.6712 | 1124548.7813 | 65 | 3112450.5956 | 3969851.0856
t1550 | 1550739.1922 | 2055209.8416 | 65 | 3112450.5956 | 3969851.0856
t1551 | 2048146.1029 | 2714428.0927 | 65 | 3112450.5956 | 3969851.0856
t1552 | 2282219.9432 | 3024648.4461 | 65 | 3112450.5956 | 3969851.0856
t1553 | 1755553.8025 | 2326652.6509 | 65 | 3112450.5956 | 3969851.0856
t1554 | 1258146.8918 | 1667434.3998 | 65 | 3112450.5956 | 3969851.0856
t1555 | 1462961.502 | 1938877.2091 | 65 | 3112450.5956 | 3969851.0856
t1556 | 2311479.1732 | 3063425.9903 | 65 | 3112450.5956 | 3969851.0856
t1557 | 4008514.5156 | 5312523.5528 | 65 | 3112450.5956 | 3969851.0856
t1558 | 7168511.36 | 9500498.3244 | 65 | 3112450.5956 | 3969851.0856
t1559 | 10445545.1246 | 13339475.1983 | 65 | 3112450.5956 | 3969851.0856
t1560 | 12493691.2275 | 13339475.1983 | 65 | 3112450.5956 | 3969851.0856
t1561 | 12961838.9081 | 13339475.1983 | 66 | 5271537.9457 | 6695589.2953
t1562 | 12171839.697 | 13339475.1983 | 66 | 5271537.9457 | 6695589.2953
t1563 | 10328508.2044 | 13339475.1983 | 66 | 5271537.9457 | 6695589.2953
t1564 | 8543695.1719 | 11323042.9009 | 66 | 5271537.9457 | 6695589.2953
t1565 | 6788141.3695 | 8996390.25 | 66 | 5271537.9457 | 6695589.2953
t1566 | 5939623.6983 | 7871841.4688 | 66 | 5271537.9457 | 6695589.2953
t1567 | 5588512.9378 | 7406510.9386 | 66 | 5271537.9457 | 6695589.2953
t1568 | 5676290.6279 | 7522843.5712 | 66 | 5271537.9457 | 6695589.2953
t1569 | 5851846.0082 | 7755508.8362 | 66 | 5271537.9457 | 6695589.2953
t1570 | 5500735.2477 | 7290178.3061 | 66 | 5271537.9457 | 6695589.2953
t1571 | 4974069.107 | 6592182.5108 | 66 | 5271537.9457 | 6695589.2953
t1572 | 3920736.8255 | 5196190.9203 | 66 | 5271537.9457 | 6695589.2953
t1573 | 2633330.7037 | 3489978.9763 | 66 | 5271537.9457 | 6695589.2953
t1574 | 1492220.7321 | 1977654.7532 | 66 | 5271537.9457 | 6695589.2953
t1575 | 760739.9811 | 1008216.1487 | 66 | 5271537.9457 | 6695589.2953
t1576 | 497406.9107 | 659218.2511 | 66 | 5271537.9457 | 6695589.2953
t1577 | 497406.9107 | 659218.2511 | 66 | 5271537.9457 | 6695589.2953
t1578 | 907036.1313 | 1202103.8696 | 66 | 5271537.9457 | 6695589.2953
t1579 | 2018886.8728 | 2675650.5485 | 66 | 5271537.9457 | 6695589.2953
t1580 | 3598885.295 | 4769637.9343 | 66 | 5271537.9457 | 6695589.2953
t1581 | 5354439.0975 | 7096290.5852 | 66 | 5271537.9457 | 6695589.2953
t1582 | 6583326.7592 | 8724947.4408 | 66 | 5271537.9457 | 6695589.2953
t1583 | 7051474.4399 | 9345388.1477 | 66 | 5271537.9457 | 6695589.2953
t1584 | 6875919.0596 | 9112722.8826 | 66 | 5271537.9457 | 6695589.2953
t1585 | 6437030.609 | 8531059.7199 | 67 | 5027711.0287 | 6449998.1821
t1586 | 6085919.8485 | 8065729.1897 | 67 | 5027711.0287 | 6449998.1821
t1587 | 5881105.2382 | 7794286.3804 | 67 | 5027711.0287 | 6449998.1821
t1588 | 5588512.9378 | 7406510.9386 | 67 | 5027711.0287 | 6449998.1821
t1589 | 5354439.0975 | 7096290.5852 | 67 | 5027711.0287 | 6449998.1821
t1590 | 5354439.0975 | 7096290.5852 | 67 | 5027711.0287 | 6449998.1821
t1591 | 5647031.3979 | 7484066.027 | 67 | 5027711.0287 | 6449998.1821
t1592 | 5354439.0975 | 7096290.5852 | 67 | 5027711.0287 | 6449998.1821
t1593 | 3247774.5345 | 4304307.4041 | 67 | 5027711.0287 | 6449998.1821
t1594 | 3364811.4547 | 4459417.5808 | 67 | 5027711.0287 | 6449998.1821
t1595 | 3247774.5345 | 4304307.4041 | 67 | 5027711.0287 | 6449998.1821
t1596 | 2516293.7835 | 3334868.7996 | 67 | 5027711.0287 | 6449998.1821
t1597 | 1960368.4127 | 2598095.4601 | 67 | 5027711.0287 | 6449998.1821
t1598 | 1579998.4222 | 2093987.3858 | 67 | 5027711.0287 | 6449998.1821
t1599 | 1375183.8119 | 1822544.5765 | 67 | 5027711.0287 | 6449998.1821
t1600 | 1404443.042 | 1861322.1207 | 67 | 5027711.0287 | 6449998.1821
t1601 | 1492220.7321 | 1977654.7532 | 67 | 5027711.0287 | 6449998.1821
t1602 | 2165183.023 | 2869538.2694 | 67 | 5027711.0287 | 6449998.1821
t1603 | 3920736.8255 | 5196190.9203 | 67 | 5027711.0287 | 6449998.1821
t1604 | 6232215.9987 | 8259616.9106 | 67 | 5027711.0287 | 6449998.1821
t1605 | 8397399.0217 | 11129155.18 | 67 | 5027711.0287 | 6449998.1821
t1606 | 10269989.7444 | 13339475.1983 | 67 | 5027711.0287 | 6449998.1821
t1607 | 11528136.6361 | 13339475.1983 | 67 | 5027711.0287 | 6449998.1821
t1608 | 12259617.3871 | 13339475.1983 | 67 | 5027711.0287 | 6449998.1821
t1609 | 13049616.5982 | 13339475.1983 | 68 | 13759152.9267 | 12835367.124
t1610 | 13927393.4995 | 13339475.1983 | 68 | 13759152.9267 | 12835367.124
t1611 | 14922207.3209 | 13339475.1983 | 68 | 13759152.9267 | 12835367.124
t1612 | 16151094.9826 | 13339475.1983 | 68 | 13759152.9267 | 12835367.124
t1613 | 17643315.7147 | 13339475.1983 | 68 | 13759152.9267 | 12835367.124
t1614 | 19018499.5266 | 13339475.1983 | 68 | 13759152.9267 | 12835367.124
t1615 | 20101091.0381 | 13339475.1983 | 68 | 13759152.9267 | 12835367.124
t1616 | 19837757.9677 | 13339475.1983 | 68 | 13759152.9267 | 12835367.124
t1617 | 18755166.4562 | 13339475.1983 | 68 | 13759152.9267 | 12835367.124
t1618 | 19984054.1179 | 13339475.1983 | 68 | 13759152.9267 | 12835367.124
t1619 | 18667388.7661 | 13339475.1983 | 68 | 13759152.9267 | 12835367.124
t1620 | 15653688.0719 | 13339475.1983 | 68 | 13759152.9267 | 12835367.124
t1621 | 12698505.8377 | 13339475.1983 | 68 | 13759152.9267 | 12835367.124
t1622 | 10182212.0542 | 13339475.1983 | 68 | 13759152.9267 | 12835367.124
t1623 | 8338880.5617 | 11051600.0917 | 68 | 13759152.9267 | 12835367.124
t1624 | 8134065.9514 | 10780157.2824 | 68 | 13759152.9267 | 12835367.124
t1625 | 7870732.881 | 10431159.3848 | 68 | 13759152.9267 | 12835367.124
t1626 | 7870732.881 | 10431159.3848 | 68 | 13759152.9267 | 12835367.124
t1627 | 10738137.425 | 13339475.1983 | 68 | 13759152.9267 | 12835367.124
t1628 | 12698505.8377 | 13339475.1983 | 68 | 13759152.9267 | 12835367.124
t1629 | 12903320.448 | 13339475.1983 | 68 | 13759152.9267 | 12835367.124
t1630 | 11762210.4764 | 13339475.1983 | 68 | 13759152.9267 | 12835367.124
t1631 | 10328508.2044 | 13339475.1983 | 68 | 13759152.9267 | 12835367.124
t1632 | 8982583.6226 | 11904706.0636 | 68 | 13759152.9267 | 12835367.124
t1633 | 7929251.3411 | 10508714.4731 | 69 | 2911293.3891 | 3858365.646
t1634 | 6934437.5197 | 9190277.971 | 69 | 2911293.3891 | 3858365.646
t1635 | 5822586.7781 | 7716731.2921 | 69 | 2911293.3891 | 3858365.646
t1636 | 4535180.6563 | 6010519.3481 | 69 | 2911293.3891 | 3858365.646
t1637 | 2955182.2341 | 3916531.9623 | 69 | 2911293.3891 | 3858365.646
t1638 | 2252960.7131 | 2985870.902 | 69 | 2911293.3891 | 3858365.646
t1639 | 1960368.4127 | 2598095.4601 | 69 | 2911293.3891 | 3858365.646
t1640 | 1901849.9527 | 2520540.3718 | 69 | 2911293.3891 | 3858365.646
t1641 | 1960368.4127 | 2598095.4601 | 69 | 2911293.3891 | 3858365.646
t1642 | 2574812.2436 | 3412423.8879 | 69 | 2911293.3891 | 3858365.646
t1643 | 3130737.6144 | 4149197.2274 | 69 | 2911293.3891 | 3858365.646
t1644 | 3832959.1354 | 5079858.2877 | 69 | 2911293.3891 | 3858365.646
t1645 | 3481848.3749 | 4614527.7576 | 69 | 2911293.3891 | 3858365.646
t1646 | 2779626.8539 | 3683866.6972 | 69 | 2911293.3891 | 3858365.646
t1647 | 2165183.023 | 2869538.2694 | 69 | 2911293.3891 | 3858365.646
t1648 | 1872590.7226 | 2481762.8276 | 69 | 2911293.3891 | 3858365.646
t1649 | 1667776.1123 | 2210320.0183 | 69 | 2911293.3891 | 3858365.646
t1650 | 1345924.5819 | 1783767.0323 | 69 | 2911293.3891 | 3858365.646
t1651 | 1345924.5819 | 1783767.0323 | 69 | 2911293.3891 | 3858365.646
t1652 | 1404443.042 | 1861322.1207 | 69 | 2911293.3891 | 3858365.646
t1653 | 1550739.1922 | 2055209.8416 | 69 | 2911293.3891 | 3858365.646
t1654 | 1814072.2625 | 2404207.7392 | 69 | 2911293.3891 | 3858365.646
t1655 | 2135923.793 | 2830760.7252 | 69 | 2911293.3891 | 3858365.646
t1656 | 2516293.7835 | 3334868.7996 | 69 | 2911293.3891 | 3858365.646
t1657 | 2779626.8539 | 3683866.6972 | 70 | 5720179.473 | 7312798.5402
t1658 | 2896663.774 | 3838976.8739 | 70 | 5720179.473 | 7312798.5402
t1659 | 3306292.9946 | 4381862.4925 | 70 | 5720179.473 | 7312798.5402
t1660 | 4037773.7456 | 5351301.097 | 70 | 5720179.473 | 7312798.5402
t1661 | 5061846.7971 | 6708515.1434 | 70 | 5720179.473 | 7312798.5402
t1662 | 6232215.9987 | 8259616.9106 | 70 | 5720179.473 | 7312798.5402
t1663 | 7344066.7403 | 9733163.5895 | 70 | 5720179.473 | 7312798.5402
t1664 | 7285548.2802 | 9655608.5011 | 70 | 5720179.473 | 7312798.5402
t1665 | 4857032.1868 | 6437072.3341 | 70 | 5720179.473 | 7312798.5402
t1666 | 5178883.7172 | 6863625.3201 | 70 | 5720179.473 | 7312798.5402
t1667 | 6671104.4493 | 8841280.0733 | 70 | 5720179.473 | 7312798.5402
t1668 | 5617772.1679 | 7445288.4828 | 70 | 5720179.473 | 7312798.5402
t1669 | 4213329.1259 | 5583966.3621 | 70 | 5720179.473 | 7312798.5402
t1670 | 3042959.9243 | 4032864.5948 | 70 | 5720179.473 | 7312798.5402
t1671 | 2340738.4033 | 3102203.5345 | 70 | 5720179.473 | 7312798.5402
t1672 | 2194442.2531 | 2908315.8136 | 70 | 5720179.473 | 7312798.5402
t1673 | 2252960.7131 | 2985870.902 | 70 | 5720179.473 | 7312798.5402
t1674 | 3013700.6942 | 3994087.0507 | 70 | 5720179.473 | 7312798.5402
t1675 | 5588512.9378 | 7406510.9386 | 70 | 5720179.473 | 7312798.5402
t1676 | 8836287.4724 | 11710818.3427 | 70 | 5720179.473 | 7312798.5402
t1677 | 11411099.7159 | 13339475.1983 | 70 | 5720179.473 | 7312798.5402
t1678 | 12405913.5373 | 13339475.1983 | 70 | 5720179.473 | 7312798.5402
t1679 | 11235544.3357 | 13339475.1983 | 70 | 5720179.473 | 7312798.5402
t1680 | 9479990.5332 | 12563924.3147 | 70 | 5720179.473 | 7312798.5402
t1681 | 8104806.7213 | 10741379.7382 | 71 | 8337661.4271 | 9652377.0391
t1682 | 7051474.4399 | 9345388.1477 | 71 | 8337661.4271 | 9652377.0391
t1683 | 6056660.6185 | 8026951.6455 | 71 | 8337661.4271 | 9652377.0391
t1684 | 5910364.4683 | 7833063.9246 | 71 | 8337661.4271 | 9652377.0391
t1685 | 6788141.3695 | 8996390.25 | 71 | 8337661.4271 | 9652377.0391
t1686 | 7695177.5008 | 10198494.1197 | 71 | 8337661.4271 | 9652377.0391
t1687 | 8719250.5522 | 11555708.166 | 71 | 8337661.4271 | 9652377.0391
t1688 | 9275175.923 | 12292481.5055 | 71 | 8337661.4271 | 9652377.0391
t1689 | 12815542.7579 | 13339475.1983 | 71 | 8337661.4271 | 9652377.0391
t1690 | 16648501.8933 | 13339475.1983 | 71 | 8337661.4271 | 9652377.0391
t1691 | 16355909.5929 | 13339475.1983 | 71 | 8337661.4271 | 9652377.0391
t1692 | 14775911.1707 | 13339475.1983 | 71 | 8337661.4271 | 9652377.0391
t1693 | 12991098.1382 | 13339475.1983 | 71 | 8337661.4271 | 9652377.0391
t1694 | 11615914.3262 | 13339475.1983 | 71 | 8337661.4271 | 9652377.0391
t1695 | 10562582.0448 | 13339475.1983 | 71 | 8337661.4271 | 9652377.0391
t1696 | 8953324.3925 | 11865928.5195 | 71 | 8337661.4271 | 9652377.0391
t1697 | 7227029.8201 | 9578053.4128 | 71 | 8337661.4271 | 9652377.0391
t1698 | 5295920.6374 | 7018735.4968 | 71 | 8337661.4271 | 9652377.0391
t1699 | 4857032.1868 | 6437072.3341 | 71 | 8337661.4271 | 9652377.0391
t1700 | 4944809.8769 | 6553404.9666 | 71 | 8337661.4271 | 9652377.0391
t1701 | 4593699.1164 | 6088074.4365 | 71 | 8337661.4271 | 9652377.0391
t1702 | 3832959.1354 | 5079858.2877 | 71 | 8337661.4271 | 9652377.0391
t1703 | 2867404.544 | 3800199.3298 | 71 | 8337661.4271 | 9652377.0391
t1704 | 2165183.023 | 2869538.2694 | 71 | 8337661.4271 | 9652377.0391
t1705 | 1726294.5724 | 2287875.1067 | 72 | 2374874.1717 | 3147444.0027
t1706 | 1433702.272 | 1900099.6649 | 72 | 2374874.1717 | 3147444.0027
t1707 | 1199628.4317 | 1589879.3114 | 72 | 2374874.1717 | 3147444.0027
t1708 | 1316665.3518 | 1744989.4882 | 72 | 2374874.1717 | 3147444.0027
t1709 | 1697035.3424 | 2249097.5625 | 72 | 2374874.1717 | 3147444.0027
t1710 | 1901849.9527 | 2520540.3718 | 72 | 2374874.1717 | 3147444.0027
t1711 | 1872590.7226 | 2481762.8276 | 72 | 2374874.1717 | 3147444.0027
t1712 | 1638516.8823 | 2171542.4741 | 72 | 2374874.1717 | 3147444.0027
t1713 | 1638516.8823 | 2171542.4741 | 72 | 2374874.1717 | 3147444.0027
t1714 | 2048146.1029 | 2714428.0927 | 72 | 2374874.1717 | 3147444.0027
t1715 | 2077405.3329 | 2753205.6369 | 72 | 2374874.1717 | 3147444.0027
t1716 | 2223701.4831 | 2947093.3578 | 72 | 2374874.1717 | 3147444.0027
t1717 | 2457775.3234 | 3257313.7112 | 72 | 2374874.1717 | 3147444.0027
t1718 | 2662589.9337 | 3528756.5205 | 72 | 2374874.1717 | 3147444.0027
t1719 | 2925923.0041 | 3877754.4181 | 72 | 2374874.1717 | 3147444.0027
t1720 | 3101478.3843 | 4110419.6832 | 72 | 2374874.1717 | 3147444.0027
t1721 | 2808886.0839 | 3722644.2414 | 72 | 2374874.1717 | 3147444.0027
t1722 | 2223701.4831 | 2947093.3578 | 72 | 2374874.1717 | 3147444.0027
t1723 | 2808886.0839 | 3722644.2414 | 72 | 2374874.1717 | 3147444.0027
t1724 | 3803699.9053 | 5041080.7436 | 72 | 2374874.1717 | 3147444.0027
t1725 | 4359625.2761 | 5777854.083 | 72 | 2374874.1717 | 3147444.0027
t1726 | 3920736.8255 | 5196190.9203 | 72 | 2374874.1717 | 3147444.0027
t1727 | 3042959.9243 | 4032864.5948 | 72 | 2374874.1717 | 3147444.0027
t1728 | 2106664.5629 | 2791983.181 | 72 | 2374874.1717 | 3147444.0027
t1729 | 1375183.8119 | 1822544.5765 | 73 | 497406.9107 | 659218.2511
t1730 | 760739.9811 | 1008216.1487 | 73 | 497406.9107 | 659218.2511
t1731 | 409629.2206 | 542885.6185 | 73 | 497406.9107 | 659218.2511
t1732 | 468147.6807 | 620440.7069 | 73 | 497406.9107 | 659218.2511
t1733 | 643703.0609 | 853105.972 | 73 | 497406.9107 | 659218.2511
t1734 | 731480.751 | 969438.6045 | 73 | 497406.9107 | 659218.2511
t1735 | 526666.1407 | 697995.7953 | 73 | 497406.9107 | 659218.2511
t1736 | 351110.7605 | 465330.5302 | 73 | 497406.9107 | 659218.2511
t1737 | 234073.8403 | 310220.3534 | 73 | 497406.9107 | 659218.2511
t1738 | 321851.5304 | 426552.986 | 73 | 497406.9107 | 659218.2511
t1739 | 702221.521 | 930661.0603 | 73 | 497406.9107 | 659218.2511
t1740 | 1024073.0514 | 1357214.0463 | 73 | 497406.9107 | 659218.2511
t1741 | 819258.4411 | 1085771.2371 | 73 | 497406.9107 | 659218.2511
t1742 | 731480.751 | 969438.6045 | 73 | 497406.9107 | 659218.2511
t1743 | 789999.2111 | 1046993.6929 | 73 | 497406.9107 | 659218.2511
t1744 | 819258.4411 | 1085771.2371 | 73 | 497406.9107 | 659218.2511
t1745 | 585184.6008 | 775550.8836 | 73 | 497406.9107 | 659218.2511
t1746 | 87777.6901 | 116332.6325 | 73 | 497406.9107 | 659218.2511
t1747 | 29259.23 | 38777.5442 | 73 | 497406.9107 | 659218.2511
t1748 | 29259.23 | 38777.5442 | 73 | 497406.9107 | 659218.2511
t1749 | 29259.23 | 38777.5442 | 73 | 497406.9107 | 659218.2511
t1750 | 58518.4601 | 77555.0884 | 73 | 497406.9107 | 659218.2511
t1751 | 146296.1502 | 193887.7209 | 73 | 497406.9107 | 659218.2511
t1752 | 263333.0704 | 348997.8976 | 73 | 497406.9107 | 659218.2511
t1753 | 321851.5304 | 426552.986 | 74 | 1937204.8556 | 2567396.571
t1754 | 409629.2206 | 542885.6185 | 74 | 1937204.8556 | 2567396.571
t1755 | 497406.9107 | 659218.2511 | 74 | 1937204.8556 | 2567396.571
t1756 | 907036.1313 | 1202103.8696 | 74 | 1937204.8556 | 2567396.571
t1757 | 1550739.1922 | 2055209.8416 | 74 | 1937204.8556 | 2567396.571
t1758 | 2194442.2531 | 2908315.8136 | 74 | 1937204.8556 | 2567396.571
t1759 | 2721108.3938 | 3606311.6089 | 74 | 1937204.8556 | 2567396.571
t1760 | 2662589.9337 | 3528756.5205 | 74 | 1937204.8556 | 2567396.571
t1761 | 1258146.8918 | 1667434.3998 | 74 | 1937204.8556 | 2567396.571
t1762 | 1170369.2016 | 1551101.7672 | 74 | 1937204.8556 | 2567396.571
t1763 | 2048146.1029 | 2714428.0927 | 74 | 1937204.8556 | 2567396.571
t1764 | 2252960.7131 | 2985870.902 | 74 | 1937204.8556 | 2567396.571
t1765 | 2252960.7131 | 2985870.902 | 74 | 1937204.8556 | 2567396.571
t1766 | 1989627.6428 | 2636873.0043 | 74 | 1937204.8556 | 2567396.571
t1767 | 1784813.0325 | 2365430.1951 | 74 | 1937204.8556 | 2567396.571
t1768 | 1726294.5724 | 2287875.1067 | 74 | 1937204.8556 | 2567396.571
t1769 | 1579998.4222 | 2093987.3858 | 74 | 1937204.8556 | 2567396.571
t1770 | 1316665.3518 | 1744989.4882 | 74 | 1937204.8556 | 2567396.571
t1771 | 1462961.502 | 1938877.2091 | 74 | 1937204.8556 | 2567396.571
t1772 | 1697035.3424 | 2249097.5625 | 74 | 1937204.8556 | 2567396.571
t1773 | 2077405.3329 | 2753205.6369 | 74 | 1937204.8556 | 2567396.571
t1774 | 3306292.9946 | 4381862.4925 | 74 | 1937204.8556 | 2567396.571
t1775 | 4388884.5061 | 5816631.6272 | 74 | 1937204.8556 | 2567396.571
t1776 | 4915550.6469 | 6514627.4224 | 74 | 1937204.8556 | 2567396.571
t1777 | 5178883.7172 | 6863625.3201 | 75 | 1590970.6335 | 2108528.9649
t1778 | 5588512.9378 | 7406510.9386 | 75 | 1590970.6335 | 2108528.9649
t1779 | 5939623.6983 | 7871841.4688 | 75 | 1590970.6335 | 2108528.9649
t1780 | 5266661.4074 | 6979957.9526 | 75 | 1590970.6335 | 2108528.9649
t1781 | 4388884.5061 | 5816631.6272 | 75 | 1590970.6335 | 2108528.9649
t1782 | 3657403.7551 | 4847193.0227 | 75 | 1590970.6335 | 2108528.9649
t1783 | 3277033.7646 | 4343084.9483 | 75 | 1590970.6335 | 2108528.9649
t1784 | 2077405.3329 | 2753205.6369 | 75 | 1590970.6335 | 2108528.9649
t1785 | 1053332.2815 | 1395991.5905 | 75 | 1590970.6335 | 2108528.9649
t1786 | 731480.751 | 969438.6045 | 75 | 1590970.6335 | 2108528.9649
t1787 | 351110.7605 | 465330.5302 | 75 | 1590970.6335 | 2108528.9649
t1788 | 117036.9202 | 155110.1767 | 75 | 1590970.6335 | 2108528.9649
t1789 | 0 | 0 | 75 | 1590970.6335 | 2108528.9649
t1790 | 0 | 0 | 75 | 1590970.6335 | 2108528.9649
t1791 | 0 | 0 | 75 | 1590970.6335 | 2108528.9649
t1792 | 0 | 0 | 75 | 1590970.6335 | 2108528.9649
t1793 | 0 | 0 | 75 | 1590970.6335 | 2108528.9649
t1794 | 0 | 0 | 75 | 1590970.6335 | 2108528.9649
t1795 | 58518.4601 | 77555.0884 | 75 | 1590970.6335 | 2108528.9649
t1796 | 87777.6901 | 116332.6325 | 75 | 1590970.6335 | 2108528.9649
t1797 | 87777.6901 | 116332.6325 | 75 | 1590970.6335 | 2108528.9649
t1798 | 117036.9202 | 155110.1767 | 75 | 1590970.6335 | 2108528.9649
t1799 | 117036.9202 | 155110.1767 | 75 | 1590970.6335 | 2108528.9649
t1800 | 87777.6901 | 116332.6325 | 75 | 1590970.6335 | 2108528.9649
t1801 | 58518.4601 | 77555.0884 | 76 | 169459.7073 | 224586.61
t1802 | 29259.23 | 38777.5442 | 76 | 169459.7073 | 224586.61
t1803 | 117036.9202 | 155110.1767 | 76 | 169459.7073 | 224586.61
t1804 | 146296.1502 | 193887.7209 | 76 | 169459.7073 | 224586.61
t1805 | 117036.9202 | 155110.1767 | 76 | 169459.7073 | 224586.61
t1806 | 117036.9202 | 155110.1767 | 76 | 169459.7073 | 224586.61
t1807 | 87777.6901 | 116332.6325 | 76 | 169459.7073 | 224586.61
t1808 | 58518.4601 | 77555.0884 | 76 | 169459.7073 | 224586.61
t1809 | 0 | 0 | 76 | 169459.7073 | 224586.61
t1810 | 0 | 0 | 76 | 169459.7073 | 224586.61
t1811 | 0 | 0 | 76 | 169459.7073 | 224586.61
t1812 | 0 | 0 | 76 | 169459.7073 | 224586.61
t1813 | 29259.23 | 38777.5442 | 76 | 169459.7073 | 224586.61
t1814 | 29259.23 | 38777.5442 | 76 | 169459.7073 | 224586.61
t1815 | 29259.23 | 38777.5442 | 76 | 169459.7073 | 224586.61
t1816 | 29259.23 | 38777.5442 | 76 | 169459.7073 | 224586.61
t1817 | 29259.23 | 38777.5442 | 76 | 169459.7073 | 224586.61
t1818 | 87777.6901 | 116332.6325 | 76 | 169459.7073 | 224586.61
t1819 | 292592.3004 | 387775.4418 | 76 | 169459.7073 | 224586.61
t1820 | 497406.9107 | 659218.2511 | 76 | 169459.7073 | 224586.61
t1821 | 585184.6008 | 775550.8836 | 76 | 169459.7073 | 224586.61
t1822 | 585184.6008 | 775550.8836 | 76 | 169459.7073 | 224586.61
t1823 | 555925.3708 | 736773.3394 | 76 | 169459.7073 | 224586.61
t1824 | 585184.6008 | 775550.8836 | 76 | 169459.7073 | 224586.61
t1825 | 614443.8309 | 814328.4278 | 77 | 1433702.272 | 1900099.6649
t1826 | 585184.6008 | 775550.8836 | 77 | 1433702.272 | 1900099.6649
t1827 | 526666.1407 | 697995.7953 | 77 | 1433702.272 | 1900099.6649
t1828 | 468147.6807 | 620440.7069 | 77 | 1433702.272 | 1900099.6649
t1829 | 351110.7605 | 465330.5302 | 77 | 1433702.272 | 1900099.6649
t1830 | 234073.8403 | 310220.3534 | 77 | 1433702.272 | 1900099.6649
t1831 | 117036.9202 | 155110.1767 | 77 | 1433702.272 | 1900099.6649
t1832 | 29259.23 | 38777.5442 | 77 | 1433702.272 | 1900099.6649
t1833 | 0 | 0 | 77 | 1433702.272 | 1900099.6649
t1834 | 0 | 0 | 77 | 1433702.272 | 1900099.6649
t1835 | 29259.23 | 38777.5442 | 77 | 1433702.272 | 1900099.6649
t1836 | 29259.23 | 38777.5442 | 77 | 1433702.272 | 1900099.6649
t1837 | 29259.23 | 38777.5442 | 77 | 1433702.272 | 1900099.6649
t1838 | 29259.23 | 38777.5442 | 77 | 1433702.272 | 1900099.6649
t1839 | 87777.6901 | 116332.6325 | 77 | 1433702.272 | 1900099.6649
t1840 | 204814.6103 | 271442.8093 | 77 | 1433702.272 | 1900099.6649
t1841 | 468147.6807 | 620440.7069 | 77 | 1433702.272 | 1900099.6649
t1842 | 1287406.1218 | 1706211.944 | 77 | 1433702.272 | 1900099.6649
t1843 | 2428516.0934 | 3218536.167 | 77 | 1433702.272 | 1900099.6649
t1844 | 2955182.2341 | 3916531.9623 | 77 | 1433702.272 | 1900099.6649
t1845 | 3335552.2247 | 4420640.0367 | 77 | 1433702.272 | 1900099.6649
t1846 | 4271847.586 | 5661521.4505 | 77 | 1433702.272 | 1900099.6649
t1847 | 6407771.379 | 8492282.1757 | 77 | 1433702.272 | 1900099.6649
t1848 | 9918878.9839 | 13145587.4774 | 77 | 1433702.272 | 1900099.6649
t1849 | 12903320.448 | 13225201.3673 | 78 | 7598865.8685 | 9227840.6595
t1850 | 13693319.6591 | 13181161.8493 | 78 | 7598865.8685 | 9227840.6595
t1851 | 13342208.8986 | 13179660.9603 | 78 | 7598865.8685 | 9227840.6595
t1852 | 12464431.9974 | 13209209.8393 | 78 | 7598865.8685 | 9227840.6595
t1853 | 11528136.6361 | 13291322.2773 | 78 | 7598865.8685 | 9227840.6595
t1854 | 10767396.655 | 13339475.1983 | 78 | 7598865.8685 | 9227840.6595
t1855 | 10211471.2843 | 13339475.1983 | 78 | 7598865.8685 | 9227840.6595
t1856 | 8485176.7119 | 11245487.8126 | 78 | 7598865.8685 | 9227840.6595
t1857 | 8719250.5522 | 11555708.166 | 78 | 7598865.8685 | 9227840.6595
t1858 | 10416285.8946 | 13339475.1983 | 78 | 7598865.8685 | 9227840.6595
t1859 | 9421472.0732 | 12486369.2264 | 78 | 7598865.8685 | 9227840.6595
t1860 | 8075547.4913 | 10702602.194 | 78 | 7598865.8685 | 9227840.6595
t1861 | 6788141.3695 | 8996390.25 | 78 | 7598865.8685 | 9227840.6595
t1862 | 5325179.8674 | 7057513.041 | 78 | 7598865.8685 | 9227840.6595
t1863 | 3803699.9053 | 5041080.7436 | 78 | 7598865.8685 | 9227840.6595
t1864 | 2867404.544 | 3800199.3298 | 78 | 7598865.8685 | 9227840.6595
t1865 | 2165183.023 | 2869538.2694 | 78 | 7598865.8685 | 9227840.6595
t1866 | 1960368.4127 | 2598095.4601 | 78 | 7598865.8685 | 9227840.6595
t1867 | 2896663.774 | 3838976.8739 | 78 | 7598865.8685 | 9227840.6595
t1868 | 4388884.5061 | 5816631.6272 | 78 | 7598865.8685 | 9227840.6595
t1869 | 5676290.6279 | 7522843.5712 | 78 | 7598865.8685 | 9227840.6595
t1870 | 6085919.8485 | 8065729.1897 | 78 | 7598865.8685 | 9227840.6595
t1871 | 5588512.9378 | 7406510.9386 | 78 | 7598865.8685 | 9227840.6595
t1872 | 4798513.7267 | 6359517.2457 | 78 | 7598865.8685 | 9227840.6595
t1873 | 4008514.5156 | 5312523.5528 | 79 | 1247174.6805 | 1652892.8207
t1874 | 3306292.9946 | 4381862.4925 | 79 | 1247174.6805 | 1652892.8207
t1875 | 2750367.6238 | 3645089.153 | 79 | 1247174.6805 | 1652892.8207
t1876 | 2457775.3234 | 3257313.7112 | 79 | 1247174.6805 | 1652892.8207
t1877 | 2135923.793 | 2830760.7252 | 79 | 1247174.6805 | 1652892.8207
t1878 | 1609257.6522 | 2132764.93 | 79 | 1247174.6805 | 1652892.8207
t1879 | 1053332.2815 | 1395991.5905 | 79 | 1247174.6805 | 1652892.8207
t1880 | 409629.2206 | 542885.6185 | 79 | 1247174.6805 | 1652892.8207
t1881 | 146296.1502 | 193887.7209 | 79 | 1247174.6805 | 1652892.8207
t1882 | 58518.4601 | 77555.0884 | 79 | 1247174.6805 | 1652892.8207
t1883 | 29259.23 | 38777.5442 | 79 | 1247174.6805 | 1652892.8207
t1884 | 29259.23 | 38777.5442 | 79 | 1247174.6805 | 1652892.8207
t1885 | 58518.4601 | 77555.0884 | 79 | 1247174.6805 | 1652892.8207
t1886 | 263333.0704 | 348997.8976 | 79 | 1247174.6805 | 1652892.8207
t1887 | 643703.0609 | 853105.972 | 79 | 1247174.6805 | 1652892.8207
t1888 | 731480.751 | 969438.6045 | 79 | 1247174.6805 | 1652892.8207
t1889 | 526666.1407 | 697995.7953 | 79 | 1247174.6805 | 1652892.8207
t1890 | 351110.7605 | 465330.5302 | 79 | 1247174.6805 | 1652892.8207
t1891 | 468147.6807 | 620440.7069 | 79 | 1247174.6805 | 1652892.8207
t1892 | 731480.751 | 969438.6045 | 79 | 1247174.6805 | 1652892.8207
t1893 | 1082591.5115 | 1434769.1347 | 79 | 1247174.6805 | 1652892.8207
t1894 | 1697035.3424 | 2249097.5625 | 79 | 1247174.6805 | 1652892.8207
t1895 | 2399256.8634 | 3179758.6229 | 79 | 1247174.6805 | 1652892.8207
t1896 | 2984441.4642 | 3955309.5065 | 79 | 1247174.6805 | 1652892.8207
t1897 | 3715922.2152 | 4924748.111 | 80 | 3424549.0494 | 4538588.4002
t1898 | 4593699.1164 | 6088074.4365 | 80 | 3424549.0494 | 4538588.4002
t1899 | 4886291.4168 | 6475849.8783 | 80 | 3424549.0494 | 4538588.4002
t1900 | 4213329.1259 | 5583966.3621 | 80 | 3424549.0494 | 4538588.4002
t1901 | 2955182.2341 | 3916531.9623 | 80 | 3424549.0494 | 4538588.4002
t1902 | 2165183.023 | 2869538.2694 | 80 | 3424549.0494 | 4538588.4002
t1903 | 1579998.4222 | 2093987.3858 | 80 | 3424549.0494 | 4538588.4002
t1904 | 1228887.6617 | 1628656.8556 | 80 | 3424549.0494 | 4538588.4002
t1905 | 1199628.4317 | 1589879.3114 | 80 | 3424549.0494 | 4538588.4002
t1906 | 2633330.7037 | 3489978.9763 | 80 | 3424549.0494 | 4538588.4002
t1907 | 3335552.2247 | 4420640.0367 | 80 | 3424549.0494 | 4538588.4002
t1908 | 3130737.6144 | 4149197.2274 | 80 | 3424549.0494 | 4538588.4002
t1909 | 2984441.4642 | 3955309.5065 | 80 | 3424549.0494 | 4538588.4002
t1910 | 2662589.9337 | 3528756.5205 | 80 | 3424549.0494 | 4538588.4002
t1911 | 2077405.3329 | 2753205.6369 | 80 | 3424549.0494 | 4538588.4002
t1912 | 2311479.1732 | 3063425.9903 | 80 | 3424549.0494 | 4538588.4002
t1913 | 3159996.8444 | 4187974.7716 | 80 | 3424549.0494 | 4538588.4002
t1914 | 3481848.3749 | 4614527.7576 | 80 | 3424549.0494 | 4538588.4002
t1915 | 4535180.6563 | 6010519.3481 | 80 | 3424549.0494 | 4538588.4002
t1916 | 5851846.0082 | 7755508.8362 | 80 | 3424549.0494 | 4538588.4002
t1917 | 6261475.2288 | 8298394.4548 | 80 | 3424549.0494 | 4538588.4002
t1918 | 5383698.3275 | 7135068.1293 | 80 | 3424549.0494 | 4538588.4002
t1919 | 4242588.3559 | 5622743.9063 | 80 | 3424549.0494 | 4538588.4002
t1920 | 3598885.295 | 4769637.9343 | 80 | 3424549.0494 | 4538588.4002
t1921 | 3511107.6049 | 4653305.3017 | 81 | 12382749.9802 | 10702602.194
t1922 | 3686662.9852 | 4885970.5668 | 81 | 12382749.9802 | 10702602.194
t1923 | 3949996.0555 | 5234968.4645 | 81 | 12382749.9802 | 10702602.194
t1924 | 4505921.4263 | 5971741.8039 | 81 | 12382749.9802 | 10702602.194
t1925 | 5325179.8674 | 7057513.041 | 81 | 12382749.9802 | 10702602.194
t1926 | 5764068.3181 | 7639176.2037 | 81 | 12382749.9802 | 10702602.194
t1927 | 6232215.9987 | 8259616.9106 | 81 | 12382749.9802 | 10702602.194
t1928 | 5178883.7172 | 6863625.3201 | 81 | 12382749.9802 | 10702602.194
t1929 | 6232215.9987 | 8259616.9106 | 81 | 12382749.9802 | 10702602.194
t1930 | 8514435.9419 | 11284265.3567 | 81 | 12382749.9802 | 10702602.194
t1931 | 11147766.6456 | 13339475.1983 | 81 | 12382749.9802 | 10702602.194
t1932 | 14073689.6497 | 13339475.1983 | 81 | 12382749.9802 | 10702602.194
t1933 | 16911834.9636 | 13339475.1983 | 81 | 12382749.9802 | 10702602.194
t1934 | 19954794.8879 | 13339475.1983 | 81 | 12382749.9802 | 10702602.194
t1935 | 22266274.0611 | 13339475.1983 | 81 | 12382749.9802 | 10702602.194
t1936 | 23670717.1031 | 13339475.1983 | 81 | 12382749.9802 | 10702602.194
t1937 | 24138864.7837 | 13339475.1983 | 81 | 12382749.9802 | 10702602.194
t1938 | 22178496.371 | 13339475.1983 | 81 | 12382749.9802 | 10702602.194
t1939 | 19164795.6768 | 13339475.1983 | 81 | 12382749.9802 | 10702602.194
t1940 | 17321464.1842 | 13339475.1983 | 81 | 12382749.9802 | 10702602.194
t1941 | 15770724.992 | 13339475.1983 | 81 | 12382749.9802 | 10702602.194
t1942 | 14190726.5698 | 13339475.1983 | 81 | 12382749.9802 | 10702602.194
t1943 | 12552209.6875 | 13339475.1983 | 81 | 12382749.9802 | 10702602.194
t1944 | 10942952.0353 | 13339475.1983 | 81 | 12382749.9802 | 10702602.194
t1945 | 9684805.1435 | 12835367.124 | 82 | 4115798.3591 | 5454707.8815
t1946 | 8807028.2423 | 11672040.7986 | 82 | 4115798.3591 | 5454707.8815
t1947 | 8455917.4818 | 11206710.2684 | 82 | 4115798.3591 | 5454707.8815
t1948 | 7870732.881 | 10431159.3848 | 82 | 4115798.3591 | 5454707.8815
t1949 | 6788141.3695 | 8996390.25 | 82 | 4115798.3591 | 5454707.8815
t1950 | 5676290.6279 | 7522843.5712 | 82 | 4115798.3591 | 5454707.8815
t1951 | 4681476.8065 | 6204407.069 | 82 | 4115798.3591 | 5454707.8815
t1952 | 3159996.8444 | 4187974.7716 | 82 | 4115798.3591 | 5454707.8815
t1953 | 5822586.7781 | 7716731.2921 | 82 | 4115798.3591 | 5454707.8815
t1954 | 6846659.8296 | 9073945.3384 | 82 | 4115798.3591 | 5454707.8815
t1955 | 5676290.6279 | 7522843.5712 | 82 | 4115798.3591 | 5454707.8815
t1956 | 4622958.3465 | 6126851.9806 | 82 | 4115798.3591 | 5454707.8815
t1957 | 3891477.5954 | 5157413.3761 | 82 | 4115798.3591 | 5454707.8815
t1958 | 3335552.2247 | 4420640.0367 | 82 | 4115798.3591 | 5454707.8815
t1959 | 2487034.5535 | 3296091.2554 | 82 | 4115798.3591 | 5454707.8815
t1960 | 2165183.023 | 2869538.2694 | 82 | 4115798.3591 | 5454707.8815
t1961 | 2282219.9432 | 3024648.4461 | 82 | 4115798.3591 | 5454707.8815
t1962 | 1989627.6428 | 2636873.0043 | 82 | 4115798.3591 | 5454707.8815
t1963 | 1638516.8823 | 2171542.4741 | 82 | 4115798.3591 | 5454707.8815
t1964 | 1404443.042 | 1861322.1207 | 82 | 4115798.3591 | 5454707.8815
t1965 | 877776.9012 | 1163326.3254 | 82 | 4115798.3591 | 5454707.8815
t1966 | 380369.9905 | 504108.0744 | 82 | 4115798.3591 | 5454707.8815
t1967 | 117036.9202 | 155110.1767 | 82 | 4115798.3591 | 5454707.8815
t1968 | 117036.9202 | 155110.1767 | 82 | 4115798.3591 | 5454707.8815
t1969 | 234073.8403 | 310220.3534 | 83 | 11403784.9084 | 8823417.8002
t1970 | 409629.2206 | 542885.6185 | 83 | 11403784.9084 | 8823417.8002
t1971 | 819258.4411 | 1085771.2371 | 83 | 11403784.9084 | 8823417.8002
t1972 | 1316665.3518 | 1744989.4882 | 83 | 11403784.9084 | 8823417.8002
t1973 | 1784813.0325 | 2365430.1951 | 83 | 11403784.9084 | 8823417.8002
t1974 | 2223701.4831 | 2947093.3578 | 83 | 11403784.9084 | 8823417.8002
t1975 | 2662589.9337 | 3528756.5205 | 83 | 11403784.9084 | 8823417.8002
t1976 | 2428516.0934 | 3218536.167 | 83 | 11403784.9084 | 8823417.8002
t1977 | 2896663.774 | 3838976.8739 | 83 | 11403784.9084 | 8823417.8002
t1978 | 5734809.088 | 7600398.6595 | 83 | 11403784.9084 | 8823417.8002
t1979 | 8455917.4818 | 11206710.2684 | 83 | 11403784.9084 | 8823417.8002
t1980 | 12171839.697 | 13339475.1983 | 83 | 11403784.9084 | 8823417.8002
t1981 | 15536651.1517 | 13339475.1983 | 83 | 11403784.9084 | 8823417.8002
t1982 | 18316278.0056 | 13339475.1983 | 83 | 11403784.9084 | 8823417.8002
t1983 | 20539979.4887 | 13339475.1983 | 83 | 11403784.9084 | 8823417.8002
t1984 | 21973681.7607 | 13339475.1983 | 83 | 11403784.9084 | 8823417.8002
t1985 | 22412570.2113 | 13339475.1983 | 83 | 11403784.9084 | 8823417.8002
t1986 | 20949608.7093 | 13339475.1983 | 83 | 11403784.9084 | 8823417.8002
t1987 | 18667388.7661 | 13339475.1983 | 83 | 11403784.9084 | 8823417.8002
t1988 | 17701834.1747 | 13339475.1983 | 83 | 11403784.9084 | 8823417.8002
t1989 | 18608870.306 | 13339475.1983 | 83 | 11403784.9084 | 8823417.8002
t1990 | 19779239.5076 | 13339475.1983 | 83 | 11403784.9084 | 8823417.8002
t1991 | 19632943.3574 | 13339475.1983 | 83 | 11403784.9084 | 8823417.8002
t1992 | 18433314.9258 | 13298556.0843 | 83 | 11403784.9084 | 8823417.8002
t1993 | 16853316.5036 | 13189894.6863 | 84 | 20034038.6359 | 13289249.4928
t1994 | 15682947.3019 | 13136668.1393 | 84 | 20034038.6359 | 13289249.4928
t1995 | 14278504.26 | 13141675.5093 | 84 | 20034038.6359 | 13289249.4928
t1996 | 12932579.6781 | 13167695.6953 | 84 | 20034038.6359 | 13289249.4928
t1997 | 12230358.1571 | 13237289.8973 | 84 | 20034038.6359 | 13289249.4928
t1998 | 11528136.6361 | 13339475.1983 | 84 | 20034038.6359 | 13289249.4928
t1999 | 10621100.5048 | 13339475.1983 | 84 | 20034038.6359 | 13289249.4928
t2000 | 9948138.2139 | 13184365.0216 | 84 | 20034038.6359 | 13289249.4928
t2001 | 12727765.0678 | 13339475.1983 | 84 | 20034038.6359 | 13289249.4928
t2002 | 15507391.9217 | 13339475.1983 | 84 | 20034038.6359 | 13289249.4928
t2003 | 17204427.264 | 13339475.1983 | 84 | 20034038.6359 | 13289249.4928
t2004 | 19779239.5076 | 13339475.1983 | 84 | 20034038.6359 | 13289249.4928
t2005 | 23290347.1126 | 13339475.1983 | 84 | 20034038.6359 | 13289249.4928
t2006 | 26011455.5064 | 13339475.1983 | 84 | 20034038.6359 | 13289249.4928
t2007 | 27094047.0179 | 13339475.1983 | 84 | 20034038.6359 | 13289249.4928
t2008 | 26830713.9475 | 13339475.1983 | 84 | 20034038.6359 | 13289249.4928
t2009 | 26216270.1166 | 13339475.1983 | 84 | 20034038.6359 | 13289249.4928
t2010 | 26391825.4969 | 13339475.1983 | 84 | 20034038.6359 | 13289249.4928
t2011 | 26742936.2574 | 13339475.1983 | 84 | 20034038.6359 | 13289249.4928
t2012 | 26596640.1072 | 13339475.1983 | 84 | 20034038.6359 | 13289249.4928
t2013 | 26157751.6566 | 13339475.1983 | 84 | 20034038.6359 | 13289249.4928
t2014 | 25806640.8961 | 13339475.1983 | 84 | 20034038.6359 | 13289249.4928
t2015 | 25397011.6755 | 13296615.9533 | 84 | 20034038.6359 | 13289249.4928
t2016 | 24987382.4549 | 13156179.7503 | 84 | 20034038.6359 | 13289249.4928
t2017 | 24431457.0841 | 13075275.6793 | 85 | 16763100.5443 | 13117662.8421
t2018 | 23875531.7134 | 13035039.6873 | 85 | 16763100.5443 | 13117662.8421
t2019 | 23348865.5726 | 13031566.2703 | 85 | 16763100.5443 | 13117662.8421
t2020 | 22207755.601 | 13065225.8073 | 85 | 16763100.5443 | 13117662.8421
t2021 | 21066645.6294 | 13215831.8113 | 85 | 16763100.5443 | 13117662.8421
t2022 | 19837757.9677 | 13339475.1983 | 85 | 16763100.5443 | 13117662.8421
t2023 | 18023685.7052 | 13339475.1983 | 85 | 16763100.5443 | 13117662.8421
t2024 | 15009985.011 | 13339475.1983 | 85 | 16763100.5443 | 13117662.8421
t2025 | 14951466.5509 | 13339475.1983 | 85 | 16763100.5443 | 13117662.8421
t2026 | 16034058.0624 | 13339475.1983 | 85 | 16763100.5443 | 13117662.8421
t2027 | 16560724.2031 | 13339475.1983 | 85 | 16763100.5443 | 13117662.8421
t2028 | 16765538.8134 | 13339475.1983 | 85 | 16763100.5443 | 13117662.8421
t2029 | 17204427.264 | 13339475.1983 | 85 | 16763100.5443 | 13117662.8421
t2030 | 17906648.785 | 13339475.1983 | 85 | 16763100.5443 | 13117662.8421
t2031 | 18667388.7661 | 13339475.1983 | 85 | 16763100.5443 | 13117662.8421
t2032 | 18930721.8365 | 13339475.1983 | 85 | 16763100.5443 | 13117662.8421
t2033 | 18462574.1558 | 13339475.1983 | 85 | 16763100.5443 | 13117662.8421
t2034 | 15127021.9311 | 13339475.1983 | 85 | 16763100.5443 | 13117662.8421
t2035 | 13195912.7484 | 13339475.1983 | 85 | 16763100.5443 | 13117662.8421
t2036 | 12464431.9974 | 13339475.1983 | 85 | 16763100.5443 | 13117662.8421
t2037 | 11001470.4954 | 13339475.1983 | 85 | 16763100.5443 | 13117662.8421
t2038 | 10152952.8242 | 13323279.9803 | 85 | 16763100.5443 | 13117662.8421
t2039 | 9333694.383 | 12370036.5938 | 85 | 16763100.5443 | 13117662.8421
t2040 | 7753695.9608 | 10276049.208 | 85 | 16763100.5443 | 13117662.8421
t2041 | 6056660.6185 | 8026951.6455 | 86 | 2812543.4877 | 3727491.4344
t2042 | 4505921.4263 | 5971741.8039 | 86 | 2812543.4877 | 3727491.4344
t2043 | 3277033.7646 | 4343084.9483 | 86 | 2812543.4877 | 3727491.4344
t2044 | 2048146.1029 | 2714428.0927 | 86 | 2812543.4877 | 3727491.4344
t2045 | 1199628.4317 | 1589879.3114 | 86 | 2812543.4877 | 3727491.4344
t2046 | 672962.2909 | 891883.5162 | 86 | 2812543.4877 | 3727491.4344
t2047 | 351110.7605 | 465330.5302 | 86 | 2812543.4877 | 3727491.4344
t2048 | 58518.4601 | 77555.0884 | 86 | 2812543.4877 | 3727491.4344
t2049 | 0 | 0 | 86 | 2812543.4877 | 3727491.4344
t2050 | 87777.6901 | 116332.6325 | 86 | 2812543.4877 | 3727491.4344
t2051 | 555925.3708 | 736773.3394 | 86 | 2812543.4877 | 3727491.4344
t2052 | 1697035.3424 | 2249097.5625 | 86 | 2812543.4877 | 3727491.4344
t2053 | 3628144.5251 | 4808415.4785 | 86 | 2812543.4877 | 3727491.4344
t2054 | 5968882.9283 | 7910619.013 | 86 | 2812543.4877 | 3727491.4344
t2055 | 7578140.5806 | 10043383.9429 | 86 | 2812543.4877 | 3727491.4344
t2056 | 7168511.36 | 9500498.3244 | 86 | 2812543.4877 | 3727491.4344
t2057 | 5617772.1679 | 7445288.4828 | 86 | 2812543.4877 | 3727491.4344
t2058 | 3101478.3843 | 4110419.6832 | 86 | 2812543.4877 | 3727491.4344
t2059 | 1638516.8823 | 2171542.4741 | 86 | 2812543.4877 | 3727491.4344
t2060 | 1258146.8918 | 1667434.3998 | 86 | 2812543.4877 | 3727491.4344
t2061 | 1287406.1218 | 1706211.944 | 86 | 2812543.4877 | 3727491.4344
t2062 | 1872590.7226 | 2481762.8276 | 86 | 2812543.4877 | 3727491.4344
t2063 | 3130737.6144 | 4149197.2274 | 86 | 2812543.4877 | 3727491.4344
t2064 | 4739995.2666 | 6281962.1574 | 86 | 2812543.4877 | 3727491.4344
t2065 | 5471476.0176 | 7251400.7619 | 87 | 15347685.291 | 11525580.102
t2066 | 5500735.2477 | 7290178.3061 | 87 | 15347685.291 | 11525580.102
t2067 | 5091106.0271 | 6747292.6875 | 87 | 15347685.291 | 11525580.102
t2068 | 4681476.8065 | 6204407.069 | 87 | 15347685.291 | 11525580.102
t2069 | 5091106.0271 | 6747292.6875 | 87 | 15347685.291 | 11525580.102
t2070 | 6349252.9189 | 8414727.0873 | 87 | 15347685.291 | 11525580.102
t2071 | 7578140.5806 | 10043383.9429 | 87 | 15347685.291 | 11525580.102
t2072 | 8046288.2612 | 10663824.6498 | 87 | 15347685.291 | 11525580.102
t2073 | 11732951.2464 | 13339475.1983 | 87 | 15347685.291 | 11525580.102
t2074 | 14834429.6307 | 13339475.1983 | 87 | 15347685.291 | 11525580.102
t2075 | 16560724.2031 | 13339475.1983 | 87 | 15347685.291 | 11525580.102
t2076 | 17584797.2546 | 13339475.1983 | 87 | 15347685.291 | 11525580.102
t2077 | 18374796.4657 | 13339475.1983 | 87 | 15347685.291 | 11525580.102
t2078 | 18989240.2965 | 13339475.1983 | 87 | 15347685.291 | 11525580.102
t2079 | 19691461.8175 | 13339475.1983 | 87 | 15347685.291 | 11525580.102
t2080 | 20949608.7093 | 13339475.1983 | 87 | 15347685.291 | 11525580.102
t2081 | 21388497.1599 | 13339475.1983 | 87 | 15347685.291 | 11525580.102
t2082 | 21447015.62 | 13339475.1983 | 87 | 15347685.291 | 11525580.102
t2083 | 22383310.9813 | 13339475.1983 | 87 | 15347685.291 | 11525580.102
t2084 | 23407384.0327 | 13339475.1983 | 87 | 15347685.291 | 11525580.102
t2085 | 23934050.1735 | 13339475.1983 | 87 | 15347685.291 | 11525580.102
t2086 | 23758494.7932 | 13339475.1983 | 87 | 15347685.291 | 11525580.102
t2087 | 23114791.7323 | 13306330.4913 | 87 | 15347685.291 | 11525580.102
t2088 | 22383310.9813 | 13192431.9873 | 87 | 15347685.291 | 11525580.102
t2089 | 21915163.3006 | 13194171.5043 | 88 | 17717682.9243 | 11996735.5979
t2090 | 21739607.9204 | 13228075.1683 | 88 | 17717682.9243 | 11996735.5979
t2091 | 21593311.7702 | 13284347.3723 | 88 | 17717682.9243 | 11996735.5979
t2092 | 21271460.2397 | 13339475.1983 | 88 | 17717682.9243 | 11996735.5979
t2093 | 21710348.6903 | 13339475.1983 | 88 | 17717682.9243 | 11996735.5979
t2094 | 22617384.8216 | 13339475.1983 | 88 | 17717682.9243 | 11996735.5979
t2095 | 23173310.1924 | 13339475.1983 | 88 | 17717682.9243 | 11996735.5979
t2096 | 22822199.4319 | 13339475.1983 | 88 | 17717682.9243 | 11996735.5979
t2097 | 23992568.6335 | 13339475.1983 | 88 | 17717682.9243 | 11996735.5979
t2098 | 25162937.8352 | 13339475.1983 | 88 | 17717682.9243 | 11996735.5979
t2099 | 25426270.9055 | 13339475.1983 | 88 | 17717682.9243 | 11996735.5979
t2100 | 25367752.4455 | 13339475.1983 | 88 | 17717682.9243 | 11996735.5979
t2101 | 24753308.6146 | 13339475.1983 | 88 | 17717682.9243 | 11996735.5979
t2102 | 23290347.1126 | 13339475.1983 | 88 | 17717682.9243 | 11996735.5979
t2103 | 21242201.0097 | 13339475.1983 | 88 | 17717682.9243 | 11996735.5979
t2104 | 18287018.7756 | 13339475.1983 | 88 | 17717682.9243 | 11996735.5979
t2105 | 14219985.7999 | 13339475.1983 | 88 | 17717682.9243 | 11996735.5979
t2106 | 10328508.2044 | 13339475.1983 | 88 | 17717682.9243 | 11996735.5979
t2107 | 8543695.1719 | 11323042.9009 | 88 | 17717682.9243 | 11996735.5979
t2108 | 7285548.2802 | 9655608.5011 | 88 | 17717682.9243 | 11996735.5979
t2109 | 6232215.9987 | 8259616.9106 | 88 | 17717682.9243 | 11996735.5979
t2110 | 5354439.0975 | 7096290.5852 | 88 | 17717682.9243 | 11996735.5979
t2111 | 4710736.0366 | 6243184.6132 | 88 | 17717682.9243 | 11996735.5979
t2112 | 4184069.8958 | 5545188.8179 | 88 | 17717682.9243 | 11996735.5979
t2113 | 3920736.8255 | 5196190.9203 | 89 | 2495568.4956 | 3307401.3725
t2114 | 4067032.9757 | 5390078.6412 | 89 | 2495568.4956 | 3307401.3725
t2115 | 4330366.0461 | 5739076.5388 | 89 | 2495568.4956 | 3307401.3725
t2116 | 3277033.7646 | 4343084.9483 | 89 | 2495568.4956 | 3307401.3725
t2117 | 1667776.1123 | 2210320.0183 | 89 | 2495568.4956 | 3307401.3725
t2118 | 643703.0609 | 853105.972 | 89 | 2495568.4956 | 3307401.3725
t2119 | 234073.8403 | 310220.3534 | 89 | 2495568.4956 | 3307401.3725
t2120 | 146296.1502 | 193887.7209 | 89 | 2495568.4956 | 3307401.3725
t2121 | 263333.0704 | 348997.8976 | 89 | 2495568.4956 | 3307401.3725
t2122 | 702221.521 | 930661.0603 | 89 | 2495568.4956 | 3307401.3725
t2123 | 1082591.5115 | 1434769.1347 | 89 | 2495568.4956 | 3307401.3725
t2124 | 1492220.7321 | 1977654.7532 | 89 | 2495568.4956 | 3307401.3725
t2125 | 1960368.4127 | 2598095.4601 | 89 | 2495568.4956 | 3307401.3725
t2126 | 2428516.0934 | 3218536.167 | 89 | 2495568.4956 | 3307401.3725
t2127 | 2779626.8539 | 3683866.6972 | 89 | 2495568.4956 | 3307401.3725
t2128 | 3247774.5345 | 4304307.4041 | 89 | 2495568.4956 | 3307401.3725
t2129 | 3657403.7551 | 4847193.0227 | 89 | 2495568.4956 | 3307401.3725
t2130 | 3130737.6144 | 4149197.2274 | 89 | 2495568.4956 | 3307401.3725
t2131 | 2282219.9432 | 3024648.4461 | 89 | 2495568.4956 | 3307401.3725
t2132 | 2135923.793 | 2830760.7252 | 89 | 2495568.4956 | 3307401.3725
t2133 | 2662589.9337 | 3528756.5205 | 89 | 2495568.4956 | 3307401.3725
t2134 | 3540366.8349 | 4692082.8459 | 89 | 2495568.4956 | 3307401.3725
t2135 | 4505921.4263 | 5971741.8039 | 89 | 2495568.4956 | 3307401.3725
t2136 | 5734809.088 | 7600398.6595 | 89 | 2495568.4956 | 3307401.3725
t2137 | 6846659.8296 | 9073945.3384 | 90 | 5365411.3087 | 7110832.1642
t2138 | 7109992.8999 | 9422943.236 | 90 | 5365411.3087 | 7110832.1642
t2139 | 6173697.5386 | 8182061.8222 | 90 | 5365411.3087 | 7110832.1642
t2140 | 4242588.3559 | 5622743.9063 | 90 | 5365411.3087 | 7110832.1642
t2141 | 2457775.3234 | 3257313.7112 | 90 | 5365411.3087 | 7110832.1642
t2142 | 1462961.502 | 1938877.2091 | 90 | 5365411.3087 | 7110832.1642
t2143 | 1111850.7416 | 1473546.6789 | 90 | 5365411.3087 | 7110832.1642
t2144 | 1082591.5115 | 1434769.1347 | 90 | 5365411.3087 | 7110832.1642
t2145 | 1404443.042 | 1861322.1207 | 90 | 5365411.3087 | 7110832.1642
t2146 | 2048146.1029 | 2714428.0927 | 90 | 5365411.3087 | 7110832.1642
t2147 | 2984441.4642 | 3955309.5065 | 90 | 5365411.3087 | 7110832.1642
t2148 | 3920736.8255 | 5196190.9203 | 90 | 5365411.3087 | 7110832.1642
t2149 | 5061846.7971 | 6708515.1434 | 90 | 5365411.3087 | 7110832.1642
t2150 | 6349252.9189 | 8414727.0873 | 90 | 5365411.3087 | 7110832.1642
t2151 | 7402585.2003 | 9810718.6779 | 90 | 5365411.3087 | 7110832.1642
t2152 | 8134065.9514 | 10780157.2824 | 90 | 5365411.3087 | 7110832.1642
t2153 | 8894805.9324 | 11788373.4311 | 90 | 5365411.3087 | 7110832.1642
t2154 | 7051474.4399 | 9345388.1477 | 90 | 5365411.3087 | 7110832.1642
t2155 | 6992955.9798 | 9267833.0593 | 90 | 5365411.3087 | 7110832.1642
t2156 | 7929251.3411 | 10508714.4731 | 90 | 5365411.3087 | 7110832.1642
t2157 | 7812214.4209 | 10353604.2964 | 90 | 5365411.3087 | 7110832.1642
t2158 | 7168511.36 | 9500498.3244 | 90 | 5365411.3087 | 7110832.1642
t2159 | 7285548.2802 | 9655608.5011 | 90 | 5365411.3087 | 7110832.1642
t2160 | 7841473.651 | 10392381.8406 | 90 | 5365411.3087 | 7110832.1642
t2161 | 8017029.0312 | 10625047.1057 | 91 | 11968244.2213 | 12140114.7658
t2162 | 8017029.0312 | 10625047.1057 | 91 | 11968244.2213 | 12140114.7658
t2163 | 8397399.0217 | 11129155.18 | 91 | 11968244.2213 | 12140114.7658
t2164 | 8924065.1625 | 11827150.9753 | 91 | 11968244.2213 | 12140114.7658
t2165 | 8602213.632 | 11400597.9893 | 91 | 11968244.2213 | 12140114.7658
t2166 | 8017029.0312 | 10625047.1057 | 91 | 11968244.2213 | 12140114.7658
t2167 | 7695177.5008 | 10198494.1197 | 91 | 11968244.2213 | 12140114.7658
t2168 | 6612585.9892 | 8763724.985 | 91 | 11968244.2213 | 12140114.7658
t2169 | 6290734.4588 | 8337171.999 | 91 | 11968244.2213 | 12140114.7658
t2170 | 9041102.0826 | 11982261.152 | 91 | 11968244.2213 | 12140114.7658
t2171 | 12230358.1571 | 13339475.1983 | 91 | 11968244.2213 | 12140114.7658
t2172 | 15507391.9217 | 13339475.1983 | 91 | 11968244.2213 | 12140114.7658
t2173 | 18257759.5455 | 13339475.1983 | 91 | 11968244.2213 | 12140114.7658
t2174 | 19867017.1978 | 13339475.1983 | 91 | 11968244.2213 | 12140114.7658
t2175 | 20978867.9393 | 13339475.1983 | 91 | 11968244.2213 | 12140114.7658
t2176 | 21476274.85 | 13339475.1983 | 91 | 11968244.2213 | 12140114.7658
t2177 | 19428128.7472 | 13339475.1983 | 91 | 11968244.2213 | 12140114.7658
t2178 | 14073689.6497 | 13339475.1983 | 91 | 11968244.2213 | 12140114.7658
t2179 | 12201098.9271 | 13339475.1983 | 91 | 11968244.2213 | 12140114.7658
t2180 | 11352581.2559 | 13339475.1983 | 91 | 11968244.2213 | 12140114.7658
t2181 | 10942952.0353 | 13339475.1983 | 91 | 11968244.2213 | 12140114.7658
t2182 | 10972211.2653 | 13187045.3973 | 91 | 11968244.2213 | 12140114.7658
t2183 | 10474804.3546 | 13023787.5303 | 91 | 11968244.2213 | 12140114.7658
t2184 | 9860360.5238 | 12903996.5523 | 91 | 11968244.2213 | 12140114.7658
t2185 | 9187398.2328 | 12176148.8729 | 92 | 5292263.2336 | 7013888.3038
t2186 | 8455917.4818 | 11206710.2684 | 92 | 5292263.2336 | 7013888.3038
t2187 | 6729622.9094 | 8918835.1617 | 92 | 5292263.2336 | 7013888.3038
t2188 | 5793327.5481 | 7677953.7479 | 92 | 5292263.2336 | 7013888.3038
t2189 | 5237402.1773 | 6941180.4084 | 92 | 5292263.2336 | 7013888.3038
t2190 | 4505921.4263 | 5971741.8039 | 92 | 5292263.2336 | 7013888.3038
t2191 | 3891477.5954 | 5157413.3761 | 92 | 5292263.2336 | 7013888.3038
t2192 | 3511107.6049 | 4653305.3017 | 92 | 5292263.2336 | 7013888.3038
t2193 | 3774440.6753 | 5002303.1994 | 92 | 5292263.2336 | 7013888.3038
t2194 | 4388884.5061 | 5816631.6272 | 92 | 5292263.2336 | 7013888.3038
t2195 | 5822586.7781 | 7716731.2921 | 92 | 5292263.2336 | 7013888.3038
t2196 | 7841473.651 | 10392381.8406 | 92 | 5292263.2336 | 7013888.3038
t2197 | 9275175.923 | 12292481.5055 | 92 | 5292263.2336 | 7013888.3038
t2198 | 9158139.0028 | 12137371.3287 | 92 | 5292263.2336 | 7013888.3038
t2199 | 8397399.0217 | 11129155.18 | 92 | 5292263.2336 | 7013888.3038
t2200 | 7958510.5711 | 10547492.0173 | 92 | 5292263.2336 | 7013888.3038
t2201 | 6992955.9798 | 9267833.0593 | 92 | 5292263.2336 | 7013888.3038
t2202 | 4505921.4263 | 5971741.8039 | 92 | 5292263.2336 | 7013888.3038
t2203 | 3013700.6942 | 3994087.0507 | 92 | 5292263.2336 | 7013888.3038
t2204 | 2223701.4831 | 2947093.3578 | 92 | 5292263.2336 | 7013888.3038
t2205 | 1521479.9621 | 2016432.2974 | 92 | 5292263.2336 | 7013888.3038
t2206 | 1521479.9621 | 2016432.2974 | 92 | 5292263.2336 | 7013888.3038
t2207 | 1609257.6522 | 2132764.93 | 92 | 5292263.2336 | 7013888.3038
t2208 | 1697035.3424 | 2249097.5625 | 92 | 5292263.2336 | 7013888.3038
t2209 | 2165183.023 | 2869538.2694 | 93 | 12948428.4277 | 11818100.2016
t2210 | 3335552.2247 | 4420640.0367 | 93 | 12948428.4277 | 11818100.2016
t2211 | 5003328.337 | 6630960.055 | 93 | 12948428.4277 | 11818100.2016
t2212 | 6729622.9094 | 8918835.1617 | 93 | 12948428.4277 | 11818100.2016
t2213 | 7929251.3411 | 10508714.4731 | 93 | 12948428.4277 | 11818100.2016
t2214 | 8719250.5522 | 11555708.166 | 93 | 12948428.4277 | 11818100.2016
t2215 | 9187398.2328 | 12176148.8729 | 93 | 12948428.4277 | 11818100.2016
t2216 | 10533322.8147 | 13339475.1983 | 93 | 12948428.4277 | 11818100.2016
t2217 | 11849988.1666 | 13339475.1983 | 93 | 12948428.4277 | 11818100.2016
t2218 | 12259617.3871 | 13339475.1983 | 93 | 12948428.4277 | 11818100.2016
t2219 | 12903320.448 | 13339475.1983 | 93 | 12948428.4277 | 11818100.2016
t2220 | 14073689.6497 | 13339475.1983 | 93 | 12948428.4277 | 11818100.2016
t2221 | 15887761.9122 | 13339475.1983 | 93 | 12948428.4277 | 11818100.2016
t2222 | 17292204.9542 | 13339475.1983 | 93 | 12948428.4277 | 11818100.2016
t2223 | 17760352.6348 | 13339475.1983 | 93 | 12948428.4277 | 11818100.2016
t2224 | 18696647.9961 | 13339475.1983 | 93 | 12948428.4277 | 11818100.2016
t2225 | 19077017.9867 | 13339475.1983 | 93 | 12948428.4277 | 11818100.2016
t2226 | 17555538.0245 | 13339475.1983 | 93 | 12948428.4277 | 11818100.2016
t2227 | 15829243.4521 | 13339475.1983 | 93 | 12948428.4277 | 11818100.2016
t2228 | 17204427.264 | 13339475.1983 | 93 | 12948428.4277 | 11818100.2016
t2229 | 17789611.8649 | 13339475.1983 | 93 | 12948428.4277 | 11818100.2016
t2230 | 17204427.264 | 13339475.1983 | 93 | 12948428.4277 | 11818100.2016
t2231 | 16209613.4427 | 13279680.3593 | 93 | 12948428.4277 | 11818100.2016
t2232 | 15565910.3818 | 13182051.4693 | 93 | 12948428.4277 | 11818100.2016
t2233 | 15507391.9217 | 13173605.7953 | 94 | 11487905.1948 | 12373563.0993
t2234 | 15653688.0719 | 13187612.5283 | 94 | 11487905.1948 | 12373563.0993
t2235 | 14892948.0908 | 13276512.8733 | 94 | 11487905.1948 | 12373563.0993
t2236 | 12201098.9271 | 13339475.1983 | 94 | 11487905.1948 | 12373563.0993
t2237 | 9333694.383 | 12370036.5938 | 94 | 11487905.1948 | 12373563.0993
t2238 | 8543695.1719 | 11323042.9009 | 94 | 11487905.1948 | 12373563.0993
t2239 | 7373325.9703 | 9771941.1337 | 94 | 11487905.1948 | 12373563.0993
t2240 | 5588512.9378 | 7406510.9386 | 94 | 11487905.1948 | 12373563.0993
t2241 | 6963696.7497 | 9229055.5151 | 94 | 11487905.1948 | 12373563.0993
t2242 | 9187398.2328 | 12176148.8729 | 94 | 11487905.1948 | 12373563.0993
t2243 | 10533322.8147 | 13339475.1983 | 94 | 11487905.1948 | 12373563.0993
t2244 | 11937765.8567 | 13339475.1983 | 94 | 11487905.1948 | 12373563.0993
t2245 | 13927393.4995 | 13339475.1983 | 94 | 11487905.1948 | 12373563.0993
t2246 | 14951466.5509 | 13339475.1983 | 94 | 11487905.1948 | 12373563.0993
t2247 | 15507391.9217 | 13339475.1983 | 94 | 11487905.1948 | 12373563.0993
t2248 | 16443687.283 | 13339475.1983 | 94 | 11487905.1948 | 12373563.0993
t2249 | 15858502.6822 | 13339475.1983 | 94 | 11487905.1948 | 12373563.0993
t2250 | 13781097.3493 | 13339475.1983 | 94 | 11487905.1948 | 12373563.0993
t2251 | 10650359.7349 | 13339475.1983 | 94 | 11487905.1948 | 12373563.0993
t2252 | 10416285.8946 | 13339475.1983 | 94 | 11487905.1948 | 12373563.0993
t2253 | 9918878.9839 | 13145587.4774 | 94 | 11487905.1948 | 12373563.0993
t2254 | 9333694.383 | 12370036.5938 | 94 | 11487905.1948 | 12373563.0993
t2255 | 8924065.1625 | 11827150.9753 | 94 | 11487905.1948 | 12373563.0993
t2256 | 8280362.1016 | 10974045.0033 | 94 | 11487905.1948 | 12373563.0993
t2257 | 7987769.8012 | 10586269.5615 | 95 | 4215767.3951 | 5587197.8241
t2258 | 8134065.9514 | 10780157.2824 | 95 | 4215767.3951 | 5587197.8241
t2259 | 7519622.1205 | 9965828.8546 | 95 | 4215767.3951 | 5587197.8241
t2260 | 6583326.7592 | 8724947.4408 | 95 | 4215767.3951 | 5587197.8241
t2261 | 5968882.9283 | 7910619.013 | 95 | 4215767.3951 | 5587197.8241
t2262 | 5208142.9473 | 6902402.8643 | 95 | 4215767.3951 | 5587197.8241
t2263 | 4242588.3559 | 5622743.9063 | 95 | 4215767.3951 | 5587197.8241
t2264 | 3569626.065 | 4730860.3901 | 95 | 4215767.3951 | 5587197.8241
t2265 | 3598885.295 | 4769637.9343 | 95 | 4215767.3951 | 5587197.8241
t2266 | 3832959.1354 | 5079858.2877 | 95 | 4215767.3951 | 5587197.8241
t2267 | 3979255.2856 | 5273746.0086 | 95 | 4215767.3951 | 5587197.8241
t2268 | 3920736.8255 | 5196190.9203 | 95 | 4215767.3951 | 5587197.8241
t2269 | 3481848.3749 | 4614527.7576 | 95 | 4215767.3951 | 5587197.8241
t2270 | 2867404.544 | 3800199.3298 | 95 | 4215767.3951 | 5587197.8241
t2271 | 2457775.3234 | 3257313.7112 | 95 | 4215767.3951 | 5587197.8241
t2272 | 2896663.774 | 3838976.8739 | 95 | 4215767.3951 | 5587197.8241
t2273 | 3598885.295 | 4769637.9343 | 95 | 4215767.3951 | 5587197.8241
t2274 | 3511107.6049 | 4653305.3017 | 95 | 4215767.3951 | 5587197.8241
t2275 | 3686662.9852 | 4885970.5668 | 95 | 4215767.3951 | 5587197.8241
t2276 | 4096292.2057 | 5428856.1854 | 95 | 4215767.3951 | 5587197.8241
t2277 | 3862218.3654 | 5118635.8319 | 95 | 4215767.3951 | 5587197.8241
t2278 | 2925923.0041 | 3877754.4181 | 95 | 4215767.3951 | 5587197.8241
t2279 | 2018886.8728 | 2675650.5485 | 95 | 4215767.3951 | 5587197.8241
t2280 | 1228887.6617 | 1628656.8556 | 95 | 4215767.3951 | 5587197.8241
t2281 | 585184.6008 | 775550.8836 | 96 | 342576.8184 | 454020.4131
t2282 | 234073.8403 | 310220.3534 | 96 | 342576.8184 | 454020.4131
t2283 | 87777.6901 | 116332.6325 | 96 | 342576.8184 | 454020.4131
t2284 | 87777.6901 | 116332.6325 | 96 | 342576.8184 | 454020.4131
t2285 | 175555.3802 | 232665.2651 | 96 | 342576.8184 | 454020.4131
t2286 | 204814.6103 | 271442.8093 | 96 | 342576.8184 | 454020.4131
t2287 | 146296.1502 | 193887.7209 | 96 | 342576.8184 | 454020.4131
t2288 | 29259.23 | 38777.5442 | 96 | 342576.8184 | 454020.4131
t2289 | 0 | 0 | 96 | 342576.8184 | 454020.4131
t2290 | 0 | 0 | 96 | 342576.8184 | 454020.4131
t2291 | 0 | 0 | 96 | 342576.8184 | 454020.4131
t2292 | 0 | 0 | 96 | 342576.8184 | 454020.4131
t2293 | 117036.9202 | 155110.1767 | 96 | 342576.8184 | 454020.4131
t2294 | 263333.0704 | 348997.8976 | 96 | 342576.8184 | 454020.4131
t2295 | 380369.9905 | 504108.0744 | 96 | 342576.8184 | 454020.4131
t2296 | 351110.7605 | 465330.5302 | 96 | 342576.8184 | 454020.4131
t2297 | 351110.7605 | 465330.5302 | 96 | 342576.8184 | 454020.4131
t2298 | 526666.1407 | 697995.7953 | 96 | 342576.8184 | 454020.4131
t2299 | 936295.3613 | 1240881.4138 | 96 | 342576.8184 | 454020.4131
t2300 | 1141109.9716 | 1512324.2231 | 96 | 342576.8184 | 454020.4131
t2301 | 994813.8214 | 1318436.5022 | 96 | 342576.8184 | 454020.4131
t2302 | 760739.9811 | 1008216.1487 | 96 | 342576.8184 | 454020.4131
t2303 | 526666.1407 | 697995.7953 | 96 | 342576.8184 | 454020.4131
t2304 | 321851.5304 | 426552.986 | 96 | 342576.8184 | 454020.4131
t2305 | 175555.3802 | 232665.2651 | 97 | 1403223.9074 | 1859706.3897
t2306 | 87777.6901 | 116332.6325 | 97 | 1403223.9074 | 1859706.3897
t2307 | 29259.23 | 38777.5442 | 97 | 1403223.9074 | 1859706.3897
t2308 | 0 | 0 | 97 | 1403223.9074 | 1859706.3897
t2309 | 0 | 0 | 97 | 1403223.9074 | 1859706.3897
t2310 | 0 | 0 | 97 | 1403223.9074 | 1859706.3897
t2311 | 29259.23 | 38777.5442 | 97 | 1403223.9074 | 1859706.3897
t2312 | 175555.3802 | 232665.2651 | 97 | 1403223.9074 | 1859706.3897
t2313 | 117036.9202 | 155110.1767 | 97 | 1403223.9074 | 1859706.3897
t2314 | 555925.3708 | 736773.3394 | 97 | 1403223.9074 | 1859706.3897
t2315 | 936295.3613 | 1240881.4138 | 97 | 1403223.9074 | 1859706.3897
t2316 | 1228887.6617 | 1628656.8556 | 97 | 1403223.9074 | 1859706.3897
t2317 | 1579998.4222 | 2093987.3858 | 97 | 1403223.9074 | 1859706.3897
t2318 | 2077405.3329 | 2753205.6369 | 97 | 1403223.9074 | 1859706.3897
t2319 | 2574812.2436 | 3412423.8879 | 97 | 1403223.9074 | 1859706.3897
t2320 | 3130737.6144 | 4149197.2274 | 97 | 1403223.9074 | 1859706.3897
t2321 | 3364811.4547 | 4459417.5808 | 97 | 1403223.9074 | 1859706.3897
t2322 | 3013700.6942 | 3994087.0507 | 97 | 1403223.9074 | 1859706.3897
t2323 | 3130737.6144 | 4149197.2274 | 97 | 1403223.9074 | 1859706.3897
t2324 | 3130737.6144 | 4149197.2274 | 97 | 1403223.9074 | 1859706.3897
t2325 | 2721108.3938 | 3606311.6089 | 97 | 1403223.9074 | 1859706.3897
t2326 | 2340738.4033 | 3102203.5345 | 97 | 1403223.9074 | 1859706.3897
t2327 | 1901849.9527 | 2520540.3718 | 97 | 1403223.9074 | 1859706.3897
t2328 | 1375183.8119 | 1822544.5765 | 97 | 1403223.9074 | 1859706.3897
t2329 | 877776.9012 | 1163326.3254 | 98 | 336481.1455 | 445941.7581
t2330 | 468147.6807 | 620440.7069 | 98 | 336481.1455 | 445941.7581
t2331 | 204814.6103 | 271442.8093 | 98 | 336481.1455 | 445941.7581
t2332 | 29259.23 | 38777.5442 | 98 | 336481.1455 | 445941.7581
t2333 | 0 | 0 | 98 | 336481.1455 | 445941.7581
t2334 | 0 | 0 | 98 | 336481.1455 | 445941.7581
t2335 | 29259.23 | 38777.5442 | 98 | 336481.1455 | 445941.7581
t2336 | 29259.23 | 38777.5442 | 98 | 336481.1455 | 445941.7581
t2337 | 29259.23 | 38777.5442 | 98 | 336481.1455 | 445941.7581
t2338 | 87777.6901 | 116332.6325 | 98 | 336481.1455 | 445941.7581
t2339 | 117036.9202 | 155110.1767 | 98 | 336481.1455 | 445941.7581
t2340 | 117036.9202 | 155110.1767 | 98 | 336481.1455 | 445941.7581
t2341 | 146296.1502 | 193887.7209 | 98 | 336481.1455 | 445941.7581
t2342 | 175555.3802 | 232665.2651 | 98 | 336481.1455 | 445941.7581
t2343 | 234073.8403 | 310220.3534 | 98 | 336481.1455 | 445941.7581
t2344 | 380369.9905 | 504108.0744 | 98 | 336481.1455 | 445941.7581
t2345 | 585184.6008 | 775550.8836 | 98 | 336481.1455 | 445941.7581
t2346 | 907036.1313 | 1202103.8696 | 98 | 336481.1455 | 445941.7581
t2347 | 1228887.6617 | 1628656.8556 | 98 | 336481.1455 | 445941.7581
t2348 | 1141109.9716 | 1512324.2231 | 98 | 336481.1455 | 445941.7581
t2349 | 789999.2111 | 1046993.6929 | 98 | 336481.1455 | 445941.7581
t2350 | 292592.3004 | 387775.4418 | 98 | 336481.1455 | 445941.7581
t2351 | 117036.9202 | 155110.1767 | 98 | 336481.1455 | 445941.7581
t2352 | 87777.6901 | 116332.6325 | 98 | 336481.1455 | 445941.7581
t2353 | 175555.3802 | 232665.2651 | 99 | 833888.0562 | 1105160.0092
t2354 | 380369.9905 | 504108.0744 | 99 | 833888.0562 | 1105160.0092
t2355 | 702221.521 | 930661.0603 | 99 | 833888.0562 | 1105160.0092
t2356 | 1170369.2016 | 1551101.7672 | 99 | 833888.0562 | 1105160.0092
t2357 | 1784813.0325 | 2365430.1951 | 99 | 833888.0562 | 1105160.0092
t2358 | 2428516.0934 | 3218536.167 | 99 | 833888.0562 | 1105160.0092
t2359 | 2925923.0041 | 3877754.4181 | 99 | 833888.0562 | 1105160.0092
t2360 | 2135923.793 | 2830760.7252 | 99 | 833888.0562 | 1105160.0092
t2361 | 1053332.2815 | 1395991.5905 | 99 | 833888.0562 | 1105160.0092
t2362 | 1053332.2815 | 1395991.5905 | 99 | 833888.0562 | 1105160.0092
t2363 | 848517.6712 | 1124548.7813 | 99 | 833888.0562 | 1105160.0092
t2364 | 555925.3708 | 736773.3394 | 99 | 833888.0562 | 1105160.0092
t2365 | 351110.7605 | 465330.5302 | 99 | 833888.0562 | 1105160.0092
t2366 | 234073.8403 | 310220.3534 | 99 | 833888.0562 | 1105160.0092
t2367 | 117036.9202 | 155110.1767 | 99 | 833888.0562 | 1105160.0092
t2368 | 117036.9202 | 155110.1767 | 99 | 833888.0562 | 1105160.0092
t2369 | 146296.1502 | 193887.7209 | 99 | 833888.0562 | 1105160.0092
t2370 | 292592.3004 | 387775.4418 | 99 | 833888.0562 | 1105160.0092
t2371 | 555925.3708 | 736773.3394 | 99 | 833888.0562 | 1105160.0092
t2372 | 731480.751 | 969438.6045 | 99 | 833888.0562 | 1105160.0092
t2373 | 760739.9811 | 1008216.1487 | 99 | 833888.0562 | 1105160.0092
t2374 | 672962.2909 | 891883.5162 | 99 | 833888.0562 | 1105160.0092
t2375 | 526666.1407 | 697995.7953 | 99 | 833888.0562 | 1105160.0092
t2376 | 292592.3004 | 387775.4418 | 99 | 833888.0562 | 1105160.0092
t2377 | 87777.6901 | 116332.6325 | 100 | 2156649.0809 | 2858228.1524
t2378 | 0 | 0 | 100 | 2156649.0809 | 2858228.1524
t2379 | 0 | 0 | 100 | 2156649.0809 | 2858228.1524
t2380 | 0 | 0 | 100 | 2156649.0809 | 2858228.1524
t2381 | 0 | 0 | 100 | 2156649.0809 | 2858228.1524
t2382 | 204814.6103 | 271442.8093 | 100 | 2156649.0809 | 2858228.1524
t2383 | 731480.751 | 969438.6045 | 100 | 2156649.0809 | 2858228.1524
t2384 | 789999.2111 | 1046993.6929 | 100 | 2156649.0809 | 2858228.1524
t2385 | 438888.4506 | 581663.1627 | 100 | 2156649.0809 | 2858228.1524
t2386 | 1053332.2815 | 1395991.5905 | 100 | 2156649.0809 | 2858228.1524
t2387 | 1521479.9621 | 2016432.2974 | 100 | 2156649.0809 | 2858228.1524
t2388 | 1960368.4127 | 2598095.4601 | 100 | 2156649.0809 | 2858228.1524
t2389 | 2545553.0136 | 3373646.3438 | 100 | 2156649.0809 | 2858228.1524
t2390 | 3364811.4547 | 4459417.5808 | 100 | 2156649.0809 | 2858228.1524
t2391 | 4681476.8065 | 6204407.069 | 100 | 2156649.0809 | 2858228.1524
t2392 | 5617772.1679 | 7445288.4828 | 100 | 2156649.0809 | 2858228.1524
t2393 | 5676290.6279 | 7522843.5712 | 100 | 2156649.0809 | 2858228.1524
t2394 | 4330366.0461 | 5739076.5388 | 100 | 2156649.0809 | 2858228.1524
t2395 | 3628144.5251 | 4808415.4785 | 100 | 2156649.0809 | 2858228.1524
t2396 | 2955182.2341 | 3916531.9623 | 100 | 2156649.0809 | 2858228.1524
t2397 | 2925923.0041 | 3877754.4181 | 100 | 2156649.0809 | 2858228.1524
t2398 | 3130737.6144 | 4149197.2274 | 100 | 2156649.0809 | 2858228.1524
t2399 | 3130737.6144 | 4149197.2274 | 100 | 2156649.0809 | 2858228.1524
t2400 | 2984441.4642 | 3955309.5065 | 100 | 2156649.0809 | 2858228.1524
t2401 | 3335552.2247 | 4420640.0367 | 101 | 8195022.6806 | 8603767.6152
t2402 | 4447402.9662 | 5894186.7155 | 101 | 8195022.6806 | 8603767.6152
t2403 | 6056660.6185 | 8026951.6455 | 101 | 8195022.6806 | 8603767.6152
t2404 | 6700363.6794 | 8880057.6175 | 101 | 8195022.6806 | 8603767.6152
t2405 | 6641845.2193 | 8802502.5291 | 101 | 8195022.6806 | 8603767.6152
t2406 | 6671104.4493 | 8841280.0733 | 101 | 8195022.6806 | 8603767.6152
t2407 | 6232215.9987 | 8259616.9106 | 101 | 8195022.6806 | 8603767.6152
t2408 | 4388884.5061 | 5816631.6272 | 101 | 8195022.6806 | 8603767.6152
t2409 | 4184069.8958 | 5545188.8179 | 101 | 8195022.6806 | 8603767.6152
t2410 | 7402585.2003 | 9810718.6779 | 101 | 8195022.6806 | 8603767.6152
t2411 | 10504063.5847 | 13339475.1983 | 101 | 8195022.6806 | 8603767.6152
t2412 | 13517764.2789 | 13339475.1983 | 101 | 8195022.6806 | 8603767.6152
t2413 | 16121835.7525 | 13339475.1983 | 101 | 8195022.6806 | 8603767.6152
t2414 | 17672574.9447 | 13339475.1983 | 101 | 8195022.6806 | 8603767.6152
t2415 | 18257759.5455 | 13339475.1983 | 101 | 8195022.6806 | 8603767.6152
t2416 | 17731093.4048 | 13339475.1983 | 101 | 8195022.6806 | 8603767.6152
t2417 | 16092576.5225 | 13339475.1983 | 101 | 8195022.6806 | 8603767.6152
t2418 | 11498877.4061 | 13339475.1983 | 101 | 8195022.6806 | 8603767.6152
t2419 | 7724436.7308 | 10237271.6638 | 101 | 8195022.6806 | 8603767.6152
t2420 | 5588512.9378 | 7406510.9386 | 101 | 8195022.6806 | 8603767.6152
t2421 | 3423329.9148 | 4536972.6692 | 101 | 8195022.6806 | 8603767.6152
t2422 | 1726294.5724 | 2287875.1067 | 101 | 8195022.6806 | 8603767.6152
t2423 | 643703.0609 | 853105.972 | 101 | 8195022.6806 | 8603767.6152
t2424 | 117036.9202 | 155110.1767 | 101 | 8195022.6806 | 8603767.6152
t2425 | 0 | 0 | 102 | 1241079.0076 | 1644814.1657
t2426 | 0 | 0 | 102 | 1241079.0076 | 1644814.1657
t2427 | 0 | 0 | 102 | 1241079.0076 | 1644814.1657
t2428 | 0 | 0 | 102 | 1241079.0076 | 1644814.1657
t2429 | 0 | 0 | 102 | 1241079.0076 | 1644814.1657
t2430 | 0 | 0 | 102 | 1241079.0076 | 1644814.1657
t2431 | 29259.23 | 38777.5442 | 102 | 1241079.0076 | 1644814.1657
t2432 | 29259.23 | 38777.5442 | 102 | 1241079.0076 | 1644814.1657
t2433 | 29259.23 | 38777.5442 | 102 | 1241079.0076 | 1644814.1657
t2434 | 29259.23 | 38777.5442 | 102 | 1241079.0076 | 1644814.1657
t2435 | 117036.9202 | 155110.1767 | 102 | 1241079.0076 | 1644814.1657
t2436 | 234073.8403 | 310220.3534 | 102 | 1241079.0076 | 1644814.1657
t2437 | 468147.6807 | 620440.7069 | 102 | 1241079.0076 | 1644814.1657
t2438 | 936295.3613 | 1240881.4138 | 102 | 1241079.0076 | 1644814.1657
t2439 | 1404443.042 | 1861322.1207 | 102 | 1241079.0076 | 1644814.1657
t2440 | 1960368.4127 | 2598095.4601 | 102 | 1241079.0076 | 1644814.1657
t2441 | 2428516.0934 | 3218536.167 | 102 | 1241079.0076 | 1644814.1657
t2442 | 2165183.023 | 2869538.2694 | 102 | 1241079.0076 | 1644814.1657
t2443 | 2194442.2531 | 2908315.8136 | 102 | 1241079.0076 | 1644814.1657
t2444 | 2252960.7131 | 2985870.902 | 102 | 1241079.0076 | 1644814.1657
t2445 | 3130737.6144 | 4149197.2274 | 102 | 1241079.0076 | 1644814.1657
t2446 | 3949996.0555 | 5234968.4645 | 102 | 1241079.0076 | 1644814.1657
t2447 | 4184069.8958 | 5545188.8179 | 102 | 1241079.0076 | 1644814.1657
t2448 | 4242588.3559 | 5622743.9063 | 102 | 1241079.0076 | 1644814.1657
t2449 | 3920736.8255 | 5196190.9203 | 103 | 1392251.6961 | 1845164.8106
t2450 | 3218515.3045 | 4265529.8599 | 103 | 1392251.6961 | 1845164.8106
t2451 | 2457775.3234 | 3257313.7112 | 103 | 1392251.6961 | 1845164.8106
t2452 | 2077405.3329 | 2753205.6369 | 103 | 1392251.6961 | 1845164.8106
t2453 | 2077405.3329 | 2753205.6369 | 103 | 1392251.6961 | 1845164.8106
t2454 | 2311479.1732 | 3063425.9903 | 103 | 1392251.6961 | 1845164.8106
t2455 | 2545553.0136 | 3373646.3438 | 103 | 1392251.6961 | 1845164.8106
t2456 | 1462961.502 | 1938877.2091 | 103 | 1392251.6961 | 1845164.8106
t2457 | 1433702.272 | 1900099.6649 | 103 | 1392251.6961 | 1845164.8106
t2458 | 1024073.0514 | 1357214.0463 | 103 | 1392251.6961 | 1845164.8106
t2459 | 468147.6807 | 620440.7069 | 103 | 1392251.6961 | 1845164.8106
t2460 | 146296.1502 | 193887.7209 | 103 | 1392251.6961 | 1845164.8106
t2461 | 58518.4601 | 77555.0884 | 103 | 1392251.6961 | 1845164.8106
t2462 | 0 | 0 | 103 | 1392251.6961 | 1845164.8106
t2463 | 0 | 0 | 103 | 1392251.6961 | 1845164.8106
t2464 | 0 | 0 | 103 | 1392251.6961 | 1845164.8106
t2465 | 0 | 0 | 103 | 1392251.6961 | 1845164.8106
t2466 | 0 | 0 | 103 | 1392251.6961 | 1845164.8106
t2467 | 58518.4601 | 77555.0884 | 103 | 1392251.6961 | 1845164.8106
t2468 | 321851.5304 | 426552.986 | 103 | 1392251.6961 | 1845164.8106
t2469 | 1199628.4317 | 1589879.3114 | 103 | 1392251.6961 | 1845164.8106
t2470 | 2165183.023 | 2869538.2694 | 103 | 1392251.6961 | 1845164.8106
t2471 | 2896663.774 | 3838976.8739 | 103 | 1392251.6961 | 1845164.8106
t2472 | 3569626.065 | 4730860.3901 | 103 | 1392251.6961 | 1845164.8106
t2473 | 4008514.5156 | 5312523.5528 | 104 | 3636678.4672 | 4819725.5955
t2474 | 3803699.9053 | 5041080.7436 | 104 | 3636678.4672 | 4819725.5955
t2475 | 3159996.8444 | 4187974.7716 | 104 | 3636678.4672 | 4819725.5955
t2476 | 2721108.3938 | 3606311.6089 | 104 | 3636678.4672 | 4819725.5955
t2477 | 2574812.2436 | 3412423.8879 | 104 | 3636678.4672 | 4819725.5955
t2478 | 2516293.7835 | 3334868.7996 | 104 | 3636678.4672 | 4819725.5955
t2479 | 2516293.7835 | 3334868.7996 | 104 | 3636678.4672 | 4819725.5955
t2480 | 1609257.6522 | 2132764.93 | 104 | 3636678.4672 | 4819725.5955
t2481 | 1960368.4127 | 2598095.4601 | 104 | 3636678.4672 | 4819725.5955
t2482 | 3774440.6753 | 5002303.1994 | 104 | 3636678.4672 | 4819725.5955
t2483 | 5032587.567 | 6669737.5992 | 104 | 3636678.4672 | 4819725.5955
t2484 | 5822586.7781 | 7716731.2921 | 104 | 3636678.4672 | 4819725.5955
t2485 | 6232215.9987 | 8259616.9106 | 104 | 3636678.4672 | 4819725.5955
t2486 | 5998142.1584 | 7949396.5572 | 104 | 3636678.4672 | 4819725.5955
t2487 | 5091106.0271 | 6747292.6875 | 104 | 3636678.4672 | 4819725.5955
t2488 | 4271847.586 | 5661521.4505 | 104 | 3636678.4672 | 4819725.5955
t2489 | 3569626.065 | 4730860.3901 | 104 | 3636678.4672 | 4819725.5955
t2490 | 2955182.2341 | 3916531.9623 | 104 | 3636678.4672 | 4819725.5955
t2491 | 3013700.6942 | 3994087.0507 | 104 | 3636678.4672 | 4819725.5955
t2492 | 3511107.6049 | 4653305.3017 | 104 | 3636678.4672 | 4819725.5955
t2493 | 3540366.8349 | 4692082.8459 | 104 | 3636678.4672 | 4819725.5955
t2494 | 3657403.7551 | 4847193.0227 | 104 | 3636678.4672 | 4819725.5955
t2495 | 3364811.4547 | 4459417.5808 | 104 | 3636678.4672 | 4819725.5955
t2496 | 2574812.2436 | 3412423.8879 | 104 | 3636678.4672 | 4819725.5955
t2497 | 1755553.8025 | 2326652.6509 | 105 | 1698254.477 | 2250713.2935
t2498 | 1258146.8918 | 1667434.3998 | 105 | 1698254.477 | 2250713.2935
t2499 | 1024073.0514 | 1357214.0463 | 105 | 1698254.477 | 2250713.2935
t2500 | 614443.8309 | 814328.4278 | 105 | 1698254.477 | 2250713.2935
t2501 | 234073.8403 | 310220.3534 | 105 | 1698254.477 | 2250713.2935
t2502 | 58518.4601 | 77555.0884 | 105 | 1698254.477 | 2250713.2935
t2503 | 29259.23 | 38777.5442 | 105 | 1698254.477 | 2250713.2935
t2504 | 0 | 0 | 105 | 1698254.477 | 2250713.2935
t2505 | 0 | 0 | 105 | 1698254.477 | 2250713.2935
t2506 | 0 | 0 | 105 | 1698254.477 | 2250713.2935
t2507 | 0 | 0 | 105 | 1698254.477 | 2250713.2935
t2508 | 0 | 0 | 105 | 1698254.477 | 2250713.2935
t2509 | 29259.23 | 38777.5442 | 105 | 1698254.477 | 2250713.2935
t2510 | 234073.8403 | 310220.3534 | 105 | 1698254.477 | 2250713.2935
t2511 | 614443.8309 | 814328.4278 | 105 | 1698254.477 | 2250713.2935
t2512 | 1258146.8918 | 1667434.3998 | 105 | 1698254.477 | 2250713.2935
t2513 | 1931109.1827 | 2559317.916 | 105 | 1698254.477 | 2250713.2935
t2514 | 2896663.774 | 3838976.8739 | 105 | 1698254.477 | 2250713.2935
t2515 | 4330366.0461 | 5739076.5388 | 105 | 1698254.477 | 2250713.2935
t2516 | 5617772.1679 | 7445288.4828 | 105 | 1698254.477 | 2250713.2935
t2517 | 5851846.0082 | 7755508.8362 | 105 | 1698254.477 | 2250713.2935
t2518 | 5178883.7172 | 6863625.3201 | 105 | 1698254.477 | 2250713.2935
t2519 | 4330366.0461 | 5739076.5388 | 105 | 1698254.477 | 2250713.2935
t2520 | 3511107.6049 | 4653305.3017 | 105 | 1698254.477 | 2250713.2935
t2521 | 2838145.314 | 3761421.7856 | 106 | 696125.8481 | 922582.4053
t2522 | 2223701.4831 | 2947093.3578 | 106 | 696125.8481 | 922582.4053
t2523 | 1726294.5724 | 2287875.1067 | 106 | 696125.8481 | 922582.4053
t2524 | 1345924.5819 | 1783767.0323 | 106 | 696125.8481 | 922582.4053
t2525 | 877776.9012 | 1163326.3254 | 106 | 696125.8481 | 922582.4053
t2526 | 438888.4506 | 581663.1627 | 106 | 696125.8481 | 922582.4053
t2527 | 146296.1502 | 193887.7209 | 106 | 696125.8481 | 922582.4053
t2528 | 29259.23 | 38777.5442 | 106 | 696125.8481 | 922582.4053
t2529 | 0 | 0 | 106 | 696125.8481 | 922582.4053
t2530 | 0 | 0 | 106 | 696125.8481 | 922582.4053
t2531 | 0 | 0 | 106 | 696125.8481 | 922582.4053
t2532 | 0 | 0 | 106 | 696125.8481 | 922582.4053
t2533 | 0 | 0 | 106 | 696125.8481 | 922582.4053
t2534 | 0 | 0 | 106 | 696125.8481 | 922582.4053
t2535 | 58518.4601 | 77555.0884 | 106 | 696125.8481 | 922582.4053
t2536 | 117036.9202 | 155110.1767 | 106 | 696125.8481 | 922582.4053
t2537 | 204814.6103 | 271442.8093 | 106 | 696125.8481 | 922582.4053
t2538 | 380369.9905 | 504108.0744 | 106 | 696125.8481 | 922582.4053
t2539 | 848517.6712 | 1124548.7813 | 106 | 696125.8481 | 922582.4053
t2540 | 1228887.6617 | 1628656.8556 | 106 | 696125.8481 | 922582.4053
t2541 | 1258146.8918 | 1667434.3998 | 106 | 696125.8481 | 922582.4053
t2542 | 1111850.7416 | 1473546.6789 | 106 | 696125.8481 | 922582.4053
t2543 | 994813.8214 | 1318436.5022 | 106 | 696125.8481 | 922582.4053
t2544 | 877776.9012 | 1163326.3254 | 106 | 696125.8481 | 922582.4053
t2545 | 789999.2111 | 1046993.6929 | 107 | 1245955.5459 | 1651277.0897
t2546 | 702221.521 | 930661.0603 | 107 | 1245955.5459 | 1651277.0897
t2547 | 672962.2909 | 891883.5162 | 107 | 1245955.5459 | 1651277.0897
t2548 | 731480.751 | 969438.6045 | 107 | 1245955.5459 | 1651277.0897
t2549 | 819258.4411 | 1085771.2371 | 107 | 1245955.5459 | 1651277.0897
t2550 | 877776.9012 | 1163326.3254 | 107 | 1245955.5459 | 1651277.0897
t2551 | 877776.9012 | 1163326.3254 | 107 | 1245955.5459 | 1651277.0897
t2552 | 409629.2206 | 542885.6185 | 107 | 1245955.5459 | 1651277.0897
t2553 | 146296.1502 | 193887.7209 | 107 | 1245955.5459 | 1651277.0897
t2554 | 29259.23 | 38777.5442 | 107 | 1245955.5459 | 1651277.0897
t2555 | 0 | 0 | 107 | 1245955.5459 | 1651277.0897
t2556 | 0 | 0 | 107 | 1245955.5459 | 1651277.0897
t2557 | 117036.9202 | 155110.1767 | 107 | 1245955.5459 | 1651277.0897
t2558 | 497406.9107 | 659218.2511 | 107 | 1245955.5459 | 1651277.0897
t2559 | 1111850.7416 | 1473546.6789 | 107 | 1245955.5459 | 1651277.0897
t2560 | 1960368.4127 | 2598095.4601 | 107 | 1245955.5459 | 1651277.0897
t2561 | 2838145.314 | 3761421.7856 | 107 | 1245955.5459 | 1651277.0897
t2562 | 3013700.6942 | 3994087.0507 | 107 | 1245955.5459 | 1651277.0897
t2563 | 2750367.6238 | 3645089.153 | 107 | 1245955.5459 | 1651277.0897
t2564 | 2574812.2436 | 3412423.8879 | 107 | 1245955.5459 | 1651277.0897
t2565 | 2165183.023 | 2869538.2694 | 107 | 1245955.5459 | 1651277.0897
t2566 | 1989627.6428 | 2636873.0043 | 107 | 1245955.5459 | 1651277.0897
t2567 | 2165183.023 | 2869538.2694 | 107 | 1245955.5459 | 1651277.0897
t2568 | 2662589.9337 | 3528756.5205 | 107 | 1245955.5459 | 1651277.0897
t2569 | 3072219.1543 | 4071642.139 | 108 | 3550119.9116 | 4705008.694
t2570 | 3277033.7646 | 4343084.9483 | 108 | 3550119.9116 | 4705008.694
t2571 | 3364811.4547 | 4459417.5808 | 108 | 3550119.9116 | 4705008.694
t2572 | 2984441.4642 | 3955309.5065 | 108 | 3550119.9116 | 4705008.694
t2573 | 2428516.0934 | 3218536.167 | 108 | 3550119.9116 | 4705008.694
t2574 | 1872590.7226 | 2481762.8276 | 108 | 3550119.9116 | 4705008.694
t2575 | 1170369.2016 | 1551101.7672 | 108 | 3550119.9116 | 4705008.694
t2576 | 263333.0704 | 348997.8976 | 108 | 3550119.9116 | 4705008.694
t2577 | 29259.23 | 38777.5442 | 108 | 3550119.9116 | 4705008.694
t2578 | 204814.6103 | 271442.8093 | 108 | 3550119.9116 | 4705008.694
t2579 | 672962.2909 | 891883.5162 | 108 | 3550119.9116 | 4705008.694
t2580 | 1579998.4222 | 2093987.3858 | 108 | 3550119.9116 | 4705008.694
t2581 | 2808886.0839 | 3722644.2414 | 108 | 3550119.9116 | 4705008.694
t2582 | 4184069.8958 | 5545188.8179 | 108 | 3550119.9116 | 4705008.694
t2583 | 5617772.1679 | 7445288.4828 | 108 | 3550119.9116 | 4705008.694
t2584 | 6583326.7592 | 8724947.4408 | 108 | 3550119.9116 | 4705008.694
t2585 | 6934437.5197 | 9190277.971 | 108 | 3550119.9116 | 4705008.694
t2586 | 5939623.6983 | 7871841.4688 | 108 | 3550119.9116 | 4705008.694
t2587 | 5149624.4872 | 6824847.7759 | 108 | 3550119.9116 | 4705008.694
t2588 | 5442216.7876 | 7212623.2177 | 108 | 3550119.9116 | 4705008.694
t2589 | 5120365.2572 | 6786070.2317 | 108 | 3550119.9116 | 4705008.694
t2590 | 5237402.1773 | 6941180.4084 | 108 | 3550119.9116 | 4705008.694
t2591 | 5588512.9378 | 7406510.9386 | 108 | 3550119.9116 | 4705008.694
t2592 | 5676290.6279 | 7522843.5712 | 108 | 3550119.9116 | 4705008.694
t2593 | 6232215.9987 | 8259616.9106 | 109 | 8648540.7463 | 9296406.4883
t2594 | 7373325.9703 | 9771941.1337 | 109 | 8648540.7463 | 9296406.4883
t2595 | 8221843.6415 | 10896489.9149 | 109 | 8648540.7463 | 9296406.4883
t2596 | 6846659.8296 | 9073945.3384 | 109 | 8648540.7463 | 9296406.4883
t2597 | 4271847.586 | 5661521.4505 | 109 | 8648540.7463 | 9296406.4883
t2598 | 2252960.7131 | 2985870.902 | 109 | 8648540.7463 | 9296406.4883
t2599 | 1345924.5819 | 1783767.0323 | 109 | 8648540.7463 | 9296406.4883
t2600 | 1170369.2016 | 1551101.7672 | 109 | 8648540.7463 | 9296406.4883
t2601 | 2633330.7037 | 3489978.9763 | 109 | 8648540.7463 | 9296406.4883
t2602 | 4798513.7267 | 6359517.2457 | 109 | 8648540.7463 | 9296406.4883
t2603 | 5003328.337 | 6630960.055 | 109 | 8648540.7463 | 9296406.4883
t2604 | 4476662.1963 | 5932964.2597 | 109 | 8648540.7463 | 9296406.4883
t2605 | 6290734.4588 | 8337171.999 | 109 | 8648540.7463 | 9296406.4883
t2606 | 7841473.651 | 10392381.8406 | 109 | 8648540.7463 | 9296406.4883
t2607 | 9041102.0826 | 11982261.152 | 109 | 8648540.7463 | 9296406.4883
t2608 | 10211471.2843 | 13339475.1983 | 109 | 8648540.7463 | 9296406.4883
t2609 | 12054802.7768 | 13339475.1983 | 109 | 8648540.7463 | 9296406.4883
t2610 | 14073689.6497 | 13339475.1983 | 109 | 8648540.7463 | 9296406.4883
t2611 | 13634801.1991 | 13339475.1983 | 109 | 8648540.7463 | 9296406.4883
t2612 | 14863688.8608 | 13339475.1983 | 109 | 8648540.7463 | 9296406.4883
t2613 | 15829243.4521 | 13339475.1983 | 109 | 8648540.7463 | 9296406.4883
t2614 | 16385168.8229 | 13339475.1983 | 109 | 8648540.7463 | 9296406.4883
t2615 | 16326650.3628 | 13339475.1983 | 109 | 8648540.7463 | 9296406.4883
t2616 | 16385168.8229 | 13288464.1553 | 109 | 8648540.7463 | 9296406.4883
t2617 | 16619242.6632 | 13241989.1753 | 110 | 10539418.4876 | 11906723.1644
t2618 | 16589983.4332 | 13252706.3743 | 110 | 10539418.4876 | 11906723.1644
t2619 | 16414428.0529 | 13339475.1983 | 110 | 10539418.4876 | 11906723.1644
t2620 | 14219985.7999 | 13339475.1983 | 110 | 10539418.4876 | 11906723.1644
t2621 | 11323322.0258 | 13339475.1983 | 110 | 10539418.4876 | 11906723.1644
t2622 | 9772582.8337 | 12951699.7565 | 110 | 10539418.4876 | 11906723.1644
t2623 | 8719250.5522 | 11555708.166 | 110 | 10539418.4876 | 11906723.1644
t2624 | 8397399.0217 | 11129155.18 | 110 | 10539418.4876 | 11906723.1644
t2625 | 9421472.0732 | 12486369.2264 | 110 | 10539418.4876 | 11906723.1644
t2626 | 10562582.0448 | 13339475.1983 | 110 | 10539418.4876 | 11906723.1644
t2627 | 10913692.8053 | 13339475.1983 | 110 | 10539418.4876 | 11906723.1644
t2628 | 10767396.655 | 13339475.1983 | 110 | 10539418.4876 | 11906723.1644
t2629 | 10240730.5143 | 13339475.1983 | 110 | 10539418.4876 | 11906723.1644
t2630 | 10240730.5143 | 13339475.1983 | 110 | 10539418.4876 | 11906723.1644
t2631 | 11703692.0164 | 13339475.1983 | 110 | 10539418.4876 | 11906723.1644
t2632 | 13547023.5089 | 13339475.1983 | 110 | 10539418.4876 | 11906723.1644
t2633 | 13547023.5089 | 13339475.1983 | 110 | 10539418.4876 | 11906723.1644
t2634 | 11411099.7159 | 13339475.1983 | 110 | 10539418.4876 | 11906723.1644
t2635 | 7402585.2003 | 9810718.6779 | 110 | 10539418.4876 | 11906723.1644
t2636 | 5412957.5576 | 7173845.6735 | 110 | 10539418.4876 | 11906723.1644
t2637 | 4974069.107 | 6592182.5108 | 110 | 10539418.4876 | 11906723.1644
t2638 | 5588512.9378 | 7406510.9386 | 110 | 10539418.4876 | 11906723.1644
t2639 | 6758882.1394 | 8957612.7059 | 110 | 10539418.4876 | 11906723.1644
t2640 | 8397399.0217 | 11129155.18 | 110 | 10539418.4876 | 11906723.1644
t2641 | 10621100.5048 | 13265609.0043 | 111 | 8190146.1423 | 10104927.9731
t2642 | 12405913.5373 | 13261741.2593 | 111 | 8190146.1423 | 10104927.9731
t2643 | 12844801.988 | 13339475.1983 | 111 | 8190146.1423 | 10104927.9731
t2644 | 10884433.5752 | 13339475.1983 | 111 | 8190146.1423 | 10104927.9731
t2645 | 8689991.3221 | 11516930.6218 | 111 | 8190146.1423 | 10104927.9731
t2646 | 7256289.0501 | 9616830.9569 | 111 | 8190146.1423 | 10104927.9731
t2647 | 6466289.839 | 8569837.2641 | 111 | 8190146.1423 | 10104927.9731
t2648 | 7402585.2003 | 9810718.6779 | 111 | 8190146.1423 | 10104927.9731
t2649 | 8719250.5522 | 11555708.166 | 111 | 8190146.1423 | 10104927.9731
t2650 | 10708878.195 | 13339475.1983 | 111 | 8190146.1423 | 10104927.9731
t2651 | 11498877.4061 | 13339475.1983 | 111 | 8190146.1423 | 10104927.9731
t2652 | 11615914.3262 | 13339475.1983 | 111 | 8190146.1423 | 10104927.9731
t2653 | 11615914.3262 | 13339475.1983 | 111 | 8190146.1423 | 10104927.9731
t2654 | 11264803.5657 | 13339475.1983 | 111 | 8190146.1423 | 10104927.9731
t2655 | 10650359.7349 | 13339475.1983 | 111 | 8190146.1423 | 10104927.9731
t2656 | 9187398.2328 | 12176148.8729 | 111 | 8190146.1423 | 10104927.9731
t2657 | 7227029.8201 | 9578053.4128 | 111 | 8190146.1423 | 10104927.9731
t2658 | 5091106.0271 | 6747292.6875 | 111 | 8190146.1423 | 10104927.9731
t2659 | 3335552.2247 | 4420640.0367 | 111 | 8190146.1423 | 10104927.9731
t2660 | 2896663.774 | 3838976.8739 | 111 | 8190146.1423 | 10104927.9731
t2661 | 2867404.544 | 3800199.3298 | 111 | 8190146.1423 | 10104927.9731
t2662 | 3452589.1448 | 4575750.2134 | 111 | 8190146.1423 | 10104927.9731
t2663 | 4476662.1963 | 5932964.2597 | 111 | 8190146.1423 | 10104927.9731
t2664 | 5383698.3275 | 7135068.1293 | 111 | 8190146.1423 | 10104927.9731
t2665 | 6056660.6185 | 8026951.6455 | 112 | 5983512.5434 | 7652102.0518
t2666 | 6319993.6888 | 8375949.5431 | 112 | 5983512.5434 | 7652102.0518
t2667 | 5705549.858 | 7561621.1153 | 112 | 5983512.5434 | 7652102.0518
t2668 | 3979255.2856 | 5273746.0086 | 112 | 5983512.5434 | 7652102.0518
t2669 | 2369997.6333 | 3140981.0787 | 112 | 5983512.5434 | 7652102.0518
t2670 | 1492220.7321 | 1977654.7532 | 112 | 5983512.5434 | 7652102.0518
t2671 | 1199628.4317 | 1589879.3114 | 112 | 5983512.5434 | 7652102.0518
t2672 | 1316665.3518 | 1744989.4882 | 112 | 5983512.5434 | 7652102.0518
t2673 | 3159996.8444 | 4187974.7716 | 112 | 5983512.5434 | 7652102.0518
t2674 | 4739995.2666 | 6281962.1574 | 112 | 5983512.5434 | 7652102.0518
t2675 | 6056660.6185 | 8026951.6455 | 112 | 5983512.5434 | 7652102.0518
t2676 | 7431844.4304 | 9849496.222 | 112 | 5983512.5434 | 7652102.0518
t2677 | 8777769.0123 | 11633263.2544 | 112 | 5983512.5434 | 7652102.0518
t2678 | 10094434.3641 | 13339475.1983 | 112 | 5983512.5434 | 7652102.0518
t2679 | 10972211.2653 | 13339475.1983 | 112 | 5983512.5434 | 7652102.0518
t2680 | 11703692.0164 | 13339475.1983 | 112 | 5983512.5434 | 7652102.0518
t2681 | 11645173.5563 | 13339475.1983 | 112 | 5983512.5434 | 7652102.0518
t2682 | 10942952.0353 | 13339475.1983 | 112 | 5983512.5434 | 7652102.0518
t2683 | 8192584.4115 | 10857712.3707 | 112 | 5983512.5434 | 7652102.0518
t2684 | 6817400.5995 | 9035167.7942 | 112 | 5983512.5434 | 7652102.0518
t2685 | 5676290.6279 | 7522843.5712 | 112 | 5983512.5434 | 7652102.0518
t2686 | 4418143.7362 | 5855409.1714 | 112 | 5983512.5434 | 7652102.0518
t2687 | 2955182.2341 | 3916531.9623 | 112 | 5983512.5434 | 7652102.0518
t2688 | 1579998.4222 | 2093987.3858 | 112 | 5983512.5434 | 7652102.0518
t2689 | 731480.751 | 969438.6045 | 113 | 2755244.1622 | 3651552.0771
t2690 | 468147.6807 | 620440.7069 | 113 | 2755244.1622 | 3651552.0771
t2691 | 614443.8309 | 814328.4278 | 113 | 2755244.1622 | 3651552.0771
t2692 | 643703.0609 | 853105.972 | 113 | 2755244.1622 | 3651552.0771
t2693 | 643703.0609 | 853105.972 | 113 | 2755244.1622 | 3651552.0771
t2694 | 643703.0609 | 853105.972 | 113 | 2755244.1622 | 3651552.0771
t2695 | 614443.8309 | 814328.4278 | 113 | 2755244.1622 | 3651552.0771
t2696 | 702221.521 | 930661.0603 | 113 | 2755244.1622 | 3651552.0771
t2697 | 1872590.7226 | 2481762.8276 | 113 | 2755244.1622 | 3651552.0771
t2698 | 3452589.1448 | 4575750.2134 | 113 | 2755244.1622 | 3651552.0771
t2699 | 4798513.7267 | 6359517.2457 | 113 | 2755244.1622 | 3651552.0771
t2700 | 5588512.9378 | 7406510.9386 | 113 | 2755244.1622 | 3651552.0771
t2701 | 5793327.5481 | 7677953.7479 | 113 | 2755244.1622 | 3651552.0771
t2702 | 5734809.088 | 7600398.6595 | 113 | 2755244.1622 | 3651552.0771
t2703 | 5471476.0176 | 7251400.7619 | 113 | 2755244.1622 | 3651552.0771
t2704 | 5003328.337 | 6630960.055 | 113 | 2755244.1622 | 3651552.0771
t2705 | 4681476.8065 | 6204407.069 | 113 | 2755244.1622 | 3651552.0771
t2706 | 4213329.1259 | 5583966.3621 | 113 | 2755244.1622 | 3651552.0771
t2707 | 3394070.6847 | 4498195.125 | 113 | 2755244.1622 | 3651552.0771
t2708 | 3364811.4547 | 4459417.5808 | 113 | 2755244.1622 | 3651552.0771
t2709 | 3101478.3843 | 4110419.6832 | 113 | 2755244.1622 | 3651552.0771
t2710 | 2487034.5535 | 3296091.2554 | 113 | 2755244.1622 | 3651552.0771
t2711 | 1492220.7321 | 1977654.7532 | 113 | 2755244.1622 | 3651552.0771
t2712 | 614443.8309 | 814328.4278 | 113 | 2755244.1622 | 3651552.0771
t2713 | 234073.8403 | 310220.3534 | 114 | 11286747.9883 | 8556961.8673
t2714 | 58518.4601 | 77555.0884 | 114 | 11286747.9883 | 8556961.8673
t2715 | 29259.23 | 38777.5442 | 114 | 11286747.9883 | 8556961.8673
t2716 | 29259.23 | 38777.5442 | 114 | 11286747.9883 | 8556961.8673
t2717 | 0 | 0 | 114 | 11286747.9883 | 8556961.8673
t2718 | 146296.1502 | 193887.7209 | 114 | 11286747.9883 | 8556961.8673
t2719 | 672962.2909 | 891883.5162 | 114 | 11286747.9883 | 8556961.8673
t2720 | 1697035.3424 | 2249097.5625 | 114 | 11286747.9883 | 8556961.8673
t2721 | 4154810.6658 | 5506411.2737 | 114 | 11286747.9883 | 8556961.8673
t2722 | 7051474.4399 | 9345388.1477 | 114 | 11286747.9883 | 8556961.8673
t2723 | 10357767.4345 | 13339475.1983 | 114 | 11286747.9883 | 8556961.8673
t2724 | 14717392.7106 | 13339475.1983 | 114 | 11286747.9883 | 8556961.8673
t2725 | 19047758.7566 | 13339475.1983 | 114 | 11286747.9883 | 8556961.8673
t2726 | 20949608.7093 | 13339475.1983 | 114 | 11286747.9883 | 8556961.8673
t2727 | 21973681.7607 | 13339475.1983 | 114 | 11286747.9883 | 8556961.8673
t2728 | 21915163.3006 | 13339475.1983 | 114 | 11286747.9883 | 8556961.8673
t2729 | 20978867.9393 | 13339475.1983 | 114 | 11286747.9883 | 8556961.8673
t2730 | 20159609.4982 | 13339475.1983 | 114 | 11286747.9883 | 8556961.8673
t2731 | 18404055.6957 | 13339475.1983 | 114 | 11286747.9883 | 8556961.8673
t2732 | 17262945.7241 | 13339475.1983 | 114 | 11286747.9883 | 8556961.8673
t2733 | 16999612.6538 | 13339475.1983 | 114 | 11286747.9883 | 8556961.8673
t2734 | 17409241.8743 | 13339475.1983 | 114 | 11286747.9883 | 8556961.8673
t2735 | 18199241.0854 | 13339475.1983 | 114 | 11286747.9883 | 8556961.8673
t2736 | 18433314.9258 | 13301908.4863 | 114 | 11286747.9883 | 8556961.8673
t2737 | 17497019.5645 | 13276982.0663 | 115 | 9299558.6147 | 11164977.5356
t2738 | 15946280.3723 | 13292266.2593 | 115 | 9299558.6147 | 11164977.5356
t2739 | 14073689.6497 | 13339475.1983 | 115 | 9299558.6147 | 11164977.5356
t2740 | 11528136.6361 | 13339475.1983 | 115 | 9299558.6147 | 11164977.5356
t2741 | 9158139.0028 | 12137371.3287 | 115 | 9299558.6147 | 11164977.5356
t2742 | 7051474.4399 | 9345388.1477 | 115 | 9299558.6147 | 11164977.5356
t2743 | 5471476.0176 | 7251400.7619 | 115 | 9299558.6147 | 11164977.5356
t2744 | 5237402.1773 | 6941180.4084 | 115 | 9299558.6147 | 11164977.5356
t2745 | 5500735.2477 | 7290178.3061 | 115 | 9299558.6147 | 11164977.5356
t2746 | 6583326.7592 | 8724947.4408 | 115 | 9299558.6147 | 11164977.5356
t2747 | 7344066.7403 | 9733163.5895 | 115 | 9299558.6147 | 11164977.5356
t2748 | 7782955.1909 | 10314826.7522 | 115 | 9299558.6147 | 11164977.5356
t2749 | 8514435.9419 | 11284265.3567 | 115 | 9299558.6147 | 11164977.5356
t2750 | 10240730.5143 | 13339475.1983 | 115 | 9299558.6147 | 11164977.5356
t2751 | 11235544.3357 | 13339475.1983 | 115 | 9299558.6147 | 11164977.5356
t2752 | 10855174.3452 | 13339475.1983 | 115 | 9299558.6147 | 11164977.5356
t2753 | 9626286.6835 | 12757812.0356 | 115 | 9299558.6147 | 11164977.5356
t2754 | 8485176.7119 | 11245487.8126 | 115 | 9299558.6147 | 11164977.5356
t2755 | 6788141.3695 | 8996390.25 | 115 | 9299558.6147 | 11164977.5356
t2756 | 7695177.5008 | 10198494.1197 | 115 | 9299558.6147 | 11164977.5356
t2757 | 8338880.5617 | 11051600.0917 | 115 | 9299558.6147 | 11164977.5356
t2758 | 9187398.2328 | 12176148.8729 | 115 | 9299558.6147 | 11164977.5356
t2759 | 9714064.3736 | 12874144.6682 | 115 | 9299558.6147 | 11164977.5356
t2760 | 9333694.383 | 12370036.5938 | 115 | 9299558.6147 | 11164977.5356
t2761 | 8807028.2423 | 11672040.7986 | 116 | 11910944.8958 | 10582817.2093
t2762 | 8309621.3316 | 11012822.5475 | 116 | 11910944.8958 | 10582817.2093
t2763 | 8134065.9514 | 10780157.2824 | 116 | 11910944.8958 | 10582817.2093
t2764 | 6583326.7592 | 8724947.4408 | 116 | 11910944.8958 | 10582817.2093
t2765 | 5208142.9473 | 6902402.8643 | 116 | 11910944.8958 | 10582817.2093
t2766 | 4271847.586 | 5661521.4505 | 116 | 11910944.8958 | 10582817.2093
t2767 | 2779626.8539 | 3683866.6972 | 116 | 11910944.8958 | 10582817.2093
t2768 | 3042959.9243 | 4032864.5948 | 116 | 11910944.8958 | 10582817.2093
t2769 | 3598885.295 | 4769637.9343 | 116 | 11910944.8958 | 10582817.2093
t2770 | 4067032.9757 | 5390078.6412 | 116 | 11910944.8958 | 10582817.2093
t2771 | 6027401.3884 | 7988174.1013 | 116 | 11910944.8958 | 10582817.2093
t2772 | 10094434.3641 | 13339475.1983 | 116 | 11910944.8958 | 10582817.2093
t2773 | 15448873.4616 | 13339475.1983 | 116 | 11910944.8958 | 10582817.2093
t2774 | 18930721.8365 | 13339475.1983 | 116 | 11910944.8958 | 10582817.2093
t2775 | 19837757.9677 | 13339475.1983 | 116 | 11910944.8958 | 10582817.2093
t2776 | 20042572.578 | 13339475.1983 | 116 | 11910944.8958 | 10582817.2093
t2777 | 20159609.4982 | 13339475.1983 | 116 | 11910944.8958 | 10582817.2093
t2778 | 20218127.9583 | 13339475.1983 | 116 | 11910944.8958 | 10582817.2093
t2779 | 17965167.2451 | 13339475.1983 | 116 | 11910944.8958 | 10582817.2093
t2780 | 16736279.5834 | 13339475.1983 | 116 | 11910944.8958 | 10582817.2093
t2781 | 16765538.8134 | 13339475.1983 | 116 | 11910944.8958 | 10582817.2093
t2782 | 16970353.4237 | 13339475.1983 | 116 | 11910944.8958 | 10582817.2093
t2783 | 16502205.7431 | 13339475.1983 | 116 | 11910944.8958 | 10582817.2093
t2784 | 15361095.7715 | 13295396.2893 | 116 | 11910944.8958 | 10582817.2093
t2785 | 13342208.8986 | 13258568.0793 | 117 | 5904268.7953 | 7591108.8868
t2786 | 10913692.8053 | 13274982.8613 | 117 | 5904268.7953 | 7591108.8868
t2787 | 9128879.7728 | 12098593.7845 | 117 | 5904268.7953 | 7591108.8868
t2788 | 7636659.0407 | 10120939.0313 | 117 | 5904268.7953 | 7591108.8868
t2789 | 6583326.7592 | 8724947.4408 | 117 | 5904268.7953 | 7591108.8868
t2790 | 5237402.1773 | 6941180.4084 | 117 | 5904268.7953 | 7591108.8868
t2791 | 3364811.4547 | 4459417.5808 | 117 | 5904268.7953 | 7591108.8868
t2792 | 3042959.9243 | 4032864.5948 | 117 | 5904268.7953 | 7591108.8868
t2793 | 3218515.3045 | 4265529.8599 | 117 | 5904268.7953 | 7591108.8868
t2794 | 2487034.5535 | 3296091.2554 | 117 | 5904268.7953 | 7591108.8868
t2795 | 2194442.2531 | 2908315.8136 | 117 | 5904268.7953 | 7591108.8868
t2796 | 2165183.023 | 2869538.2694 | 117 | 5904268.7953 | 7591108.8868
t2797 | 2925923.0041 | 3877754.4181 | 117 | 5904268.7953 | 7591108.8868
t2798 | 4505921.4263 | 5971741.8039 | 117 | 5904268.7953 | 7591108.8868
t2799 | 6319993.6888 | 8375949.5431 | 117 | 5904268.7953 | 7591108.8868
t2800 | 7958510.5711 | 10547492.0173 | 117 | 5904268.7953 | 7591108.8868
t2801 | 8660732.0921 | 11478153.0776 | 117 | 5904268.7953 | 7591108.8868
t2802 | 8192584.4115 | 10857712.3707 | 117 | 5904268.7953 | 7591108.8868
t2803 | 5295920.6374 | 7018735.4968 | 117 | 5904268.7953 | 7591108.8868
t2804 | 5061846.7971 | 6708515.1434 | 117 | 5904268.7953 | 7591108.8868
t2805 | 4857032.1868 | 6437072.3341 | 117 | 5904268.7953 | 7591108.8868
t2806 | 5559253.7078 | 7367733.3944 | 117 | 5904268.7953 | 7591108.8868
t2807 | 6437030.609 | 8531059.7199 | 117 | 5904268.7953 | 7591108.8868
t2808 | 6612585.9892 | 8763724.985 | 117 | 5904268.7953 | 7591108.8868
t2809 | 6466289.839 | 8569837.2641 | 118 | 3547681.6425 | 4701777.232
t2810 | 6173697.5386 | 8182061.8222 | 118 | 3547681.6425 | 4701777.232
t2811 | 5676290.6279 | 7522843.5712 | 118 | 3547681.6425 | 4701777.232
t2812 | 3891477.5954 | 5157413.3761 | 118 | 3547681.6425 | 4701777.232
t2813 | 2282219.9432 | 3024648.4461 | 118 | 3547681.6425 | 4701777.232
t2814 | 1433702.272 | 1900099.6649 | 118 | 3547681.6425 | 4701777.232
t2815 | 819258.4411 | 1085771.2371 | 118 | 3547681.6425 | 4701777.232
t2816 | 351110.7605 | 465330.5302 | 118 | 3547681.6425 | 4701777.232
t2817 | 555925.3708 | 736773.3394 | 118 | 3547681.6425 | 4701777.232
t2818 | 760739.9811 | 1008216.1487 | 118 | 3547681.6425 | 4701777.232
t2819 | 1199628.4317 | 1589879.3114 | 118 | 3547681.6425 | 4701777.232
t2820 | 1814072.2625 | 2404207.7392 | 118 | 3547681.6425 | 4701777.232
t2821 | 2428516.0934 | 3218536.167 | 118 | 3547681.6425 | 4701777.232
t2822 | 2925923.0041 | 3877754.4181 | 118 | 3547681.6425 | 4701777.232
t2823 | 3364811.4547 | 4459417.5808 | 118 | 3547681.6425 | 4701777.232
t2824 | 4330366.0461 | 5739076.5388 | 118 | 3547681.6425 | 4701777.232
t2825 | 5178883.7172 | 6863625.3201 | 118 | 3547681.6425 | 4701777.232
t2826 | 5471476.0176 | 7251400.7619 | 118 | 3547681.6425 | 4701777.232
t2827 | 4739995.2666 | 6281962.1574 | 118 | 3547681.6425 | 4701777.232
t2828 | 5529994.4777 | 7328955.8503 | 118 | 3547681.6425 | 4701777.232
t2829 | 5617772.1679 | 7445288.4828 | 118 | 3547681.6425 | 4701777.232
t2830 | 5208142.9473 | 6902402.8643 | 118 | 3547681.6425 | 4701777.232
t2831 | 4739995.2666 | 6281962.1574 | 118 | 3547681.6425 | 4701777.232
t2832 | 4184069.8958 | 5545188.8179 | 118 | 3547681.6425 | 4701777.232
t2833 | 3598885.295 | 4769637.9343 | 119 | 3163654.2482 | 4192821.9646
t2834 | 2896663.774 | 3838976.8739 | 119 | 3163654.2482 | 4192821.9646
t2835 | 2106664.5629 | 2791983.181 | 119 | 3163654.2482 | 4192821.9646
t2836 | 1111850.7416 | 1473546.6789 | 119 | 3163654.2482 | 4192821.9646
t2837 | 409629.2206 | 542885.6185 | 119 | 3163654.2482 | 4192821.9646
t2838 | 87777.6901 | 116332.6325 | 119 | 3163654.2482 | 4192821.9646
t2839 | 0 | 0 | 119 | 3163654.2482 | 4192821.9646
t2840 | 0 | 0 | 119 | 3163654.2482 | 4192821.9646
t2841 | 351110.7605 | 465330.5302 | 119 | 3163654.2482 | 4192821.9646
t2842 | 819258.4411 | 1085771.2371 | 119 | 3163654.2482 | 4192821.9646
t2843 | 1228887.6617 | 1628656.8556 | 119 | 3163654.2482 | 4192821.9646
t2844 | 1843331.4926 | 2442985.2834 | 119 | 3163654.2482 | 4192821.9646
t2845 | 2545553.0136 | 3373646.3438 | 119 | 3163654.2482 | 4192821.9646
t2846 | 3189256.0745 | 4226752.3158 | 119 | 3163654.2482 | 4192821.9646
t2847 | 3862218.3654 | 5118635.8319 | 119 | 3163654.2482 | 4192821.9646
t2848 | 5442216.7876 | 7212623.2177 | 119 | 3163654.2482 | 4192821.9646
t2849 | 6934437.5197 | 9190277.971 | 119 | 3163654.2482 | 4192821.9646
t2850 | 7431844.4304 | 9849496.222 | 119 | 3163654.2482 | 4192821.9646
t2851 | 6144438.3086 | 8143284.2781 | 119 | 3163654.2482 | 4192821.9646
t2852 | 6758882.1394 | 8957612.7059 | 119 | 3163654.2482 | 4192821.9646
t2853 | 6583326.7592 | 8724947.4408 | 119 | 3163654.2482 | 4192821.9646
t2854 | 5383698.3275 | 7135068.1293 | 119 | 3163654.2482 | 4192821.9646
t2855 | 4154810.6658 | 5506411.2737 | 119 | 3163654.2482 | 4192821.9646
t2856 | 3042959.9243 | 4032864.5948 | 119 | 3163654.2482 | 4192821.9646
t2857 | 2165183.023 | 2869538.2694 | 120 | 2057899.1795 | 2727353.9407
t2858 | 1375183.8119 | 1822544.5765 | 120 | 2057899.1795 | 2727353.9407
t2859 | 760739.9811 | 1008216.1487 | 120 | 2057899.1795 | 2727353.9407
t2860 | 438888.4506 | 581663.1627 | 120 | 2057899.1795 | 2727353.9407
t2861 | 204814.6103 | 271442.8093 | 120 | 2057899.1795 | 2727353.9407
t2862 | 117036.9202 | 155110.1767 | 120 | 2057899.1795 | 2727353.9407
t2863 | 29259.23 | 38777.5442 | 120 | 2057899.1795 | 2727353.9407
t2864 | 0 | 0 | 120 | 2057899.1795 | 2727353.9407
t2865 | 0 | 0 | 120 | 2057899.1795 | 2727353.9407
t2866 | 87777.6901 | 116332.6325 | 120 | 2057899.1795 | 2727353.9407
t2867 | 497406.9107 | 659218.2511 | 120 | 2057899.1795 | 2727353.9407
t2868 | 1345924.5819 | 1783767.0323 | 120 | 2057899.1795 | 2727353.9407
t2869 | 2487034.5535 | 3296091.2554 | 120 | 2057899.1795 | 2727353.9407
t2870 | 3598885.295 | 4769637.9343 | 120 | 2057899.1795 | 2727353.9407
t2871 | 4447402.9662 | 5894186.7155 | 120 | 2057899.1795 | 2727353.9407
t2872 | 5061846.7971 | 6708515.1434 | 120 | 2057899.1795 | 2727353.9407
t2873 | 5266661.4074 | 6979957.9526 | 120 | 2057899.1795 | 2727353.9407
t2874 | 5061846.7971 | 6708515.1434 | 120 | 2057899.1795 | 2727353.9407
t2875 | 3891477.5954 | 5157413.3761 | 120 | 2057899.1795 | 2727353.9407
t2876 | 3657403.7551 | 4847193.0227 | 120 | 2057899.1795 | 2727353.9407
t2877 | 2925923.0041 | 3877754.4181 | 120 | 2057899.1795 | 2727353.9407
t2878 | 2399256.8634 | 3179758.6229 | 120 | 2057899.1795 | 2727353.9407
t2879 | 1931109.1827 | 2559317.916 | 120 | 2057899.1795 | 2727353.9407
t2880 | 1638516.8823 | 2171542.4741 | 120 | 2057899.1795 | 2727353.9407
t2881 | 1404443.042 | 1861322.1207 | 121 | 1426387.4645 | 1890405.2788
t2882 | 1228887.6617 | 1628656.8556 | 121 | 1426387.4645 | 1890405.2788
t2883 | 994813.8214 | 1318436.5022 | 121 | 1426387.4645 | 1890405.2788
t2884 | 789999.2111 | 1046993.6929 | 121 | 1426387.4645 | 1890405.2788
t2885 | 702221.521 | 930661.0603 | 121 | 1426387.4645 | 1890405.2788
t2886 | 819258.4411 | 1085771.2371 | 121 | 1426387.4645 | 1890405.2788
t2887 | 877776.9012 | 1163326.3254 | 121 | 1426387.4645 | 1890405.2788
t2888 | 351110.7605 | 465330.5302 | 121 | 1426387.4645 | 1890405.2788
t2889 | 29259.23 | 38777.5442 | 121 | 1426387.4645 | 1890405.2788
t2890 | 0 | 0 | 121 | 1426387.4645 | 1890405.2788
t2891 | 0 | 0 | 121 | 1426387.4645 | 1890405.2788
t2892 | 0 | 0 | 121 | 1426387.4645 | 1890405.2788
t2893 | 0 | 0 | 121 | 1426387.4645 | 1890405.2788
t2894 | 117036.9202 | 155110.1767 | 121 | 1426387.4645 | 1890405.2788
t2895 | 497406.9107 | 659218.2511 | 121 | 1426387.4645 | 1890405.2788
t2896 | 1141109.9716 | 1512324.2231 | 121 | 1426387.4645 | 1890405.2788
t2897 | 1843331.4926 | 2442985.2834 | 121 | 1426387.4645 | 1890405.2788
t2898 | 2516293.7835 | 3334868.7996 | 121 | 1426387.4645 | 1890405.2788
t2899 | 2691849.1638 | 3567534.0647 | 121 | 1426387.4645 | 1890405.2788
t2900 | 3072219.1543 | 4071642.139 | 121 | 1426387.4645 | 1890405.2788
t2901 | 3072219.1543 | 4071642.139 | 121 | 1426387.4645 | 1890405.2788
t2902 | 3335552.2247 | 4420640.0367 | 121 | 1426387.4645 | 1890405.2788
t2903 | 3949996.0555 | 5234968.4645 | 121 | 1426387.4645 | 1890405.2788
t2904 | 4798513.7267 | 6359517.2457 | 121 | 1426387.4645 | 1890405.2788
t2905 | 5412957.5576 | 7173845.6735 | 122 | 8967954.0075 | 11015077.0527
t2906 | 6056660.6185 | 8026951.6455 | 122 | 8967954.0075 | 11015077.0527
t2907 | 7724436.7308 | 10237271.6638 | 122 | 8967954.0075 | 11015077.0527
t2908 | 7870732.881 | 10431159.3848 | 122 | 8967954.0075 | 11015077.0527
t2909 | 6729622.9094 | 8918835.1617 | 122 | 8967954.0075 | 11015077.0527
t2910 | 6905178.2897 | 9151500.4268 | 122 | 8967954.0075 | 11015077.0527
t2911 | 6407771.379 | 8492282.1757 | 122 | 8967954.0075 | 11015077.0527
t2912 | 7197770.5901 | 9539275.8686 | 122 | 8967954.0075 | 11015077.0527
t2913 | 7197770.5901 | 9539275.8686 | 122 | 8967954.0075 | 11015077.0527
t2914 | 6027401.3884 | 7988174.1013 | 122 | 8967954.0075 | 11015077.0527
t2915 | 6319993.6888 | 8375949.5431 | 122 | 8967954.0075 | 11015077.0527
t2916 | 8075547.4913 | 10702602.194 | 122 | 8967954.0075 | 11015077.0527
t2917 | 10299248.9744 | 13339475.1983 | 122 | 8967954.0075 | 11015077.0527
t2918 | 12171839.697 | 13339475.1983 | 122 | 8967954.0075 | 11015077.0527
t2919 | 13605541.969 | 13339475.1983 | 122 | 8967954.0075 | 11015077.0527
t2920 | 13283690.4386 | 13339475.1983 | 122 | 8967954.0075 | 11015077.0527
t2921 | 12171839.697 | 13339475.1983 | 122 | 8967954.0075 | 11015077.0527
t2922 | 11147766.6456 | 13339475.1983 | 122 | 8967954.0075 | 11015077.0527
t2923 | 8397399.0217 | 11129155.18 | 122 | 8967954.0075 | 11015077.0527
t2924 | 8836287.4724 | 11710818.3427 | 122 | 8967954.0075 | 11015077.0527
t2925 | 9889619.7538 | 13106809.9333 | 122 | 8967954.0075 | 11015077.0527
t2926 | 10942952.0353 | 13339475.1983 | 122 | 8967954.0075 | 11015077.0527
t2927 | 11411099.7159 | 13278237.9263 | 122 | 8967954.0075 | 11015077.0527
t2928 | 11147766.6456 | 13183377.7863 | 122 | 8967954.0075 | 11015077.0527
t2929 | 10299248.9744 | 13134729.4903 | 123 | 6763758.6778 | 8658212.8282
t2930 | 9070361.3127 | 12021038.6962 | 123 | 6763758.6778 | 8658212.8282
t2931 | 7665918.2707 | 10159716.5755 | 123 | 6763758.6778 | 8658212.8282
t2932 | 6407771.379 | 8492282.1757 | 123 | 6763758.6778 | 8658212.8282
t2933 | 6027401.3884 | 7988174.1013 | 123 | 6763758.6778 | 8658212.8282
t2934 | 6378512.1489 | 8453504.6315 | 123 | 6763758.6778 | 8658212.8282
t2935 | 5998142.1584 | 7949396.5572 | 123 | 6763758.6778 | 8658212.8282
t2936 | 6729622.9094 | 8918835.1617 | 123 | 6763758.6778 | 8658212.8282
t2937 | 6758882.1394 | 8957612.7059 | 123 | 6763758.6778 | 8658212.8282
t2938 | 5910364.4683 | 7833063.9246 | 123 | 6763758.6778 | 8658212.8282
t2939 | 4739995.2666 | 6281962.1574 | 123 | 6763758.6778 | 8658212.8282
t2940 | 3628144.5251 | 4808415.4785 | 123 | 6763758.6778 | 8658212.8282
t2941 | 3130737.6144 | 4149197.2274 | 123 | 6763758.6778 | 8658212.8282
t2942 | 3159996.8444 | 4187974.7716 | 123 | 6763758.6778 | 8658212.8282
t2943 | 3511107.6049 | 4653305.3017 | 123 | 6763758.6778 | 8658212.8282
t2944 | 3979255.2856 | 5273746.0086 | 123 | 6763758.6778 | 8658212.8282
t2945 | 4622958.3465 | 6126851.9806 | 123 | 6763758.6778 | 8658212.8282
t2946 | 5471476.0176 | 7251400.7619 | 123 | 6763758.6778 | 8658212.8282
t2947 | 5588512.9378 | 7406510.9386 | 123 | 6763758.6778 | 8658212.8282
t2948 | 8017029.0312 | 10625047.1057 | 123 | 6763758.6778 | 8658212.8282
t2949 | 10240730.5143 | 13339475.1983 | 123 | 6763758.6778 | 8658212.8282
t2950 | 11703692.0164 | 13339475.1983 | 123 | 6763758.6778 | 8658212.8282
t2951 | 11937765.8567 | 13272504.7783 | 123 | 6763758.6778 | 8658212.8282
t2952 | 11352581.2559 | 13172886.9503 | 123 | 6763758.6778 | 8658212.8282
t2953 | 10094434.3641 | 13141192.5263 | 124 | 2638207.242 | 3486564.3913
t2954 | 8602213.632 | 11400597.9893 | 124 | 2638207.242 | 3486564.3913
t2955 | 7373325.9703 | 9771941.1337 | 124 | 2638207.242 | 3486564.3913
t2956 | 6115179.0785 | 8104506.7339 | 124 | 2638207.242 | 3486564.3913
t2957 | 5266661.4074 | 6979957.9526 | 124 | 2638207.242 | 3486564.3913
t2958 | 4739995.2666 | 6281962.1574 | 124 | 2638207.242 | 3486564.3913
t2959 | 3072219.1543 | 4071642.139 | 124 | 2638207.242 | 3486564.3913
t2960 | 1521479.9621 | 2016432.2974 | 124 | 2638207.242 | 3486564.3913
t2961 | 1053332.2815 | 1395991.5905 | 124 | 2638207.242 | 3486564.3913
t2962 | 351110.7605 | 465330.5302 | 124 | 2638207.242 | 3486564.3913
t2963 | 29259.23 | 38777.5442 | 124 | 2638207.242 | 3486564.3913
t2964 | 0 | 0 | 124 | 2638207.242 | 3486564.3913
t2965 | 0 | 0 | 124 | 2638207.242 | 3486564.3913
t2966 | 0 | 0 | 124 | 2638207.242 | 3486564.3913
t2967 | 29259.23 | 38777.5442 | 124 | 2638207.242 | 3486564.3913
t2968 | 146296.1502 | 193887.7209 | 124 | 2638207.242 | 3486564.3913
t2969 | 351110.7605 | 465330.5302 | 124 | 2638207.242 | 3486564.3913
t2970 | 585184.6008 | 775550.8836 | 124 | 2638207.242 | 3486564.3913
t2971 | 1141109.9716 | 1512324.2231 | 124 | 2638207.242 | 3486564.3913
t2972 | 1462961.502 | 1938877.2091 | 124 | 2638207.242 | 3486564.3913
t2973 | 1609257.6522 | 2132764.93 | 124 | 2638207.242 | 3486564.3913
t2974 | 2252960.7131 | 2985870.902 | 124 | 2638207.242 | 3486564.3913
t2975 | 3306292.9946 | 4381862.4925 | 124 | 2638207.242 | 3486564.3913
t2976 | 4213329.1259 | 5583966.3621 | 124 | 2638207.242 | 3486564.3913
t2977 | 4330366.0461 | 5739076.5388 | 125 | 1736047.6491 | 2300800.9548
t2978 | 3862218.3654 | 5118635.8319 | 125 | 1736047.6491 | 2300800.9548
t2979 | 3159996.8444 | 4187974.7716 | 125 | 1736047.6491 | 2300800.9548
t2980 | 2691849.1638 | 3567534.0647 | 125 | 1736047.6491 | 2300800.9548
t2981 | 2545553.0136 | 3373646.3438 | 125 | 1736047.6491 | 2300800.9548
t2982 | 2516293.7835 | 3334868.7996 | 125 | 1736047.6491 | 2300800.9548
t2983 | 1931109.1827 | 2559317.916 | 125 | 1736047.6491 | 2300800.9548
t2984 | 819258.4411 | 1085771.2371 | 125 | 1736047.6491 | 2300800.9548
t2985 | 351110.7605 | 465330.5302 | 125 | 1736047.6491 | 2300800.9548
t2986 | 204814.6103 | 271442.8093 | 125 | 1736047.6491 | 2300800.9548
t2987 | 234073.8403 | 310220.3534 | 125 | 1736047.6491 | 2300800.9548
t2988 | 263333.0704 | 348997.8976 | 125 | 1736047.6491 | 2300800.9548
t2989 | 321851.5304 | 426552.986 | 125 | 1736047.6491 | 2300800.9548
t2990 | 497406.9107 | 659218.2511 | 125 | 1736047.6491 | 2300800.9548
t2991 | 848517.6712 | 1124548.7813 | 125 | 1736047.6491 | 2300800.9548
t2992 | 1141109.9716 | 1512324.2231 | 125 | 1736047.6491 | 2300800.9548
t2993 | 1316665.3518 | 1744989.4882 | 125 | 1736047.6491 | 2300800.9548
t2994 | 1550739.1922 | 2055209.8416 | 125 | 1736047.6491 | 2300800.9548
t2995 | 1697035.3424 | 2249097.5625 | 125 | 1736047.6491 | 2300800.9548
t2996 | 1901849.9527 | 2520540.3718 | 125 | 1736047.6491 | 2300800.9548
t2997 | 1814072.2625 | 2404207.7392 | 125 | 1736047.6491 | 2300800.9548
t2998 | 2077405.3329 | 2753205.6369 | 125 | 1736047.6491 | 2300800.9548
t2999 | 2516293.7835 | 3334868.7996 | 125 | 1736047.6491 | 2300800.9548
t3000 | 3072219.1543 | 4071642.139 | 125 | 1736047.6491 | 2300800.9548
t3001 | 4008514.5156 | 5312523.5528 | 126 | 3138052.4219 | 4158891.6134
t3002 | 5383698.3275 | 7135068.1293 | 126 | 3138052.4219 | 4158891.6134
t3003 | 6729622.9094 | 8918835.1617 | 126 | 3138052.4219 | 4158891.6134
t3004 | 6027401.3884 | 7988174.1013 | 126 | 3138052.4219 | 4158891.6134
t3005 | 4037773.7456 | 5351301.097 | 126 | 3138052.4219 | 4158891.6134
t3006 | 2340738.4033 | 3102203.5345 | 126 | 3138052.4219 | 4158891.6134
t3007 | 1024073.0514 | 1357214.0463 | 126 | 3138052.4219 | 4158891.6134
t3008 | 292592.3004 | 387775.4418 | 126 | 3138052.4219 | 4158891.6134
t3009 | 468147.6807 | 620440.7069 | 126 | 3138052.4219 | 4158891.6134
t3010 | 1053332.2815 | 1395991.5905 | 126 | 3138052.4219 | 4158891.6134
t3011 | 1609257.6522 | 2132764.93 | 126 | 3138052.4219 | 4158891.6134
t3012 | 2018886.8728 | 2675650.5485 | 126 | 3138052.4219 | 4158891.6134
t3013 | 2399256.8634 | 3179758.6229 | 126 | 3138052.4219 | 4158891.6134
t3014 | 2867404.544 | 3800199.3298 | 126 | 3138052.4219 | 4158891.6134
t3015 | 3628144.5251 | 4808415.4785 | 126 | 3138052.4219 | 4158891.6134
t3016 | 4154810.6658 | 5506411.2737 | 126 | 3138052.4219 | 4158891.6134
t3017 | 4096292.2057 | 5428856.1854 | 126 | 3138052.4219 | 4158891.6134
t3018 | 3920736.8255 | 5196190.9203 | 126 | 3138052.4219 | 4158891.6134
t3019 | 3628144.5251 | 4808415.4785 | 126 | 3138052.4219 | 4158891.6134
t3020 | 3745181.4452 | 4963525.6552 | 126 | 3138052.4219 | 4158891.6134
t3021 | 3306292.9946 | 4381862.4925 | 126 | 3138052.4219 | 4158891.6134
t3022 | 3130737.6144 | 4149197.2274 | 126 | 3138052.4219 | 4158891.6134
t3023 | 2896663.774 | 3838976.8739 | 126 | 3138052.4219 | 4158891.6134
t3024 | 2545553.0136 | 3373646.3438 | 126 | 3138052.4219 | 4158891.6134
t3025 | 2487034.5535 | 3296091.2554 | 127 | 885091.7087 | 1173020.7115
t3026 | 2633330.7037 | 3489978.9763 | 127 | 885091.7087 | 1173020.7115
t3027 | 2691849.1638 | 3567534.0647 | 127 | 885091.7087 | 1173020.7115
t3028 | 1960368.4127 | 2598095.4601 | 127 | 885091.7087 | 1173020.7115
t3029 | 1287406.1218 | 1706211.944 | 127 | 885091.7087 | 1173020.7115
t3030 | 877776.9012 | 1163326.3254 | 127 | 885091.7087 | 1173020.7115
t3031 | 555925.3708 | 736773.3394 | 127 | 885091.7087 | 1173020.7115
t3032 | 321851.5304 | 426552.986 | 127 | 885091.7087 | 1173020.7115
t3033 | 994813.8214 | 1318436.5022 | 127 | 885091.7087 | 1173020.7115
t3034 | 1258146.8918 | 1667434.3998 | 127 | 885091.7087 | 1173020.7115
t3035 | 965554.5913 | 1279658.958 | 127 | 885091.7087 | 1173020.7115
t3036 | 672962.2909 | 891883.5162 | 127 | 885091.7087 | 1173020.7115
t3037 | 497406.9107 | 659218.2511 | 127 | 885091.7087 | 1173020.7115
t3038 | 409629.2206 | 542885.6185 | 127 | 885091.7087 | 1173020.7115
t3039 | 321851.5304 | 426552.986 | 127 | 885091.7087 | 1173020.7115
t3040 | 292592.3004 | 387775.4418 | 127 | 885091.7087 | 1173020.7115
t3041 | 263333.0704 | 348997.8976 | 127 | 885091.7087 | 1173020.7115
t3042 | 204814.6103 | 271442.8093 | 127 | 885091.7087 | 1173020.7115
t3043 | 146296.1502 | 193887.7209 | 127 | 885091.7087 | 1173020.7115
t3044 | 87777.6901 | 116332.6325 | 127 | 885091.7087 | 1173020.7115
t3045 | 87777.6901 | 116332.6325 | 127 | 885091.7087 | 1173020.7115
t3046 | 351110.7605 | 465330.5302 | 127 | 885091.7087 | 1173020.7115
t3047 | 789999.2111 | 1046993.6929 | 127 | 885091.7087 | 1173020.7115
t3048 | 1082591.5115 | 1434769.1347 | 127 | 885091.7087 | 1173020.7115
t3049 | 1375183.8119 | 1822544.5765 | 128 | 1883562.9339 | 2496304.4067
t3050 | 1726294.5724 | 2287875.1067 | 128 | 1883562.9339 | 2496304.4067
t3051 | 2018886.8728 | 2675650.5485 | 128 | 1883562.9339 | 2496304.4067
t3052 | 2135923.793 | 2830760.7252 | 128 | 1883562.9339 | 2496304.4067
t3053 | 2048146.1029 | 2714428.0927 | 128 | 1883562.9339 | 2496304.4067
t3054 | 1872590.7226 | 2481762.8276 | 128 | 1883562.9339 | 2496304.4067
t3055 | 1579998.4222 | 2093987.3858 | 128 | 1883562.9339 | 2496304.4067
t3056 | 1609257.6522 | 2132764.93 | 128 | 1883562.9339 | 2496304.4067
t3057 | 2428516.0934 | 3218536.167 | 128 | 1883562.9339 | 2496304.4067
t3058 | 3042959.9243 | 4032864.5948 | 128 | 1883562.9339 | 2496304.4067
t3059 | 3277033.7646 | 4343084.9483 | 128 | 1883562.9339 | 2496304.4067
t3060 | 3101478.3843 | 4110419.6832 | 128 | 1883562.9339 | 2496304.4067
t3061 | 2867404.544 | 3800199.3298 | 128 | 1883562.9339 | 2496304.4067
t3062 | 2604071.4736 | 3451201.4321 | 128 | 1883562.9339 | 2496304.4067
t3063 | 2399256.8634 | 3179758.6229 | 128 | 1883562.9339 | 2496304.4067
t3064 | 2282219.9432 | 3024648.4461 | 128 | 1883562.9339 | 2496304.4067
t3065 | 2165183.023 | 2869538.2694 | 128 | 1883562.9339 | 2496304.4067
t3066 | 2165183.023 | 2869538.2694 | 128 | 1883562.9339 | 2496304.4067
t3067 | 2048146.1029 | 2714428.0927 | 128 | 1883562.9339 | 2496304.4067
t3068 | 1404443.042 | 1861322.1207 | 128 | 1883562.9339 | 2496304.4067
t3069 | 585184.6008 | 775550.8836 | 128 | 1883562.9339 | 2496304.4067
t3070 | 204814.6103 | 271442.8093 | 128 | 1883562.9339 | 2496304.4067
t3071 | 146296.1502 | 193887.7209 | 128 | 1883562.9339 | 2496304.4067
t3072 | 117036.9202 | 155110.1767 | 128 | 1883562.9339 | 2496304.4067
t3073 | 117036.9202 | 155110.1767 | 129 | 1375183.8119 | 1822544.5765
t3074 | 234073.8403 | 310220.3534 | 129 | 1375183.8119 | 1822544.5765
t3075 | 731480.751 | 969438.6045 | 129 | 1375183.8119 | 1822544.5765
t3076 | 1287406.1218 | 1706211.944 | 129 | 1375183.8119 | 1822544.5765
t3077 | 2018886.8728 | 2675650.5485 | 129 | 1375183.8119 | 1822544.5765
t3078 | 2896663.774 | 3838976.8739 | 129 | 1375183.8119 | 1822544.5765
t3079 | 2633330.7037 | 3489978.9763 | 129 | 1375183.8119 | 1822544.5765
t3080 | 2604071.4736 | 3451201.4321 | 129 | 1375183.8119 | 1822544.5765
t3081 | 2808886.0839 | 3722644.2414 | 129 | 1375183.8119 | 1822544.5765
t3082 | 2779626.8539 | 3683866.6972 | 129 | 1375183.8119 | 1822544.5765
t3083 | 2106664.5629 | 2791983.181 | 129 | 1375183.8119 | 1822544.5765
t3084 | 1199628.4317 | 1589879.3114 | 129 | 1375183.8119 | 1822544.5765
t3085 | 497406.9107 | 659218.2511 | 129 | 1375183.8119 | 1822544.5765
t3086 | 146296.1502 | 193887.7209 | 129 | 1375183.8119 | 1822544.5765
t3087 | 29259.23 | 38777.5442 | 129 | 1375183.8119 | 1822544.5765
t3088 | 29259.23 | 38777.5442 | 129 | 1375183.8119 | 1822544.5765
t3089 | 58518.4601 | 77555.0884 | 129 | 1375183.8119 | 1822544.5765
t3090 | 204814.6103 | 271442.8093 | 129 | 1375183.8119 | 1822544.5765
t3091 | 643703.0609 | 853105.972 | 129 | 1375183.8119 | 1822544.5765
t3092 | 1258146.8918 | 1667434.3998 | 129 | 1375183.8119 | 1822544.5765
t3093 | 1550739.1922 | 2055209.8416 | 129 | 1375183.8119 | 1822544.5765
t3094 | 1901849.9527 | 2520540.3718 | 129 | 1375183.8119 | 1822544.5765
t3095 | 2369997.6333 | 3140981.0787 | 129 | 1375183.8119 | 1822544.5765
t3096 | 2896663.774 | 3838976.8739 | 129 | 1375183.8119 | 1822544.5765
t3097 | 3101478.3843 | 4110419.6832 | 130 | 3536709.4312 | 4687235.6529
t3098 | 2808886.0839 | 3722644.2414 | 130 | 3536709.4312 | 4687235.6529
t3099 | 2223701.4831 | 2947093.3578 | 130 | 3536709.4312 | 4687235.6529
t3100 | 1901849.9527 | 2520540.3718 | 130 | 3536709.4312 | 4687235.6529
t3101 | 1931109.1827 | 2559317.916 | 130 | 3536709.4312 | 4687235.6529
t3102 | 2165183.023 | 2869538.2694 | 130 | 3536709.4312 | 4687235.6529
t3103 | 1814072.2625 | 2404207.7392 | 130 | 3536709.4312 | 4687235.6529
t3104 | 877776.9012 | 1163326.3254 | 130 | 3536709.4312 | 4687235.6529
t3105 | 380369.9905 | 504108.0744 | 130 | 3536709.4312 | 4687235.6529
t3106 | 117036.9202 | 155110.1767 | 130 | 3536709.4312 | 4687235.6529
t3107 | 146296.1502 | 193887.7209 | 130 | 3536709.4312 | 4687235.6529
t3108 | 468147.6807 | 620440.7069 | 130 | 3536709.4312 | 4687235.6529
t3109 | 1111850.7416 | 1473546.6789 | 130 | 3536709.4312 | 4687235.6529
t3110 | 2048146.1029 | 2714428.0927 | 130 | 3536709.4312 | 4687235.6529
t3111 | 3277033.7646 | 4343084.9483 | 130 | 3536709.4312 | 4687235.6529
t3112 | 4944809.8769 | 6553404.9666 | 130 | 3536709.4312 | 4687235.6529
t3113 | 6875919.0596 | 9112722.8826 | 130 | 3536709.4312 | 4687235.6529
t3114 | 8689991.3221 | 11516930.6218 | 130 | 3536709.4312 | 4687235.6529
t3115 | 8602213.632 | 11400597.9893 | 130 | 3536709.4312 | 4687235.6529
t3116 | 8309621.3316 | 11012822.5475 | 130 | 3536709.4312 | 4687235.6529
t3117 | 7256289.0501 | 9616830.9569 | 130 | 3536709.4312 | 4687235.6529
t3118 | 5793327.5481 | 7677953.7479 | 130 | 3536709.4312 | 4687235.6529
t3119 | 5120365.2572 | 6786070.2317 | 130 | 3536709.4312 | 4687235.6529
t3120 | 4915550.6469 | 6514627.4224 | 130 | 3536709.4312 | 4687235.6529
t3121 | 4535180.6563 | 6010519.3481 | 131 | 2690630.0292 | 3565918.3337
t3122 | 4096292.2057 | 5428856.1854 | 131 | 2690630.0292 | 3565918.3337
t3123 | 3803699.9053 | 5041080.7436 | 131 | 2690630.0292 | 3565918.3337
t3124 | 3364811.4547 | 4459417.5808 | 131 | 2690630.0292 | 3565918.3337
t3125 | 2633330.7037 | 3489978.9763 | 131 | 2690630.0292 | 3565918.3337
t3126 | 1960368.4127 | 2598095.4601 | 131 | 2690630.0292 | 3565918.3337
t3127 | 1024073.0514 | 1357214.0463 | 131 | 2690630.0292 | 3565918.3337
t3128 | 789999.2111 | 1046993.6929 | 131 | 2690630.0292 | 3565918.3337
t3129 | 2135923.793 | 2830760.7252 | 131 | 2690630.0292 | 3565918.3337
t3130 | 2721108.3938 | 3606311.6089 | 131 | 2690630.0292 | 3565918.3337
t3131 | 2896663.774 | 3838976.8739 | 131 | 2690630.0292 | 3565918.3337
t3132 | 2984441.4642 | 3955309.5065 | 131 | 2690630.0292 | 3565918.3337
t3133 | 3072219.1543 | 4071642.139 | 131 | 2690630.0292 | 3565918.3337
t3134 | 3189256.0745 | 4226752.3158 | 131 | 2690630.0292 | 3565918.3337
t3135 | 3159996.8444 | 4187974.7716 | 131 | 2690630.0292 | 3565918.3337
t3136 | 3335552.2247 | 4420640.0367 | 131 | 2690630.0292 | 3565918.3337
t3137 | 3130737.6144 | 4149197.2274 | 131 | 2690630.0292 | 3565918.3337
t3138 | 2896663.774 | 3838976.8739 | 131 | 2690630.0292 | 3565918.3337
t3139 | 2984441.4642 | 3955309.5065 | 131 | 2690630.0292 | 3565918.3337
t3140 | 3540366.8349 | 4692082.8459 | 131 | 2690630.0292 | 3565918.3337
t3141 | 3130737.6144 | 4149197.2274 | 131 | 2690630.0292 | 3565918.3337
t3142 | 1755553.8025 | 2326652.6509 | 131 | 2690630.0292 | 3565918.3337
t3143 | 819258.4411 | 1085771.2371 | 131 | 2690630.0292 | 3565918.3337
t3144 | 614443.8309 | 814328.4278 | 131 | 2690630.0292 | 3565918.3337
t3145 | 555925.3708 | 736773.3394 | 132 | 6908835.6934 | 8227302.2905
t3146 | 731480.751 | 969438.6045 | 132 | 6908835.6934 | 8227302.2905
t3147 | 1901849.9527 | 2520540.3718 | 132 | 6908835.6934 | 8227302.2905
t3148 | 3481848.3749 | 4614527.7576 | 132 | 6908835.6934 | 8227302.2905
t3149 | 4769254.4967 | 6320739.7015 | 132 | 6908835.6934 | 8227302.2905
t3150 | 5559253.7078 | 7367733.3944 | 132 | 6908835.6934 | 8227302.2905
t3151 | 5061846.7971 | 6708515.1434 | 132 | 6908835.6934 | 8227302.2905
t3152 | 3949996.0555 | 5234968.4645 | 132 | 6908835.6934 | 8227302.2905
t3153 | 3364811.4547 | 4459417.5808 | 132 | 6908835.6934 | 8227302.2905
t3154 | 3306292.9946 | 4381862.4925 | 132 | 6908835.6934 | 8227302.2905
t3155 | 3598885.295 | 4769637.9343 | 132 | 6908835.6934 | 8227302.2905
t3156 | 4681476.8065 | 6204407.069 | 132 | 6908835.6934 | 8227302.2905
t3157 | 6466289.839 | 8569837.2641 | 132 | 6908835.6934 | 8227302.2905
t3158 | 8543695.1719 | 11323042.9009 | 132 | 6908835.6934 | 8227302.2905
t3159 | 10474804.3546 | 13339475.1983 | 132 | 6908835.6934 | 8227302.2905
t3160 | 12903320.448 | 13339475.1983 | 132 | 6908835.6934 | 8227302.2905
t3161 | 14951466.5509 | 13339475.1983 | 132 | 6908835.6934 | 8227302.2905
t3162 | 15653688.0719 | 13339475.1983 | 132 | 6908835.6934 | 8227302.2905
t3163 | 11996284.3168 | 13339475.1983 | 132 | 6908835.6934 | 8227302.2905
t3164 | 11147766.6456 | 13339475.1983 | 132 | 6908835.6934 | 8227302.2905
t3165 | 10152952.8242 | 13339475.1983 | 132 | 6908835.6934 | 8227302.2905
t3166 | 8924065.1625 | 11827150.9753 | 132 | 6908835.6934 | 8227302.2905
t3167 | 7519622.1205 | 9965828.8546 | 132 | 6908835.6934 | 8227302.2905
t3168 | 6115179.0785 | 8104506.7339 | 132 | 6908835.6934 | 8227302.2905
t3169 | 5061846.7971 | 6708515.1434 | 133 | 4725365.6516 | 4992502.7244
t3170 | 3979255.2856 | 5273746.0086 | 133 | 4725365.6516 | 4992502.7244
t3171 | 3218515.3045 | 4265529.8599 | 133 | 4725365.6516 | 4992502.7244
t3172 | 2750367.6238 | 3645089.153 | 133 | 4725365.6516 | 4992502.7244
t3173 | 2487034.5535 | 3296091.2554 | 133 | 4725365.6516 | 4992502.7244
t3174 | 2428516.0934 | 3218536.167 | 133 | 4725365.6516 | 4992502.7244
t3175 | 1814072.2625 | 2404207.7392 | 133 | 4725365.6516 | 4992502.7244
t3176 | 1726294.5724 | 2287875.1067 | 133 | 4725365.6516 | 4992502.7244
t3177 | 1550739.1922 | 2055209.8416 | 133 | 4725365.6516 | 4992502.7244
t3178 | 1316665.3518 | 1744989.4882 | 133 | 4725365.6516 | 4992502.7244
t3179 | 1287406.1218 | 1706211.944 | 133 | 4725365.6516 | 4992502.7244
t3180 | 1404443.042 | 1861322.1207 | 133 | 4725365.6516 | 4992502.7244
t3181 | 1521479.9621 | 2016432.2974 | 133 | 4725365.6516 | 4992502.7244
t3182 | 1579998.4222 | 2093987.3858 | 133 | 4725365.6516 | 4992502.7244
t3183 | 1609257.6522 | 2132764.93 | 133 | 4725365.6516 | 4992502.7244
t3184 | 1521479.9621 | 2016432.2974 | 133 | 4725365.6516 | 4992502.7244
t3185 | 1638516.8823 | 2171542.4741 | 133 | 4725365.6516 | 4992502.7244
t3186 | 2135923.793 | 2830760.7252 | 133 | 4725365.6516 | 4992502.7244
t3187 | 3774440.6753 | 5002303.1994 | 133 | 4725365.6516 | 4992502.7244
t3188 | 8046288.2612 | 10663824.6498 | 133 | 4725365.6516 | 4992502.7244
t3189 | 12171839.697 | 13339475.1983 | 133 | 4725365.6516 | 4992502.7244
t3190 | 15244058.8513 | 13222014.7973 | 133 | 4725365.6516 | 4992502.7244
t3191 | 17058131.1138 | 13018754.5203 | 133 | 4725365.6516 | 4992502.7244
t3192 | 18082204.1653 | 12844449.0823 | 133 | 4725365.6516 | 4992502.7244
t3193 | 18608870.306 | 12773327.3763 | 134 | 6526027.4337 | 6890577.084
t3194 | 18228500.3155 | 12773250.6903 | 134 | 6526027.4337 | 6890577.084
t3195 | 16589983.4332 | 12778145.4383 | 134 | 6526027.4337 | 6890577.084
t3196 | 14278504.26 | 12758006.1893 | 134 | 6526027.4337 | 6890577.084
t3197 | 12171839.697 | 12850022.0583 | 134 | 6526027.4337 | 6890577.084
t3198 | 10094434.3641 | 13105852.6183 | 134 | 6526027.4337 | 6890577.084
t3199 | 9099620.5427 | 12059816.2404 | 134 | 6526027.4337 | 6890577.084
t3200 | 8017029.0312 | 10625047.1057 | 134 | 6526027.4337 | 6890577.084
t3201 | 5910364.4683 | 7833063.9246 | 134 | 6526027.4337 | 6890577.084
t3202 | 4301106.816 | 5700298.9946 | 134 | 6526027.4337 | 6890577.084
t3203 | 3042959.9243 | 4032864.5948 | 134 | 6526027.4337 | 6890577.084
t3204 | 1931109.1827 | 2559317.916 | 134 | 6526027.4337 | 6890577.084
t3205 | 1024073.0514 | 1357214.0463 | 134 | 6526027.4337 | 6890577.084
t3206 | 438888.4506 | 581663.1627 | 134 | 6526027.4337 | 6890577.084
t3207 | 146296.1502 | 193887.7209 | 134 | 6526027.4337 | 6890577.084
t3208 | 29259.23 | 38777.5442 | 134 | 6526027.4337 | 6890577.084
t3209 | 0 | 0 | 134 | 6526027.4337 | 6890577.084
t3210 | 29259.23 | 38777.5442 | 134 | 6526027.4337 | 6890577.084
t3211 | 585184.6008 | 775550.8836 | 134 | 6526027.4337 | 6890577.084
t3212 | 3072219.1543 | 4071642.139 | 134 | 6526027.4337 | 6890577.084
t3213 | 5851846.0082 | 7755508.8362 | 134 | 6526027.4337 | 6890577.084
t3214 | 7168511.36 | 9500498.3244 | 134 | 6526027.4337 | 6890577.084
t3215 | 7753695.9608 | 10276049.208 | 134 | 6526027.4337 | 6890577.084
t3216 | 8251102.8715 | 10935267.4591 | 134 | 6526027.4337 | 6890577.084
t3217 | 8602213.632 | 11400597.9893 | 135 | 5783574.4714 | 7452679.9634
t3218 | 8748509.7822 | 11594485.7102 | 135 | 5783574.4714 | 7452679.9634
t3219 | 8836287.4724 | 11710818.3427 | 135 | 5783574.4714 | 7452679.9634
t3220 | 8543695.1719 | 11323042.9009 | 135 | 5783574.4714 | 7452679.9634
t3221 | 8251102.8715 | 10935267.4591 | 135 | 5783574.4714 | 7452679.9634
t3222 | 7724436.7308 | 10237271.6638 | 135 | 5783574.4714 | 7452679.9634
t3223 | 6846659.8296 | 9073945.3384 | 135 | 5783574.4714 | 7452679.9634
t3224 | 7109992.8999 | 9422943.236 | 135 | 5783574.4714 | 7452679.9634
t3225 | 6524808.2991 | 8647392.3524 | 135 | 5783574.4714 | 7452679.9634
t3226 | 5442216.7876 | 7212623.2177 | 135 | 5783574.4714 | 7452679.9634
t3227 | 4096292.2057 | 5428856.1854 | 135 | 5783574.4714 | 7452679.9634
t3228 | 2721108.3938 | 3606311.6089 | 135 | 5783574.4714 | 7452679.9634
t3229 | 1726294.5724 | 2287875.1067 | 135 | 5783574.4714 | 7452679.9634
t3230 | 1024073.0514 | 1357214.0463 | 135 | 5783574.4714 | 7452679.9634
t3231 | 555925.3708 | 736773.3394 | 135 | 5783574.4714 | 7452679.9634
t3232 | 351110.7605 | 465330.5302 | 135 | 5783574.4714 | 7452679.9634
t3233 | 380369.9905 | 504108.0744 | 135 | 5783574.4714 | 7452679.9634
t3234 | 731480.751 | 969438.6045 | 135 | 5783574.4714 | 7452679.9634
t3235 | 2252960.7131 | 2985870.902 | 135 | 5783574.4714 | 7452679.9634
t3236 | 5734809.088 | 7600398.6595 | 135 | 5783574.4714 | 7452679.9634
t3237 | 8953324.3925 | 11865928.5195 | 135 | 5783574.4714 | 7452679.9634
t3238 | 10562582.0448 | 13339475.1983 | 135 | 5783574.4714 | 7452679.9634
t3239 | 11381840.4859 | 13137466.2313 | 135 | 5783574.4714 | 7452679.9634
t3240 | 11703692.0164 | 13020883.9033 | 135 | 5783574.4714 | 7452679.9634
t3241 | 11703692.0164 | 12977188.4813 | 136 | 7307492.7027 | 9394329.8291
t3242 | 11352581.2559 | 12984171.2233 | 136 | 7307492.7027 | 9394329.8291
t3243 | 10855174.3452 | 13060123.7703 | 136 | 7307492.7027 | 9394329.8291
t3244 | 9772582.8337 | 12951699.7565 | 136 | 7307492.7027 | 9394329.8291
t3245 | 8807028.2423 | 11672040.7986 | 136 | 7307492.7027 | 9394329.8291
t3246 | 7753695.9608 | 10276049.208 | 136 | 7307492.7027 | 9394329.8291
t3247 | 6992955.9798 | 9267833.0593 | 136 | 7307492.7027 | 9394329.8291
t3248 | 6817400.5995 | 9035167.7942 | 136 | 7307492.7027 | 9394329.8291
t3249 | 6056660.6185 | 8026951.6455 | 136 | 7307492.7027 | 9394329.8291
t3250 | 5529994.4777 | 7328955.8503 | 136 | 7307492.7027 | 9394329.8291
t3251 | 4886291.4168 | 6475849.8783 | 136 | 7307492.7027 | 9394329.8291
t3252 | 4564439.8864 | 6049296.8923 | 136 | 7307492.7027 | 9394329.8291
t3253 | 4622958.3465 | 6126851.9806 | 136 | 7307492.7027 | 9394329.8291
t3254 | 4739995.2666 | 6281962.1574 | 136 | 7307492.7027 | 9394329.8291
t3255 | 4798513.7267 | 6359517.2457 | 136 | 7307492.7027 | 9394329.8291
t3256 | 4974069.107 | 6592182.5108 | 136 | 7307492.7027 | 9394329.8291
t3257 | 5383698.3275 | 7135068.1293 | 136 | 7307492.7027 | 9394329.8291
t3258 | 6173697.5386 | 8182061.8222 | 136 | 7307492.7027 | 9394329.8291
t3259 | 7344066.7403 | 9733163.5895 | 136 | 7307492.7027 | 9394329.8291
t3260 | 9187398.2328 | 12176148.8729 | 136 | 7307492.7027 | 9394329.8291
t3261 | 10855174.3452 | 13339475.1983 | 136 | 7307492.7027 | 9394329.8291
t3262 | 9772582.8337 | 12951699.7565 | 136 | 7307492.7027 | 9394329.8291
t3263 | 7402585.2003 | 9810718.6779 | 136 | 7307492.7027 | 9394329.8291
t3264 | 5032587.567 | 6669737.5992 | 136 | 7307492.7027 | 9394329.8291
t3265 | 3481848.3749 | 4614527.7576 | 137 | 4680257.672 | 5480234.0373
t3266 | 2925923.0041 | 3877754.4181 | 137 | 4680257.672 | 5480234.0373
t3267 | 3013700.6942 | 3994087.0507 | 137 | 4680257.672 | 5480234.0373
t3268 | 3423329.9148 | 4536972.6692 | 137 | 4680257.672 | 5480234.0373
t3269 | 3920736.8255 | 5196190.9203 | 137 | 4680257.672 | 5480234.0373
t3270 | 4301106.816 | 5700298.9946 | 137 | 4680257.672 | 5480234.0373
t3271 | 3715922.2152 | 4924748.111 | 137 | 4680257.672 | 5480234.0373
t3272 | 4739995.2666 | 6281962.1574 | 137 | 4680257.672 | 5480234.0373
t3273 | 4535180.6563 | 6010519.3481 | 137 | 4680257.672 | 5480234.0373
t3274 | 3423329.9148 | 4536972.6692 | 137 | 4680257.672 | 5480234.0373
t3275 | 2311479.1732 | 3063425.9903 | 137 | 4680257.672 | 5480234.0373
t3276 | 1550739.1922 | 2055209.8416 | 137 | 4680257.672 | 5480234.0373
t3277 | 936295.3613 | 1240881.4138 | 137 | 4680257.672 | 5480234.0373
t3278 | 526666.1407 | 697995.7953 | 137 | 4680257.672 | 5480234.0373
t3279 | 321851.5304 | 426552.986 | 137 | 4680257.672 | 5480234.0373
t3280 | 321851.5304 | 426552.986 | 137 | 4680257.672 | 5480234.0373
t3281 | 614443.8309 | 814328.4278 | 137 | 4680257.672 | 5480234.0373
t3282 | 1609257.6522 | 2132764.93 | 137 | 4680257.672 | 5480234.0373
t3283 | 4271847.586 | 5661521.4505 | 137 | 4680257.672 | 5480234.0373
t3284 | 9187398.2328 | 12176148.8729 | 137 | 4680257.672 | 5480234.0373
t3285 | 13898134.2694 | 13339475.1983 | 137 | 4680257.672 | 5480234.0373
t3286 | 15185540.3912 | 13339475.1983 | 137 | 4680257.672 | 5480234.0373
t3287 | 13634801.1991 | 13339475.1983 | 137 | 4680257.672 | 5480234.0373
t3288 | 10474804.3546 | 13137774.5103 | 137 | 4680257.672 | 5480234.0373
t3289 | 7109992.8999 | 9422943.236 | 138 | 2697944.8367 | 3575612.7197
t3290 | 4739995.2666 | 6281962.1574 | 138 | 2697944.8367 | 3575612.7197
t3291 | 3686662.9852 | 4885970.5668 | 138 | 2697944.8367 | 3575612.7197
t3292 | 3862218.3654 | 5118635.8319 | 138 | 2697944.8367 | 3575612.7197
t3293 | 4447402.9662 | 5894186.7155 | 138 | 2697944.8367 | 3575612.7197
t3294 | 4447402.9662 | 5894186.7155 | 138 | 2697944.8367 | 3575612.7197
t3295 | 4096292.2057 | 5428856.1854 | 138 | 2697944.8367 | 3575612.7197
t3296 | 3686662.9852 | 4885970.5668 | 138 | 2697944.8367 | 3575612.7197
t3297 | 2282219.9432 | 3024648.4461 | 138 | 2697944.8367 | 3575612.7197
t3298 | 965554.5913 | 1279658.958 | 138 | 2697944.8367 | 3575612.7197
t3299 | 292592.3004 | 387775.4418 | 138 | 2697944.8367 | 3575612.7197
t3300 | 58518.4601 | 77555.0884 | 138 | 2697944.8367 | 3575612.7197
t3301 | 29259.23 | 38777.5442 | 138 | 2697944.8367 | 3575612.7197
t3302 | 29259.23 | 38777.5442 | 138 | 2697944.8367 | 3575612.7197
t3303 | 58518.4601 | 77555.0884 | 138 | 2697944.8367 | 3575612.7197
t3304 | 175555.3802 | 232665.2651 | 138 | 2697944.8367 | 3575612.7197
t3305 | 438888.4506 | 581663.1627 | 138 | 2697944.8367 | 3575612.7197
t3306 | 907036.1313 | 1202103.8696 | 138 | 2697944.8367 | 3575612.7197
t3307 | 994813.8214 | 1318436.5022 | 138 | 2697944.8367 | 3575612.7197
t3308 | 1141109.9716 | 1512324.2231 | 138 | 2697944.8367 | 3575612.7197
t3309 | 2048146.1029 | 2714428.0927 | 138 | 2697944.8367 | 3575612.7197
t3310 | 3452589.1448 | 4575750.2134 | 138 | 2697944.8367 | 3575612.7197
t3311 | 6056660.6185 | 8026951.6455 | 138 | 2697944.8367 | 3575612.7197
t3312 | 9743323.6036 | 12912922.2124 | 138 | 2697944.8367 | 3575612.7197
t3313 | 13576282.739 | 13011816.6513 | 139 | 16329088.632 | 12928123.785
t3314 | 16355909.5929 | 13021878.2573 | 139 | 16329088.632 | 12928123.785
t3315 | 16970353.4237 | 13081336.3823 | 139 | 16329088.632 | 12928123.785
t3316 | 14629615.0204 | 13229315.9663 | 139 | 16329088.632 | 12928123.785
t3317 | 11001470.4954 | 13339475.1983 | 139 | 16329088.632 | 12928123.785
t3318 | 8163325.1814 | 10818934.8266 | 139 | 16329088.632 | 12928123.785
t3319 | 7227029.8201 | 9578053.4128 | 139 | 16329088.632 | 12928123.785
t3320 | 8719250.5522 | 11555708.166 | 139 | 16329088.632 | 12928123.785
t3321 | 10913692.8053 | 13339475.1983 | 139 | 16329088.632 | 12928123.785
t3322 | 13342208.8986 | 13339475.1983 | 139 | 16329088.632 | 12928123.785
t3323 | 15595169.6118 | 13339475.1983 | 139 | 16329088.632 | 12928123.785
t3324 | 17906648.785 | 13339475.1983 | 139 | 16329088.632 | 12928123.785
t3325 | 19896276.4278 | 13339475.1983 | 139 | 16329088.632 | 12928123.785
t3326 | 21388497.1599 | 13339475.1983 | 139 | 16329088.632 | 12928123.785
t3327 | 22383310.9813 | 13339475.1983 | 139 | 16329088.632 | 12928123.785
t3328 | 23348865.5726 | 13339475.1983 | 139 | 16329088.632 | 12928123.785
t3329 | 24168124.0138 | 13339475.1983 | 139 | 16329088.632 | 12928123.785
t3330 | 24402197.8541 | 13339475.1983 | 139 | 16329088.632 | 12928123.785
t3331 | 22237014.8311 | 13339475.1983 | 139 | 16329088.632 | 12928123.785
t3332 | 18872203.3764 | 13339475.1983 | 139 | 16329088.632 | 12928123.785
t3333 | 17614056.4846 | 13339475.1983 | 139 | 16329088.632 | 12928123.785
t3334 | 16443687.283 | 13249849.2633 | 139 | 16329088.632 | 12928123.785
t3335 | 14571096.5604 | 13049241.1313 | 139 | 16329088.632 | 12928123.785
t3336 | 12171839.697 | 12926184.0063 | 139 | 16329088.632 | 12928123.785
t3337 | 9714064.3736 | 12858622.8383 | 140 | 7489143.7559 | 9585485.3249
t3338 | 7490362.8905 | 9927051.3104 | 140 | 7489143.7559 | 9585485.3249
t3339 | 5500735.2477 | 7290178.3061 | 140 | 7489143.7559 | 9585485.3249
t3340 | 3774440.6753 | 5002303.1994 | 140 | 7489143.7559 | 9585485.3249
t3341 | 2516293.7835 | 3334868.7996 | 140 | 7489143.7559 | 9585485.3249
t3342 | 1697035.3424 | 2249097.5625 | 140 | 7489143.7559 | 9585485.3249
t3343 | 1755553.8025 | 2326652.6509 | 140 | 7489143.7559 | 9585485.3249
t3344 | 3277033.7646 | 4343084.9483 | 140 | 7489143.7559 | 9585485.3249
t3345 | 5705549.858 | 7561621.1153 | 140 | 7489143.7559 | 9585485.3249
t3346 | 7256289.0501 | 9616830.9569 | 140 | 7489143.7559 | 9585485.3249
t3347 | 8543695.1719 | 11323042.9009 | 140 | 7489143.7559 | 9585485.3249
t3348 | 9333694.383 | 12370036.5938 | 140 | 7489143.7559 | 9585485.3249
t3349 | 9743323.6036 | 12912922.2124 | 140 | 7489143.7559 | 9585485.3249
t3350 | 9918878.9839 | 13145587.4774 | 140 | 7489143.7559 | 9585485.3249
t3351 | 10240730.5143 | 13339475.1983 | 140 | 7489143.7559 | 9585485.3249
t3352 | 11235544.3357 | 13339475.1983 | 140 | 7489143.7559 | 9585485.3249
t3353 | 11908506.6266 | 13339475.1983 | 140 | 7489143.7559 | 9585485.3249
t3354 | 12171839.697 | 13339475.1983 | 140 | 7489143.7559 | 9585485.3249
t3355 | 10913692.8053 | 13339475.1983 | 140 | 7489143.7559 | 9585485.3249
t3356 | 7402585.2003 | 9810718.6779 | 140 | 7489143.7559 | 9585485.3249
t3357 | 6349252.9189 | 8414727.0873 | 140 | 7489143.7559 | 9585485.3249
t3358 | 6378512.1489 | 8453504.6315 | 140 | 7489143.7559 | 9585485.3249
t3359 | 7548881.3506 | 10004606.3988 | 140 | 7489143.7559 | 9585485.3249
t3360 | 9362953.6131 | 12408814.138 | 140 | 7489143.7559 | 9585485.3249
t3361 | 11206285.1057 | 12741181.0433 | 141 | 17030091.0184 | 13167141.7606
t3362 | 12815542.7579 | 12714437.0163 | 141 | 17030091.0184 | 13167141.7606
t3363 | 14571096.5604 | 12680189.4523 | 141 | 17030091.0184 | 13167141.7606
t3364 | 15156281.1612 | 12673787.5638 | 141 | 17030091.0184 | 13167141.7606
t3365 | 15448873.4616 | 12800364.5436 | 141 | 17030091.0184 | 13167141.7606
t3366 | 15595169.6118 | 13061642.4093 | 141 | 17030091.0184 | 13167141.7606
t3367 | 16443687.283 | 13339475.1983 | 141 | 17030091.0184 | 13167141.7606
t3368 | 20569238.7187 | 13339475.1983 | 141 | 17030091.0184 | 13167141.7606
t3369 | 22822199.4319 | 13339475.1983 | 141 | 17030091.0184 | 13167141.7606
t3370 | 21505534.0801 | 13339475.1983 | 141 | 17030091.0184 | 13167141.7606
t3371 | 18287018.7756 | 13339475.1983 | 141 | 17030091.0184 | 13167141.7606
t3372 | 16794798.0435 | 13339475.1983 | 141 | 17030091.0184 | 13167141.7606
t3373 | 17145908.804 | 13339475.1983 | 141 | 17030091.0184 | 13167141.7606
t3374 | 18140722.6254 | 13339475.1983 | 141 | 17030091.0184 | 13167141.7606
t3375 | 19837757.9677 | 13339475.1983 | 141 | 17030091.0184 | 13167141.7606
t3376 | 21359237.9299 | 13339475.1983 | 141 | 17030091.0184 | 13167141.7606
t3377 | 22383310.9813 | 13339475.1983 | 141 | 17030091.0184 | 13167141.7606
t3378 | 22295533.2912 | 13339475.1983 | 141 | 17030091.0184 | 13167141.7606
t3379 | 20188868.7282 | 13339475.1983 | 141 | 17030091.0184 | 13167141.7606
t3380 | 16794798.0435 | 13339475.1983 | 141 | 17030091.0184 | 13167141.7606
t3381 | 14775911.1707 | 13339475.1983 | 141 | 17030091.0184 | 13167141.7606
t3382 | 13283690.4386 | 13204688.2283 | 141 | 17030091.0184 | 13167141.7606
t3383 | 11469618.176 | 13064891.3643 | 141 | 17030091.0184 | 13167141.7606
t3384 | 9831101.2937 | 12978092.6573 | 141 | 17030091.0184 | 13167141.7606
t3385 | 8982583.6226 | 11904706.0636 | 142 | 10074928.2107 | 11213173.1924
t3386 | 8602213.632 | 11400597.9893 | 142 | 10074928.2107 | 11213173.1924
t3387 | 8104806.7213 | 10741379.7382 | 142 | 10074928.2107 | 11213173.1924
t3388 | 7168511.36 | 9500498.3244 | 142 | 10074928.2107 | 11213173.1924
t3389 | 6495549.0691 | 8608614.8082 | 142 | 10074928.2107 | 11213173.1924
t3390 | 6202956.7687 | 8220839.3664 | 142 | 10074928.2107 | 11213173.1924
t3391 | 7519622.1205 | 9965828.8546 | 142 | 10074928.2107 | 11213173.1924
t3392 | 10474804.3546 | 13339475.1983 | 142 | 10074928.2107 | 11213173.1924
t3393 | 13342208.8986 | 13339475.1983 | 142 | 10074928.2107 | 11213173.1924
t3394 | 14717392.7106 | 13339475.1983 | 142 | 10074928.2107 | 11213173.1924
t3395 | 15244058.8513 | 13339475.1983 | 142 | 10074928.2107 | 11213173.1924
t3396 | 15244058.8513 | 13339475.1983 | 142 | 10074928.2107 | 11213173.1924
t3397 | 15244058.8513 | 13339475.1983 | 142 | 10074928.2107 | 11213173.1924
t3398 | 14922207.3209 | 13339475.1983 | 142 | 10074928.2107 | 11213173.1924
t3399 | 13927393.4995 | 13339475.1983 | 142 | 10074928.2107 | 11213173.1924
t3400 | 13283690.4386 | 13339475.1983 | 142 | 10074928.2107 | 11213173.1924
t3401 | 12318135.8472 | 13339475.1983 | 142 | 10074928.2107 | 11213173.1924
t3402 | 10738137.425 | 13339475.1983 | 142 | 10074928.2107 | 11213173.1924
t3403 | 8192584.4115 | 10857712.3707 | 142 | 10074928.2107 | 11213173.1924
t3404 | 5325179.8674 | 7057513.041 | 142 | 10074928.2107 | 11213173.1924
t3405 | 5178883.7172 | 6863625.3201 | 142 | 10074928.2107 | 11213173.1924
t3406 | 5851846.0082 | 7755508.8362 | 142 | 10074928.2107 | 11213173.1924
t3407 | 6788141.3695 | 8996390.25 | 142 | 10074928.2107 | 11213173.1924
t3408 | 7929251.3411 | 10508714.4731 | 142 | 10074928.2107 | 11213173.1924
t3409 | 8719250.5522 | 11555708.166 | 143 | 5338590.3479 | 7075286.0821
t3410 | 9187398.2328 | 12176148.8729 | 143 | 5338590.3479 | 7075286.0821
t3411 | 9479990.5332 | 12563924.3147 | 143 | 5338590.3479 | 7075286.0821
t3412 | 8924065.1625 | 11827150.9753 | 143 | 5338590.3479 | 7075286.0821
t3413 | 7227029.8201 | 9578053.4128 | 143 | 5338590.3479 | 7075286.0821
t3414 | 5237402.1773 | 6941180.4084 | 143 | 5338590.3479 | 7075286.0821
t3415 | 4037773.7456 | 5351301.097 | 143 | 5338590.3479 | 7075286.0821
t3416 | 4915550.6469 | 6514627.4224 | 143 | 5338590.3479 | 7075286.0821
t3417 | 7227029.8201 | 9578053.4128 | 143 | 5338590.3479 | 7075286.0821
t3418 | 8982583.6226 | 11904706.0636 | 143 | 5338590.3479 | 7075286.0821
t3419 | 9684805.1435 | 12835367.124 | 143 | 5338590.3479 | 7075286.0821
t3420 | 9187398.2328 | 12176148.8729 | 143 | 5338590.3479 | 7075286.0821
t3421 | 7987769.8012 | 10586269.5615 | 143 | 5338590.3479 | 7075286.0821
t3422 | 6407771.379 | 8492282.1757 | 143 | 5338590.3479 | 7075286.0821
t3423 | 4710736.0366 | 6243184.6132 | 143 | 5338590.3479 | 7075286.0821
t3424 | 3540366.8349 | 4692082.8459 | 143 | 5338590.3479 | 7075286.0821
t3425 | 2838145.314 | 3761421.7856 | 143 | 5338590.3479 | 7075286.0821
t3426 | 2282219.9432 | 3024648.4461 | 143 | 5338590.3479 | 7075286.0821
t3427 | 1843331.4926 | 2442985.2834 | 143 | 5338590.3479 | 7075286.0821
t3428 | 1667776.1123 | 2210320.0183 | 143 | 5338590.3479 | 7075286.0821
t3429 | 1550739.1922 | 2055209.8416 | 143 | 5338590.3479 | 7075286.0821
t3430 | 1170369.2016 | 1551101.7672 | 143 | 5338590.3479 | 7075286.0821
t3431 | 819258.4411 | 1085771.2371 | 143 | 5338590.3479 | 7075286.0821
t3432 | 497406.9107 | 659218.2511 | 143 | 5338590.3479 | 7075286.0821
t3433 | 292592.3004 | 387775.4418 | 144 | 1049674.8777 | 1391144.3975
t3434 | 146296.1502 | 193887.7209 | 144 | 1049674.8777 | 1391144.3975
t3435 | 87777.6901 | 116332.6325 | 144 | 1049674.8777 | 1391144.3975
t3436 | 87777.6901 | 116332.6325 | 144 | 1049674.8777 | 1391144.3975
t3437 | 117036.9202 | 155110.1767 | 144 | 1049674.8777 | 1391144.3975
t3438 | 263333.0704 | 348997.8976 | 144 | 1049674.8777 | 1391144.3975
t3439 | 321851.5304 | 426552.986 | 144 | 1049674.8777 | 1391144.3975
t3440 | 234073.8403 | 310220.3534 | 144 | 1049674.8777 | 1391144.3975
t3441 | 380369.9905 | 504108.0744 | 144 | 1049674.8777 | 1391144.3975
t3442 | 731480.751 | 969438.6045 | 144 | 1049674.8777 | 1391144.3975
t3443 | 965554.5913 | 1279658.958 | 144 | 1049674.8777 | 1391144.3975
t3444 | 907036.1313 | 1202103.8696 | 144 | 1049674.8777 | 1391144.3975
t3445 | 702221.521 | 930661.0603 | 144 | 1049674.8777 | 1391144.3975
t3446 | 497406.9107 | 659218.2511 | 144 | 1049674.8777 | 1391144.3975
t3447 | 351110.7605 | 465330.5302 | 144 | 1049674.8777 | 1391144.3975
t3448 | 438888.4506 | 581663.1627 | 144 | 1049674.8777 | 1391144.3975
t3449 | 760739.9811 | 1008216.1487 | 144 | 1049674.8777 | 1391144.3975
t3450 | 1579998.4222 | 2093987.3858 | 144 | 1049674.8777 | 1391144.3975
t3451 | 2838145.314 | 3761421.7856 | 144 | 1049674.8777 | 1391144.3975
t3452 | 3774440.6753 | 5002303.1994 | 144 | 1049674.8777 | 1391144.3975
t3453 | 3832959.1354 | 5079858.2877 | 144 | 1049674.8777 | 1391144.3975
t3454 | 2896663.774 | 3838976.8739 | 144 | 1049674.8777 | 1391144.3975
t3455 | 1872590.7226 | 2481762.8276 | 144 | 1049674.8777 | 1391144.3975
t3456 | 1111850.7416 | 1473546.6789 | 144 | 1049674.8777 | 1391144.3975
t3457 | 819258.4411 | 1085771.2371 | 145 | 2511417.2452 | 3328405.8756
t3458 | 1024073.0514 | 1357214.0463 | 145 | 2511417.2452 | 3328405.8756
t3459 | 1550739.1922 | 2055209.8416 | 145 | 2511417.2452 | 3328405.8756
t3460 | 1960368.4127 | 2598095.4601 | 145 | 2511417.2452 | 3328405.8756
t3461 | 2340738.4033 | 3102203.5345 | 145 | 2511417.2452 | 3328405.8756
t3462 | 2457775.3234 | 3257313.7112 | 145 | 2511417.2452 | 3328405.8756
t3463 | 1755553.8025 | 2326652.6509 | 145 | 2511417.2452 | 3328405.8756
t3464 | 1755553.8025 | 2326652.6509 | 145 | 2511417.2452 | 3328405.8756
t3465 | 1931109.1827 | 2559317.916 | 145 | 2511417.2452 | 3328405.8756
t3466 | 2282219.9432 | 3024648.4461 | 145 | 2511417.2452 | 3328405.8756
t3467 | 2633330.7037 | 3489978.9763 | 145 | 2511417.2452 | 3328405.8756
t3468 | 2955182.2341 | 3916531.9623 | 145 | 2511417.2452 | 3328405.8756
t3469 | 3306292.9946 | 4381862.4925 | 145 | 2511417.2452 | 3328405.8756
t3470 | 3598885.295 | 4769637.9343 | 145 | 2511417.2452 | 3328405.8756
t3471 | 3686662.9852 | 4885970.5668 | 145 | 2511417.2452 | 3328405.8756
t3472 | 3452589.1448 | 4575750.2134 | 145 | 2511417.2452 | 3328405.8756
t3473 | 3423329.9148 | 4536972.6692 | 145 | 2511417.2452 | 3328405.8756
t3474 | 3598885.295 | 4769637.9343 | 145 | 2511417.2452 | 3328405.8756
t3475 | 3159996.8444 | 4187974.7716 | 145 | 2511417.2452 | 3328405.8756
t3476 | 2662589.9337 | 3528756.5205 | 145 | 2511417.2452 | 3328405.8756
t3477 | 2721108.3938 | 3606311.6089 | 145 | 2511417.2452 | 3328405.8756
t3478 | 2604071.4736 | 3451201.4321 | 145 | 2511417.2452 | 3328405.8756
t3479 | 2399256.8634 | 3179758.6229 | 145 | 2511417.2452 | 3328405.8756
t3480 | 2194442.2531 | 2908315.8136 | 145 | 2511417.2452 | 3328405.8756
t3481 | 2018886.8728 | 2675650.5485 | 146 | 1639736.0169 | 2173158.2052
t3482 | 1872590.7226 | 2481762.8276 | 146 | 1639736.0169 | 2173158.2052
t3483 | 1755553.8025 | 2326652.6509 | 146 | 1639736.0169 | 2173158.2052
t3484 | 1433702.272 | 1900099.6649 | 146 | 1639736.0169 | 2173158.2052
t3485 | 994813.8214 | 1318436.5022 | 146 | 1639736.0169 | 2173158.2052
t3486 | 438888.4506 | 581663.1627 | 146 | 1639736.0169 | 2173158.2052
t3487 | 117036.9202 | 155110.1767 | 146 | 1639736.0169 | 2173158.2052
t3488 | 468147.6807 | 620440.7069 | 146 | 1639736.0169 | 2173158.2052
t3489 | 1024073.0514 | 1357214.0463 | 146 | 1639736.0169 | 2173158.2052
t3490 | 1111850.7416 | 1473546.6789 | 146 | 1639736.0169 | 2173158.2052
t3491 | 1199628.4317 | 1589879.3114 | 146 | 1639736.0169 | 2173158.2052
t3492 | 1375183.8119 | 1822544.5765 | 146 | 1639736.0169 | 2173158.2052
t3493 | 1550739.1922 | 2055209.8416 | 146 | 1639736.0169 | 2173158.2052
t3494 | 1697035.3424 | 2249097.5625 | 146 | 1639736.0169 | 2173158.2052
t3495 | 1667776.1123 | 2210320.0183 | 146 | 1639736.0169 | 2173158.2052
t3496 | 1550739.1922 | 2055209.8416 | 146 | 1639736.0169 | 2173158.2052
t3497 | 1287406.1218 | 1706211.944 | 146 | 1639736.0169 | 2173158.2052
t3498 | 965554.5913 | 1279658.958 | 146 | 1639736.0169 | 2173158.2052
t3499 | 789999.2111 | 1046993.6929 | 146 | 1639736.0169 | 2173158.2052
t3500 | 1053332.2815 | 1395991.5905 | 146 | 1639736.0169 | 2173158.2052
t3501 | 1521479.9621 | 2016432.2974 | 146 | 1639736.0169 | 2173158.2052
t3502 | 2721108.3938 | 3606311.6089 | 146 | 1639736.0169 | 2173158.2052
t3503 | 4447402.9662 | 5894186.7155 | 146 | 1639736.0169 | 2173158.2052
t3504 | 6290734.4588 | 8337171.999 | 146 | 1639736.0169 | 2173158.2052
t3505 | 7782955.1909 | 10314826.7522 | 147 | 6864946.8483 | 9098181.3035
t3506 | 8134065.9514 | 10780157.2824 | 147 | 6864946.8483 | 9098181.3035
t3507 | 7548881.3506 | 10004606.3988 | 147 | 6864946.8483 | 9098181.3035
t3508 | 6992955.9798 | 9267833.0593 | 147 | 6864946.8483 | 9098181.3035
t3509 | 6788141.3695 | 8996390.25 | 147 | 6864946.8483 | 9098181.3035
t3510 | 6554067.5292 | 8686169.8966 | 147 | 6864946.8483 | 9098181.3035
t3511 | 5822586.7781 | 7716731.2921 | 147 | 6864946.8483 | 9098181.3035
t3512 | 5412957.5576 | 7173845.6735 | 147 | 6864946.8483 | 9098181.3035
t3513 | 4827772.9567 | 6398294.7899 | 147 | 6864946.8483 | 9098181.3035
t3514 | 4739995.2666 | 6281962.1574 | 147 | 6864946.8483 | 9098181.3035
t3515 | 5237402.1773 | 6941180.4084 | 147 | 6864946.8483 | 9098181.3035
t3516 | 6466289.839 | 8569837.2641 | 147 | 6864946.8483 | 9098181.3035
t3517 | 8104806.7213 | 10741379.7382 | 147 | 6864946.8483 | 9098181.3035
t3518 | 9187398.2328 | 12176148.8729 | 147 | 6864946.8483 | 9098181.3035
t3519 | 8953324.3925 | 11865928.5195 | 147 | 6864946.8483 | 9098181.3035
t3520 | 8631472.8621 | 11439375.5335 | 147 | 6864946.8483 | 9098181.3035
t3521 | 8134065.9514 | 10780157.2824 | 147 | 6864946.8483 | 9098181.3035
t3522 | 7929251.3411 | 10508714.4731 | 147 | 6864946.8483 | 9098181.3035
t3523 | 6700363.6794 | 8880057.6175 | 147 | 6864946.8483 | 9098181.3035
t3524 | 5676290.6279 | 7522843.5712 | 147 | 6864946.8483 | 9098181.3035
t3525 | 5734809.088 | 7600398.6595 | 147 | 6864946.8483 | 9098181.3035
t3526 | 6085919.8485 | 8065729.1897 | 147 | 6864946.8483 | 9098181.3035
t3527 | 6524808.2991 | 8647392.3524 | 147 | 6864946.8483 | 9098181.3035
t3528 | 6788141.3695 | 8996390.25 | 147 | 6864946.8483 | 9098181.3035
t3529 | 6875919.0596 | 9112722.8826 | 148 | 8630253.7275 | 10093471.6042
t3530 | 6934437.5197 | 9190277.971 | 148 | 8630253.7275 | 10093471.6042
t3531 | 7431844.4304 | 9849496.222 | 148 | 8630253.7275 | 10093471.6042
t3532 | 7431844.4304 | 9849496.222 | 148 | 8630253.7275 | 10093471.6042
t3533 | 6905178.2897 | 9151500.4268 | 148 | 8630253.7275 | 10093471.6042
t3534 | 5851846.0082 | 7755508.8362 | 148 | 8630253.7275 | 10093471.6042
t3535 | 5851846.0082 | 7755508.8362 | 148 | 8630253.7275 | 10093471.6042
t3536 | 7314807.5102 | 9694386.0453 | 148 | 8630253.7275 | 10093471.6042
t3537 | 7929251.3411 | 10508714.4731 | 148 | 8630253.7275 | 10093471.6042
t3538 | 8689991.3221 | 11516930.6218 | 148 | 8630253.7275 | 10093471.6042
t3539 | 9655545.9135 | 12796589.5798 | 148 | 8630253.7275 | 10093471.6042
t3540 | 11030729.7254 | 13339475.1983 | 148 | 8630253.7275 | 10093471.6042
t3541 | 12522950.4575 | 13339475.1983 | 148 | 8630253.7275 | 10093471.6042
t3542 | 13371468.1287 | 13339475.1983 | 148 | 8630253.7275 | 10093471.6042
t3543 | 13459245.8188 | 13339475.1983 | 148 | 8630253.7275 | 10093471.6042
t3544 | 14015171.1896 | 13339475.1983 | 148 | 8630253.7275 | 10093471.6042
t3545 | 14717392.7106 | 13339475.1983 | 148 | 8630253.7275 | 10093471.6042
t3546 | 14337022.72 | 13339475.1983 | 148 | 8630253.7275 | 10093471.6042
t3547 | 11411099.7159 | 13339475.1983 | 148 | 8630253.7275 | 10093471.6042
t3548 | 7227029.8201 | 9578053.4128 | 148 | 8630253.7275 | 10093471.6042
t3549 | 5822586.7781 | 7716731.2921 | 148 | 8630253.7275 | 10093471.6042
t3550 | 4213329.1259 | 5583966.3621 | 148 | 8630253.7275 | 10093471.6042
t3551 | 2604071.4736 | 3451201.4321 | 148 | 8630253.7275 | 10093471.6042
t3552 | 1521479.9621 | 2016432.2974 | 148 | 8630253.7275 | 10093471.6042
t3553 | 789999.2111 | 1046993.6929 | 149 | 3331894.8209 | 4415792.8436
t3554 | 351110.7605 | 465330.5302 | 149 | 3331894.8209 | 4415792.8436
t3555 | 117036.9202 | 155110.1767 | 149 | 3331894.8209 | 4415792.8436
t3556 | 29259.23 | 38777.5442 | 149 | 3331894.8209 | 4415792.8436
t3557 | 0 | 0 | 149 | 3331894.8209 | 4415792.8436
t3558 | 0 | 0 | 149 | 3331894.8209 | 4415792.8436
t3559 | 0 | 0 | 149 | 3331894.8209 | 4415792.8436
t3560 | 29259.23 | 38777.5442 | 149 | 3331894.8209 | 4415792.8436
t3561 | 380369.9905 | 504108.0744 | 149 | 3331894.8209 | 4415792.8436
t3562 | 877776.9012 | 1163326.3254 | 149 | 3331894.8209 | 4415792.8436
t3563 | 1579998.4222 | 2093987.3858 | 149 | 3331894.8209 | 4415792.8436
t3564 | 2604071.4736 | 3451201.4321 | 149 | 3331894.8209 | 4415792.8436
t3565 | 3745181.4452 | 4963525.6552 | 149 | 3331894.8209 | 4415792.8436
t3566 | 4798513.7267 | 6359517.2457 | 149 | 3331894.8209 | 4415792.8436
t3567 | 5822586.7781 | 7716731.2921 | 149 | 3331894.8209 | 4415792.8436
t3568 | 6817400.5995 | 9035167.7942 | 149 | 3331894.8209 | 4415792.8436
t3569 | 7782955.1909 | 10314826.7522 | 149 | 3331894.8209 | 4415792.8436
t3570 | 8338880.5617 | 11051600.0917 | 149 | 3331894.8209 | 4415792.8436
t3571 | 7519622.1205 | 9965828.8546 | 149 | 3331894.8209 | 4415792.8436
t3572 | 6173697.5386 | 8182061.8222 | 149 | 3331894.8209 | 4415792.8436
t3573 | 6232215.9987 | 8259616.9106 | 149 | 3331894.8209 | 4415792.8436
t3574 | 6056660.6185 | 8026951.6455 | 149 | 3331894.8209 | 4415792.8436
t3575 | 5412957.5576 | 7173845.6735 | 149 | 3331894.8209 | 4415792.8436
t3576 | 4505921.4263 | 5971741.8039 | 149 | 3331894.8209 | 4415792.8436
t3577 | 3598885.295 | 4769637.9343 | 150 | 3768345.0024 | 4925664.0899
t3578 | 2691849.1638 | 3567534.0647 | 150 | 3768345.0024 | 4925664.0899
t3579 | 1843331.4926 | 2442985.2834 | 150 | 3768345.0024 | 4925664.0899
t3580 | 1111850.7416 | 1473546.6789 | 150 | 3768345.0024 | 4925664.0899
t3581 | 643703.0609 | 853105.972 | 150 | 3768345.0024 | 4925664.0899
t3582 | 409629.2206 | 542885.6185 | 150 | 3768345.0024 | 4925664.0899
t3583 | 234073.8403 | 310220.3534 | 150 | 3768345.0024 | 4925664.0899
t3584 | 234073.8403 | 310220.3534 | 150 | 3768345.0024 | 4925664.0899
t3585 | 438888.4506 | 581663.1627 | 150 | 3768345.0024 | 4925664.0899
t3586 | 731480.751 | 969438.6045 | 150 | 3768345.0024 | 4925664.0899
t3587 | 1111850.7416 | 1473546.6789 | 150 | 3768345.0024 | 4925664.0899
t3588 | 1316665.3518 | 1744989.4882 | 150 | 3768345.0024 | 4925664.0899
t3589 | 1521479.9621 | 2016432.2974 | 150 | 3768345.0024 | 4925664.0899
t3590 | 1901849.9527 | 2520540.3718 | 150 | 3768345.0024 | 4925664.0899
t3591 | 2516293.7835 | 3334868.7996 | 150 | 3768345.0024 | 4925664.0899
t3592 | 3540366.8349 | 4692082.8459 | 150 | 3768345.0024 | 4925664.0899
t3593 | 5032587.567 | 6669737.5992 | 150 | 3768345.0024 | 4925664.0899
t3594 | 6583326.7592 | 8724947.4408 | 150 | 3768345.0024 | 4925664.0899
t3595 | 7344066.7403 | 9733163.5895 | 150 | 3768345.0024 | 4925664.0899
t3596 | 7431844.4304 | 9849496.222 | 150 | 3768345.0024 | 4925664.0899
t3597 | 8924065.1625 | 11827150.9753 | 150 | 3768345.0024 | 4925664.0899
t3598 | 10211471.2843 | 13339475.1983 | 150 | 3768345.0024 | 4925664.0899
t3599 | 10679618.9649 | 13287128.9503 | 150 | 3768345.0024 | 4925664.0899
t3600 | 10387026.6645 | 13181139.6753 | 150 | 3768345.0024 | 4925664.0899
t3601 | 9597027.4534 | 12719034.4914 | 151 | 3851246.1541 | 5104094.2529
t3602 | 8689991.3221 | 11516930.6218 | 151 | 3851246.1541 | 5104094.2529
t3603 | 8075547.4913 | 10702602.194 | 151 | 3851246.1541 | 5104094.2529
t3604 | 7314807.5102 | 9694386.0453 | 151 | 3851246.1541 | 5104094.2529
t3605 | 6583326.7592 | 8724947.4408 | 151 | 3851246.1541 | 5104094.2529
t3606 | 5588512.9378 | 7406510.9386 | 151 | 3851246.1541 | 5104094.2529
t3607 | 5061846.7971 | 6708515.1434 | 151 | 3851246.1541 | 5104094.2529
t3608 | 4242588.3559 | 5622743.9063 | 151 | 3851246.1541 | 5104094.2529
t3609 | 2925923.0041 | 3877754.4181 | 151 | 3851246.1541 | 5104094.2529
t3610 | 2018886.8728 | 2675650.5485 | 151 | 3851246.1541 | 5104094.2529
t3611 | 1521479.9621 | 2016432.2974 | 151 | 3851246.1541 | 5104094.2529
t3612 | 1170369.2016 | 1551101.7672 | 151 | 3851246.1541 | 5104094.2529
t3613 | 907036.1313 | 1202103.8696 | 151 | 3851246.1541 | 5104094.2529
t3614 | 760739.9811 | 1008216.1487 | 151 | 3851246.1541 | 5104094.2529
t3615 | 731480.751 | 969438.6045 | 151 | 3851246.1541 | 5104094.2529
t3616 | 731480.751 | 969438.6045 | 151 | 3851246.1541 | 5104094.2529
t3617 | 1024073.0514 | 1357214.0463 | 151 | 3851246.1541 | 5104094.2529
t3618 | 1755553.8025 | 2326652.6509 | 151 | 3851246.1541 | 5104094.2529
t3619 | 2896663.774 | 3838976.8739 | 151 | 3851246.1541 | 5104094.2529
t3620 | 3598885.295 | 4769637.9343 | 151 | 3851246.1541 | 5104094.2529
t3621 | 4388884.5061 | 5816631.6272 | 151 | 3851246.1541 | 5104094.2529
t3622 | 4447402.9662 | 5894186.7155 | 151 | 3851246.1541 | 5104094.2529
t3623 | 4271847.586 | 5661521.4505 | 151 | 3851246.1541 | 5104094.2529
t3624 | 4125551.4358 | 5467633.7296 | 151 | 3851246.1541 | 5104094.2529
t3625 | 4213329.1259 | 5583966.3621 | 152 | 3781755.4828 | 5011997.5854
t3626 | 4593699.1164 | 6088074.4365 | 152 | 3781755.4828 | 5011997.5854
t3627 | 5266661.4074 | 6979957.9526 | 152 | 3781755.4828 | 5011997.5854
t3628 | 5822586.7781 | 7716731.2921 | 152 | 3781755.4828 | 5011997.5854
t3629 | 6027401.3884 | 7988174.1013 | 152 | 3781755.4828 | 5011997.5854
t3630 | 6056660.6185 | 8026951.6455 | 152 | 3781755.4828 | 5011997.5854
t3631 | 4915550.6469 | 6514627.4224 | 152 | 3781755.4828 | 5011997.5854
t3632 | 6290734.4588 | 8337171.999 | 152 | 3781755.4828 | 5011997.5854
t3633 | 6788141.3695 | 8996390.25 | 152 | 3781755.4828 | 5011997.5854
t3634 | 5998142.1584 | 7949396.5572 | 152 | 3781755.4828 | 5011997.5854
t3635 | 5676290.6279 | 7522843.5712 | 152 | 3781755.4828 | 5011997.5854
t3636 | 5412957.5576 | 7173845.6735 | 152 | 3781755.4828 | 5011997.5854
t3637 | 4857032.1868 | 6437072.3341 | 152 | 3781755.4828 | 5011997.5854
t3638 | 4037773.7456 | 5351301.097 | 152 | 3781755.4828 | 5011997.5854
t3639 | 3072219.1543 | 4071642.139 | 152 | 3781755.4828 | 5011997.5854
t3640 | 2223701.4831 | 2947093.3578 | 152 | 3781755.4828 | 5011997.5854
t3641 | 1492220.7321 | 1977654.7532 | 152 | 3781755.4828 | 5011997.5854
t3642 | 1053332.2815 | 1395991.5905 | 152 | 3781755.4828 | 5011997.5854
t3643 | 877776.9012 | 1163326.3254 | 152 | 3781755.4828 | 5011997.5854
t3644 | 1345924.5819 | 1783767.0323 | 152 | 3781755.4828 | 5011997.5854
t3645 | 1843331.4926 | 2442985.2834 | 152 | 3781755.4828 | 5011997.5854
t3646 | 1638516.8823 | 2171542.4741 | 152 | 3781755.4828 | 5011997.5854
t3647 | 965554.5913 | 1279658.958 | 152 | 3781755.4828 | 5011997.5854
t3648 | 292592.3004 | 387775.4418 | 152 | 3781755.4828 | 5011997.5854
t3649 | 87777.6901 | 116332.6325 | 153 | 1052113.1469 | 1394375.8595
t3650 | 58518.4601 | 77555.0884 | 153 | 1052113.1469 | 1394375.8595
t3651 | 204814.6103 | 271442.8093 | 153 | 1052113.1469 | 1394375.8595
t3652 | 380369.9905 | 504108.0744 | 153 | 1052113.1469 | 1394375.8595
t3653 | 438888.4506 | 581663.1627 | 153 | 1052113.1469 | 1394375.8595
t3654 | 409629.2206 | 542885.6185 | 153 | 1052113.1469 | 1394375.8595
t3655 | 234073.8403 | 310220.3534 | 153 | 1052113.1469 | 1394375.8595
t3656 | 234073.8403 | 310220.3534 | 153 | 1052113.1469 | 1394375.8595
t3657 | 292592.3004 | 387775.4418 | 153 | 1052113.1469 | 1394375.8595
t3658 | 321851.5304 | 426552.986 | 153 | 1052113.1469 | 1394375.8595
t3659 | 409629.2206 | 542885.6185 | 153 | 1052113.1469 | 1394375.8595
t3660 | 643703.0609 | 853105.972 | 153 | 1052113.1469 | 1394375.8595
t3661 | 1111850.7416 | 1473546.6789 | 153 | 1052113.1469 | 1394375.8595
t3662 | 1609257.6522 | 2132764.93 | 153 | 1052113.1469 | 1394375.8595
t3663 | 1960368.4127 | 2598095.4601 | 153 | 1052113.1469 | 1394375.8595
t3664 | 2106664.5629 | 2791983.181 | 153 | 1052113.1469 | 1394375.8595
t3665 | 2311479.1732 | 3063425.9903 | 153 | 1052113.1469 | 1394375.8595
t3666 | 2604071.4736 | 3451201.4321 | 153 | 1052113.1469 | 1394375.8595
t3667 | 2457775.3234 | 3257313.7112 | 153 | 1052113.1469 | 1394375.8595
t3668 | 2077405.3329 | 2753205.6369 | 153 | 1052113.1469 | 1394375.8595
t3669 | 1667776.1123 | 2210320.0183 | 153 | 1052113.1469 | 1394375.8595
t3670 | 1433702.272 | 1900099.6649 | 153 | 1052113.1469 | 1394375.8595
t3671 | 1228887.6617 | 1628656.8556 | 153 | 1052113.1469 | 1394375.8595
t3672 | 965554.5913 | 1279658.958 | 153 | 1052113.1469 | 1394375.8595
t3673 | 672962.2909 | 891883.5162 | 154 | 3978036.151 | 5265918.3286
t3674 | 438888.4506 | 581663.1627 | 154 | 3978036.151 | 5265918.3286
t3675 | 263333.0704 | 348997.8976 | 154 | 3978036.151 | 5265918.3286
t3676 | 87777.6901 | 116332.6325 | 154 | 3978036.151 | 5265918.3286
t3677 | 87777.6901 | 116332.6325 | 154 | 3978036.151 | 5265918.3286
t3678 | 175555.3802 | 232665.2651 | 154 | 3978036.151 | 5265918.3286
t3679 | 204814.6103 | 271442.8093 | 154 | 3978036.151 | 5265918.3286
t3680 | 175555.3802 | 232665.2651 | 154 | 3978036.151 | 5265918.3286
t3681 | 204814.6103 | 271442.8093 | 154 | 3978036.151 | 5265918.3286
t3682 | 585184.6008 | 775550.8836 | 154 | 3978036.151 | 5265918.3286
t3683 | 1170369.2016 | 1551101.7672 | 154 | 3978036.151 | 5265918.3286
t3684 | 1960368.4127 | 2598095.4601 | 154 | 3978036.151 | 5265918.3286
t3685 | 2984441.4642 | 3955309.5065 | 154 | 3978036.151 | 5265918.3286
t3686 | 4242588.3559 | 5622743.9063 | 154 | 3978036.151 | 5265918.3286
t3687 | 5325179.8674 | 7057513.041 | 154 | 3978036.151 | 5265918.3286
t3688 | 6349252.9189 | 8414727.0873 | 154 | 3978036.151 | 5265918.3286
t3689 | 7431844.4304 | 9849496.222 | 154 | 3978036.151 | 5265918.3286
t3690 | 8543695.1719 | 11323042.9009 | 154 | 3978036.151 | 5265918.3286
t3691 | 8075547.4913 | 10702602.194 | 154 | 3978036.151 | 5265918.3286
t3692 | 7987769.8012 | 10586269.5615 | 154 | 3978036.151 | 5265918.3286
t3693 | 9479990.5332 | 12563924.3147 | 154 | 3978036.151 | 5265918.3286
t3694 | 10123693.5941 | 13267943.5103 | 154 | 3978036.151 | 5265918.3286
t3695 | 9801842.0637 | 12990477.3007 | 154 | 3978036.151 | 5265918.3286
t3696 | 9099620.5427 | 12059816.2404 | 154 | 3978036.151 | 5265918.3286
t3697 | 8426658.2518 | 11167932.7242 | 155 | 7387955.5853 | 9384165.6919
t3698 | 7870732.881 | 10431159.3848 | 155 | 7387955.5853 | 9384165.6919
t3699 | 7080733.6699 | 9384165.6919 | 155 | 7387955.5853 | 9384165.6919
t3700 | 5910364.4683 | 7833063.9246 | 155 | 7387955.5853 | 9384165.6919
t3701 | 5003328.337 | 6630960.055 | 155 | 7387955.5853 | 9384165.6919
t3702 | 4388884.5061 | 5816631.6272 | 155 | 7387955.5853 | 9384165.6919
t3703 | 2896663.774 | 3838976.8739 | 155 | 7387955.5853 | 9384165.6919
t3704 | 4242588.3559 | 5622743.9063 | 155 | 7387955.5853 | 9384165.6919
t3705 | 5354439.0975 | 7096290.5852 | 155 | 7387955.5853 | 9384165.6919
t3706 | 5617772.1679 | 7445288.4828 | 155 | 7387955.5853 | 9384165.6919
t3707 | 6027401.3884 | 7988174.1013 | 155 | 7387955.5853 | 9384165.6919
t3708 | 7051474.4399 | 9345388.1477 | 155 | 7387955.5853 | 9384165.6919
t3709 | 8397399.0217 | 11129155.18 | 155 | 7387955.5853 | 9384165.6919
t3710 | 9626286.6835 | 12757812.0356 | 155 | 7387955.5853 | 9384165.6919
t3711 | 10591841.2748 | 13339475.1983 | 155 | 7387955.5853 | 9384165.6919
t3712 | 11498877.4061 | 13339475.1983 | 155 | 7387955.5853 | 9384165.6919
t3713 | 12113321.2369 | 13339475.1983 | 155 | 7387955.5853 | 9384165.6919
t3714 | 12405913.5373 | 13339475.1983 | 155 | 7387955.5853 | 9384165.6919
t3715 | 11089248.1855 | 13339475.1983 | 155 | 7387955.5853 | 9384165.6919
t3716 | 8631472.8621 | 11439375.5335 | 155 | 7387955.5853 | 9384165.6919
t3717 | 7753695.9608 | 10276049.208 | 155 | 7387955.5853 | 9384165.6919
t3718 | 6524808.2991 | 8647392.3524 | 155 | 7387955.5853 | 9384165.6919
t3719 | 5120365.2572 | 6786070.2317 | 155 | 7387955.5853 | 9384165.6919
t3720 | 3686662.9852 | 4885970.5668 | 155 | 7387955.5853 | 9384165.6919
t3721 | 2311479.1732 | 3063425.9903 | 156 | 4579069.5014 | 6068685.6644
t3722 | 1228887.6617 | 1628656.8556 | 156 | 4579069.5014 | 6068685.6644
t3723 | 555925.3708 | 736773.3394 | 156 | 4579069.5014 | 6068685.6644
t3724 | 175555.3802 | 232665.2651 | 156 | 4579069.5014 | 6068685.6644
t3725 | 58518.4601 | 77555.0884 | 156 | 4579069.5014 | 6068685.6644
t3726 | 87777.6901 | 116332.6325 | 156 | 4579069.5014 | 6068685.6644
t3727 | 175555.3802 | 232665.2651 | 156 | 4579069.5014 | 6068685.6644
t3728 | 1053332.2815 | 1395991.5905 | 156 | 4579069.5014 | 6068685.6644
t3729 | 2925923.0041 | 3877754.4181 | 156 | 4579069.5014 | 6068685.6644
t3730 | 5061846.7971 | 6708515.1434 | 156 | 4579069.5014 | 6068685.6644
t3731 | 6583326.7592 | 8724947.4408 | 156 | 4579069.5014 | 6068685.6644
t3732 | 7782955.1909 | 10314826.7522 | 156 | 4579069.5014 | 6068685.6644
t3733 | 8836287.4724 | 11710818.3427 | 156 | 4579069.5014 | 6068685.6644
t3734 | 9479990.5332 | 12563924.3147 | 156 | 4579069.5014 | 6068685.6644
t3735 | 9479990.5332 | 12563924.3147 | 156 | 4579069.5014 | 6068685.6644
t3736 | 9099620.5427 | 12059816.2404 | 156 | 4579069.5014 | 6068685.6644
t3737 | 8777769.0123 | 11633263.2544 | 156 | 4579069.5014 | 6068685.6644
t3738 | 8426658.2518 | 11167932.7242 | 156 | 4579069.5014 | 6068685.6644
t3739 | 6261475.2288 | 8298394.4548 | 156 | 4579069.5014 | 6068685.6644
t3740 | 3774440.6753 | 5002303.1994 | 156 | 4579069.5014 | 6068685.6644
t3741 | 2925923.0041 | 3877754.4181 | 156 | 4579069.5014 | 6068685.6644
t3742 | 3277033.7646 | 4343084.9483 | 156 | 4579069.5014 | 6068685.6644
t3743 | 4739995.2666 | 6281962.1574 | 156 | 4579069.5014 | 6068685.6644
t3744 | 6817400.5995 | 9035167.7942 | 156 | 4579069.5014 | 6068685.6644
t3745 | 8924065.1625 | 11827150.9753 | 157 | 14496729.3507 | 12471185.516
t3746 | 9918878.9839 | 12957143.1523 | 157 | 14496729.3507 | 12471185.516
t3747 | 9918878.9839 | 12961149.5163 | 157 | 14496729.3507 | 12471185.516
t3748 | 8865546.7024 | 11749595.8869 | 157 | 14496729.3507 | 12471185.516
t3749 | 7782955.1909 | 10314826.7522 | 157 | 14496729.3507 | 12471185.516
t3750 | 7344066.7403 | 9733163.5895 | 157 | 14496729.3507 | 12471185.516
t3751 | 5793327.5481 | 7677953.7479 | 157 | 14496729.3507 | 12471185.516
t3752 | 6758882.1394 | 8957612.7059 | 157 | 14496729.3507 | 12471185.516
t3753 | 11001470.4954 | 13339475.1983 | 157 | 14496729.3507 | 12471185.516
t3754 | 13781097.3493 | 13339475.1983 | 157 | 14496729.3507 | 12471185.516
t3755 | 15595169.6118 | 13339475.1983 | 157 | 14496729.3507 | 12471185.516
t3756 | 18052944.9352 | 13339475.1983 | 157 | 14496729.3507 | 12471185.516
t3757 | 21300719.4698 | 13339475.1983 | 157 | 14496729.3507 | 12471185.516
t3758 | 24168124.0138 | 13339475.1983 | 157 | 14496729.3507 | 12471185.516
t3759 | 25865159.3562 | 13339475.1983 | 157 | 14496729.3507 | 12471185.516
t3760 | 26450343.957 | 13339475.1983 | 157 | 14496729.3507 | 12471185.516
t3761 | 26069973.9664 | 13339475.1983 | 157 | 14496729.3507 | 12471185.516
t3762 | 24636271.6944 | 13339475.1983 | 157 | 14496729.3507 | 12471185.516
t3763 | 20042572.578 | 13339475.1983 | 157 | 14496729.3507 | 12471185.516
t3764 | 13459245.8188 | 13339475.1983 | 157 | 14496729.3507 | 12471185.516
t3765 | 11147766.6456 | 13339475.1983 | 157 | 14496729.3507 | 12471185.516
t3766 | 10416285.8946 | 13339475.1983 | 157 | 14496729.3507 | 12471185.516
t3767 | 10357767.4345 | 13257630.1803 | 157 | 14496729.3507 | 12471185.516
t3768 | 10269989.7444 | 13119573.0993 | 157 | 14496729.3507 | 12471185.516
t3769 | 9918878.9839 | 13101676.4563 | 158 | 4343776.5265 | 5755019.954
t3770 | 8924065.1625 | 11827150.9753 | 158 | 4343776.5265 | 5755019.954
t3771 | 7373325.9703 | 9771941.1337 | 158 | 4343776.5265 | 5755019.954
t3772 | 5325179.8674 | 7057513.041 | 158 | 4343776.5265 | 5755019.954
t3773 | 3715922.2152 | 4924748.111 | 158 | 4343776.5265 | 5755019.954
t3774 | 2457775.3234 | 3257313.7112 | 158 | 4343776.5265 | 5755019.954
t3775 | 1433702.272 | 1900099.6649 | 158 | 4343776.5265 | 5755019.954
t3776 | 1053332.2815 | 1395991.5905 | 158 | 4343776.5265 | 5755019.954
t3777 | 877776.9012 | 1163326.3254 | 158 | 4343776.5265 | 5755019.954
t3778 | 1170369.2016 | 1551101.7672 | 158 | 4343776.5265 | 5755019.954
t3779 | 1755553.8025 | 2326652.6509 | 158 | 4343776.5265 | 5755019.954
t3780 | 2545553.0136 | 3373646.3438 | 158 | 4343776.5265 | 5755019.954
t3781 | 3452589.1448 | 4575750.2134 | 158 | 4343776.5265 | 5755019.954
t3782 | 4330366.0461 | 5739076.5388 | 158 | 4343776.5265 | 5755019.954
t3783 | 4944809.8769 | 6553404.9666 | 158 | 4343776.5265 | 5755019.954
t3784 | 5354439.0975 | 7096290.5852 | 158 | 4343776.5265 | 5755019.954
t3785 | 5647031.3979 | 7484066.027 | 158 | 4343776.5265 | 5755019.954
t3786 | 5705549.858 | 7561621.1153 | 158 | 4343776.5265 | 5755019.954
t3787 | 5237402.1773 | 6941180.4084 | 158 | 4343776.5265 | 5755019.954
t3788 | 5003328.337 | 6630960.055 | 158 | 4343776.5265 | 5755019.954
t3789 | 5325179.8674 | 7057513.041 | 158 | 4343776.5265 | 5755019.954
t3790 | 4886291.4168 | 6475849.8783 | 158 | 4343776.5265 | 5755019.954
t3791 | 4271847.586 | 5661521.4505 | 158 | 4343776.5265 | 5755019.954
t3792 | 3540366.8349 | 4692082.8459 | 158 | 4343776.5265 | 5755019.954
t3793 | 2867404.544 | 3800199.3298 | 159 | 2181031.7726 | 2890542.7725
t3794 | 2223701.4831 | 2947093.3578 | 159 | 2181031.7726 | 2890542.7725
t3795 | 1638516.8823 | 2171542.4741 | 159 | 2181031.7726 | 2890542.7725
t3796 | 1141109.9716 | 1512324.2231 | 159 | 2181031.7726 | 2890542.7725
t3797 | 643703.0609 | 853105.972 | 159 | 2181031.7726 | 2890542.7725
t3798 | 204814.6103 | 271442.8093 | 159 | 2181031.7726 | 2890542.7725
t3799 | 29259.23 | 38777.5442 | 159 | 2181031.7726 | 2890542.7725
t3800 | 29259.23 | 38777.5442 | 159 | 2181031.7726 | 2890542.7725
t3801 | 321851.5304 | 426552.986 | 159 | 2181031.7726 | 2890542.7725
t3802 | 877776.9012 | 1163326.3254 | 159 | 2181031.7726 | 2890542.7725
t3803 | 1404443.042 | 1861322.1207 | 159 | 2181031.7726 | 2890542.7725
t3804 | 1697035.3424 | 2249097.5625 | 159 | 2181031.7726 | 2890542.7725
t3805 | 1872590.7226 | 2481762.8276 | 159 | 2181031.7726 | 2890542.7725
t3806 | 2048146.1029 | 2714428.0927 | 159 | 2181031.7726 | 2890542.7725
t3807 | 2135923.793 | 2830760.7252 | 159 | 2181031.7726 | 2890542.7725
t3808 | 2223701.4831 | 2947093.3578 | 159 | 2181031.7726 | 2890542.7725
t3809 | 2311479.1732 | 3063425.9903 | 159 | 2181031.7726 | 2890542.7725
t3810 | 2662589.9337 | 3528756.5205 | 159 | 2181031.7726 | 2890542.7725
t3811 | 3598885.295 | 4769637.9343 | 159 | 2181031.7726 | 2890542.7725
t3812 | 5149624.4872 | 6824847.7759 | 159 | 2181031.7726 | 2890542.7725
t3813 | 6056660.6185 | 8026951.6455 | 159 | 2181031.7726 | 2890542.7725
t3814 | 4915550.6469 | 6514627.4224 | 159 | 2181031.7726 | 2890542.7725
t3815 | 3628144.5251 | 4808415.4785 | 159 | 2181031.7726 | 2890542.7725
t3816 | 2662589.9337 | 3528756.5205 | 159 | 2181031.7726 | 2890542.7725
t3817 | 1960368.4127 | 2598095.4601 | 160 | 2487034.5535 | 3296091.2554
t3818 | 1521479.9621 | 2016432.2974 | 160 | 2487034.5535 | 3296091.2554
t3819 | 1170369.2016 | 1551101.7672 | 160 | 2487034.5535 | 3296091.2554
t3820 | 994813.8214 | 1318436.5022 | 160 | 2487034.5535 | 3296091.2554
t3821 | 731480.751 | 969438.6045 | 160 | 2487034.5535 | 3296091.2554
t3822 | 380369.9905 | 504108.0744 | 160 | 2487034.5535 | 3296091.2554
t3823 | 58518.4601 | 77555.0884 | 160 | 2487034.5535 | 3296091.2554
t3824 | 0 | 0 | 160 | 2487034.5535 | 3296091.2554
t3825 | 87777.6901 | 116332.6325 | 160 | 2487034.5535 | 3296091.2554
t3826 | 526666.1407 | 697995.7953 | 160 | 2487034.5535 | 3296091.2554
t3827 | 1082591.5115 | 1434769.1347 | 160 | 2487034.5535 | 3296091.2554
t3828 | 1579998.4222 | 2093987.3858 | 160 | 2487034.5535 | 3296091.2554
t3829 | 1960368.4127 | 2598095.4601 | 160 | 2487034.5535 | 3296091.2554
t3830 | 2369997.6333 | 3140981.0787 | 160 | 2487034.5535 | 3296091.2554
t3831 | 2750367.6238 | 3645089.153 | 160 | 2487034.5535 | 3296091.2554
t3832 | 3306292.9946 | 4381862.4925 | 160 | 2487034.5535 | 3296091.2554
t3833 | 3920736.8255 | 5196190.9203 | 160 | 2487034.5535 | 3296091.2554
t3834 | 4769254.4967 | 6320739.7015 | 160 | 2487034.5535 | 3296091.2554
t3835 | 6027401.3884 | 7988174.1013 | 160 | 2487034.5535 | 3296091.2554
t3836 | 6729622.9094 | 8918835.1617 | 160 | 2487034.5535 | 3296091.2554
t3837 | 7051474.4399 | 9345388.1477 | 160 | 2487034.5535 | 3296091.2554
t3838 | 5295920.6374 | 7018735.4968 | 160 | 2487034.5535 | 3296091.2554
t3839 | 3364811.4547 | 4459417.5808 | 160 | 2487034.5535 | 3296091.2554
t3840 | 2048146.1029 | 2714428.0927 | 160 | 2487034.5535 | 3296091.2554
t3841 | 1228887.6617 | 1628656.8556 | 161 | 252360.8591 | 334456.3186
t3842 | 731480.751 | 969438.6045 | 161 | 252360.8591 | 334456.3186
t3843 | 409629.2206 | 542885.6185 | 161 | 252360.8591 | 334456.3186
t3844 | 321851.5304 | 426552.986 | 161 | 252360.8591 | 334456.3186
t3845 | 263333.0704 | 348997.8976 | 161 | 252360.8591 | 334456.3186
t3846 | 175555.3802 | 232665.2651 | 161 | 252360.8591 | 334456.3186
t3847 | 58518.4601 | 77555.0884 | 161 | 252360.8591 | 334456.3186
t3848 | 0 | 0 | 161 | 252360.8591 | 334456.3186
t3849 | 0 | 0 | 161 | 252360.8591 | 334456.3186
t3850 | 0 | 0 | 161 | 252360.8591 | 334456.3186
t3851 | 0 | 0 | 161 | 252360.8591 | 334456.3186
t3852 | 0 | 0 | 161 | 252360.8591 | 334456.3186
t3853 | 0 | 0 | 161 | 252360.8591 | 334456.3186
t3854 | 0 | 0 | 161 | 252360.8591 | 334456.3186
t3855 | 29259.23 | 38777.5442 | 161 | 252360.8591 | 334456.3186
t3856 | 58518.4601 | 77555.0884 | 161 | 252360.8591 | 334456.3186
t3857 | 87777.6901 | 116332.6325 | 161 | 252360.8591 | 334456.3186
t3858 | 117036.9202 | 155110.1767 | 161 | 252360.8591 | 334456.3186
t3859 | 146296.1502 | 193887.7209 | 161 | 252360.8591 | 334456.3186
t3860 | 204814.6103 | 271442.8093 | 161 | 252360.8591 | 334456.3186
t3861 | 292592.3004 | 387775.4418 | 161 | 252360.8591 | 334456.3186
t3862 | 409629.2206 | 542885.6185 | 161 | 252360.8591 | 334456.3186
t3863 | 614443.8309 | 814328.4278 | 161 | 252360.8591 | 334456.3186
t3864 | 907036.1313 | 1202103.8696 | 161 | 252360.8591 | 334456.3186
t3865 | 1228887.6617 | 1628656.8556 | 162 | 3461123.0869 | 4587060.3304
t3866 | 1814072.2625 | 2404207.7392 | 162 | 3461123.0869 | 4587060.3304
t3867 | 2750367.6238 | 3645089.153 | 162 | 3461123.0869 | 4587060.3304
t3868 | 3511107.6049 | 4653305.3017 | 162 | 3461123.0869 | 4587060.3304
t3869 | 4184069.8958 | 5545188.8179 | 162 | 3461123.0869 | 4587060.3304
t3870 | 4388884.5061 | 5816631.6272 | 162 | 3461123.0869 | 4587060.3304
t3871 | 4008514.5156 | 5312523.5528 | 162 | 3461123.0869 | 4587060.3304
t3872 | 4681476.8065 | 6204407.069 | 162 | 3461123.0869 | 4587060.3304
t3873 | 4125551.4358 | 5467633.7296 | 162 | 3461123.0869 | 4587060.3304
t3874 | 3569626.065 | 4730860.3901 | 162 | 3461123.0869 | 4587060.3304
t3875 | 3335552.2247 | 4420640.0367 | 162 | 3461123.0869 | 4587060.3304
t3876 | 2896663.774 | 3838976.8739 | 162 | 3461123.0869 | 4587060.3304
t3877 | 2165183.023 | 2869538.2694 | 162 | 3461123.0869 | 4587060.3304
t3878 | 1550739.1922 | 2055209.8416 | 162 | 3461123.0869 | 4587060.3304
t3879 | 1287406.1218 | 1706211.944 | 162 | 3461123.0869 | 4587060.3304
t3880 | 1024073.0514 | 1357214.0463 | 162 | 3461123.0869 | 4587060.3304
t3881 | 1228887.6617 | 1628656.8556 | 162 | 3461123.0869 | 4587060.3304
t3882 | 2194442.2531 | 2908315.8136 | 162 | 3461123.0869 | 4587060.3304
t3883 | 3452589.1448 | 4575750.2134 | 162 | 3461123.0869 | 4587060.3304
t3884 | 4857032.1868 | 6437072.3341 | 162 | 3461123.0869 | 4587060.3304
t3885 | 6290734.4588 | 8337171.999 | 162 | 3461123.0869 | 4587060.3304
t3886 | 6934437.5197 | 9190277.971 | 162 | 3461123.0869 | 4587060.3304
t3887 | 6349252.9189 | 8414727.0873 | 162 | 3461123.0869 | 4587060.3304
t3888 | 5237402.1773 | 6941180.4084 | 162 | 3461123.0869 | 4587060.3304
t3889 | 4154810.6658 | 5506411.2737 | 163 | 2863747.1403 | 3795352.1367
t3890 | 3189256.0745 | 4226752.3158 | 163 | 2863747.1403 | 3795352.1367
t3891 | 2428516.0934 | 3218536.167 | 163 | 2863747.1403 | 3795352.1367
t3892 | 2223701.4831 | 2947093.3578 | 163 | 2863747.1403 | 3795352.1367
t3893 | 2662589.9337 | 3528756.5205 | 163 | 2863747.1403 | 3795352.1367
t3894 | 3218515.3045 | 4265529.8599 | 163 | 2863747.1403 | 3795352.1367
t3895 | 2721108.3938 | 3606311.6089 | 163 | 2863747.1403 | 3795352.1367
t3896 | 3686662.9852 | 4885970.5668 | 163 | 2863747.1403 | 3795352.1367
t3897 | 5208142.9473 | 6902402.8643 | 163 | 2863747.1403 | 3795352.1367
t3898 | 4944809.8769 | 6553404.9666 | 163 | 2863747.1403 | 3795352.1367
t3899 | 3598885.295 | 4769637.9343 | 163 | 2863747.1403 | 3795352.1367
t3900 | 2282219.9432 | 3024648.4461 | 163 | 2863747.1403 | 3795352.1367
t3901 | 1316665.3518 | 1744989.4882 | 163 | 2863747.1403 | 3795352.1367
t3902 | 614443.8309 | 814328.4278 | 163 | 2863747.1403 | 3795352.1367
t3903 | 204814.6103 | 271442.8093 | 163 | 2863747.1403 | 3795352.1367
t3904 | 58518.4601 | 77555.0884 | 163 | 2863747.1403 | 3795352.1367
t3905 | 29259.23 | 38777.5442 | 163 | 2863747.1403 | 3795352.1367
t3906 | 58518.4601 | 77555.0884 | 163 | 2863747.1403 | 3795352.1367
t3907 | 292592.3004 | 387775.4418 | 163 | 2863747.1403 | 3795352.1367
t3908 | 1492220.7321 | 1977654.7532 | 163 | 2863747.1403 | 3795352.1367
t3909 | 3569626.065 | 4730860.3901 | 163 | 2863747.1403 | 3795352.1367
t3910 | 5383698.3275 | 7135068.1293 | 163 | 2863747.1403 | 3795352.1367
t3911 | 7197770.5901 | 9539275.8686 | 163 | 2863747.1403 | 3795352.1367
t3912 | 8192584.4115 | 10857712.3707 | 163 | 2863747.1403 | 3795352.1367
t3913 | 7987769.8012 | 10586269.5615 | 164 | 2933237.8116 | 3887448.8042
t3914 | 7431844.4304 | 9849496.222 | 164 | 2933237.8116 | 3887448.8042
t3915 | 6729622.9094 | 8918835.1617 | 164 | 2933237.8116 | 3887448.8042
t3916 | 5383698.3275 | 7135068.1293 | 164 | 2933237.8116 | 3887448.8042
t3917 | 3979255.2856 | 5273746.0086 | 164 | 2933237.8116 | 3887448.8042
t3918 | 2808886.0839 | 3722644.2414 | 164 | 2933237.8116 | 3887448.8042
t3919 | 1345924.5819 | 1783767.0323 | 164 | 2933237.8116 | 3887448.8042
t3920 | 819258.4411 | 1085771.2371 | 164 | 2933237.8116 | 3887448.8042
t3921 | 292592.3004 | 387775.4418 | 164 | 2933237.8116 | 3887448.8042
t3922 | 58518.4601 | 77555.0884 | 164 | 2933237.8116 | 3887448.8042
t3923 | 29259.23 | 38777.5442 | 164 | 2933237.8116 | 3887448.8042
t3924 | 29259.23 | 38777.5442 | 164 | 2933237.8116 | 3887448.8042
t3925 | 29259.23 | 38777.5442 | 164 | 2933237.8116 | 3887448.8042
t3926 | 175555.3802 | 232665.2651 | 164 | 2933237.8116 | 3887448.8042
t3927 | 555925.3708 | 736773.3394 | 164 | 2933237.8116 | 3887448.8042
t3928 | 1141109.9716 | 1512324.2231 | 164 | 2933237.8116 | 3887448.8042
t3929 | 1697035.3424 | 2249097.5625 | 164 | 2933237.8116 | 3887448.8042
t3930 | 2106664.5629 | 2791983.181 | 164 | 2933237.8116 | 3887448.8042
t3931 | 2252960.7131 | 2985870.902 | 164 | 2933237.8116 | 3887448.8042
t3932 | 2604071.4736 | 3451201.4321 | 164 | 2933237.8116 | 3887448.8042
t3933 | 3862218.3654 | 5118635.8319 | 164 | 2933237.8116 | 3887448.8042
t3934 | 5588512.9378 | 7406510.9386 | 164 | 2933237.8116 | 3887448.8042
t3935 | 6729622.9094 | 8918835.1617 | 164 | 2933237.8116 | 3887448.8042
t3936 | 6758882.1394 | 8957612.7059 | 164 | 2933237.8116 | 3887448.8042
t3937 | 6173697.5386 | 8182061.8222 | 165 | 6211490.7108 | 6659853.6157
t3938 | 5529994.4777 | 7328955.8503 | 165 | 6211490.7108 | 6659853.6157
t3939 | 4974069.107 | 6592182.5108 | 165 | 6211490.7108 | 6659853.6157
t3940 | 4154810.6658 | 5506411.2737 | 165 | 6211490.7108 | 6659853.6157
t3941 | 3511107.6049 | 4653305.3017 | 165 | 6211490.7108 | 6659853.6157
t3942 | 2838145.314 | 3761421.7856 | 165 | 6211490.7108 | 6659853.6157
t3943 | 1872590.7226 | 2481762.8276 | 165 | 6211490.7108 | 6659853.6157
t3944 | 1082591.5115 | 1434769.1347 | 165 | 6211490.7108 | 6659853.6157
t3945 | 117036.9202 | 155110.1767 | 165 | 6211490.7108 | 6659853.6157
t3946 | 29259.23 | 38777.5442 | 165 | 6211490.7108 | 6659853.6157
t3947 | 234073.8403 | 310220.3534 | 165 | 6211490.7108 | 6659853.6157
t3948 | 1024073.0514 | 1357214.0463 | 165 | 6211490.7108 | 6659853.6157
t3949 | 2369997.6333 | 3140981.0787 | 165 | 6211490.7108 | 6659853.6157
t3950 | 4037773.7456 | 5351301.097 | 165 | 6211490.7108 | 6659853.6157
t3951 | 5617772.1679 | 7445288.4828 | 165 | 6211490.7108 | 6659853.6157
t3952 | 6641845.2193 | 8802502.5291 | 165 | 6211490.7108 | 6659853.6157
t3953 | 6992955.9798 | 9267833.0593 | 165 | 6211490.7108 | 6659853.6157
t3954 | 7109992.8999 | 9422943.236 | 165 | 6211490.7108 | 6659853.6157
t3955 | 7314807.5102 | 9694386.0453 | 165 | 6211490.7108 | 6659853.6157
t3956 | 9041102.0826 | 11982261.152 | 165 | 6211490.7108 | 6659853.6157
t3957 | 13898134.2694 | 13339475.1983 | 165 | 6211490.7108 | 6659853.6157
t3958 | 17145908.804 | 13339475.1983 | 165 | 6211490.7108 | 6659853.6157
t3959 | 18755166.4562 | 13190998.8743 | 165 | 6211490.7108 | 6659853.6157
t3960 | 18608870.306 | 13056848.1973 | 165 | 6211490.7108 | 6659853.6157
t3961 | 17789611.8649 | 12995063.6743 | 166 | 11023414.9179 | 12308889.7909
t3962 | 16911834.9636 | 12981916.8073 | 166 | 11023414.9179 | 12308889.7909
t3963 | 16443687.283 | 12965186.7473 | 166 | 11023414.9179 | 12308889.7909
t3964 | 15302577.3114 | 13156926.1623 | 166 | 11023414.9179 | 12308889.7909
t3965 | 13459245.8188 | 13339475.1983 | 166 | 11023414.9179 | 12308889.7909
t3966 | 12230358.1571 | 13339475.1983 | 166 | 11023414.9179 | 12308889.7909
t3967 | 12171839.697 | 13339475.1983 | 166 | 11023414.9179 | 12308889.7909
t3968 | 11498877.4061 | 13339475.1983 | 166 | 11023414.9179 | 12308889.7909
t3969 | 9948138.2139 | 13184365.0216 | 166 | 11023414.9179 | 12308889.7909
t3970 | 8777769.0123 | 11633263.2544 | 166 | 11023414.9179 | 12308889.7909
t3971 | 8338880.5617 | 11051600.0917 | 166 | 11023414.9179 | 12308889.7909
t3972 | 8017029.0312 | 10625047.1057 | 166 | 11023414.9179 | 12308889.7909
t3973 | 7987769.8012 | 10586269.5615 | 166 | 11023414.9179 | 12308889.7909
t3974 | 8251102.8715 | 10935267.4591 | 166 | 11023414.9179 | 12308889.7909
t3975 | 8748509.7822 | 11594485.7102 | 166 | 11023414.9179 | 12308889.7909
t3976 | 8543695.1719 | 11323042.9009 | 166 | 11023414.9179 | 12308889.7909
t3977 | 8192584.4115 | 10857712.3707 | 166 | 11023414.9179 | 12308889.7909
t3978 | 8631472.8621 | 11439375.5335 | 166 | 11023414.9179 | 12308889.7909
t3979 | 9099620.5427 | 12059816.2404 | 166 | 11023414.9179 | 12308889.7909
t3980 | 8836287.4724 | 11710818.3427 | 166 | 11023414.9179 | 12308889.7909
t3981 | 10855174.3452 | 13339475.1983 | 166 | 11023414.9179 | 12308889.7909
t3982 | 12025543.5468 | 13339475.1983 | 166 | 11023414.9179 | 12308889.7909
t3983 | 11937765.8567 | 13199943.5903 | 166 | 11023414.9179 | 12308889.7909
t3984 | 10562582.0448 | 13076403.2183 | 166 | 11023414.9179 | 12308889.7909
t3985 | 8719250.5522 | 11555708.166 | 167 | 2449241.3813 | 3246003.5942
t3986 | 7109992.8999 | 9422943.236 | 167 | 2449241.3813 | 3246003.5942
t3987 | 5822586.7781 | 7716731.2921 | 167 | 2449241.3813 | 3246003.5942
t3988 | 4886291.4168 | 6475849.8783 | 167 | 2449241.3813 | 3246003.5942
t3989 | 4301106.816 | 5700298.9946 | 167 | 2449241.3813 | 3246003.5942
t3990 | 3511107.6049 | 4653305.3017 | 167 | 2449241.3813 | 3246003.5942
t3991 | 2574812.2436 | 3412423.8879 | 167 | 2449241.3813 | 3246003.5942
t3992 | 1375183.8119 | 1822544.5765 | 167 | 2449241.3813 | 3246003.5942
t3993 | 321851.5304 | 426552.986 | 167 | 2449241.3813 | 3246003.5942
t3994 | 0 | 0 | 167 | 2449241.3813 | 3246003.5942
t3995 | 0 | 0 | 167 | 2449241.3813 | 3246003.5942
t3996 | 0 | 0 | 167 | 2449241.3813 | 3246003.5942
t3997 | 29259.23 | 38777.5442 | 167 | 2449241.3813 | 3246003.5942
t3998 | 146296.1502 | 193887.7209 | 167 | 2449241.3813 | 3246003.5942
t3999 | 263333.0704 | 348997.8976 | 167 | 2449241.3813 | 3246003.5942
t4000 | 321851.5304 | 426552.986 | 167 | 2449241.3813 | 3246003.5942
t4001 | 380369.9905 | 504108.0744 | 167 | 2449241.3813 | 3246003.5942
t4002 | 468147.6807 | 620440.7069 | 167 | 2449241.3813 | 3246003.5942
t4003 | 994813.8214 | 1318436.5022 | 167 | 2449241.3813 | 3246003.5942
t4004 | 1960368.4127 | 2598095.4601 | 167 | 2449241.3813 | 3246003.5942
t4005 | 3101478.3843 | 4110419.6832 | 167 | 2449241.3813 | 3246003.5942
t4006 | 3803699.9053 | 5041080.7436 | 167 | 2449241.3813 | 3246003.5942
t4007 | 4067032.9757 | 5390078.6412 | 167 | 2449241.3813 | 3246003.5942
t4008 | 4622958.3465 | 6126851.9806 | 167 | 2449241.3813 | 3246003.5942
t4009 | 4915550.6469 | 6514627.4224 | 168 | 947267.5726 | 1255422.9929
t4010 | 4213329.1259 | 5583966.3621 | 168 | 947267.5726 | 1255422.9929
t4011 | 2838145.314 | 3761421.7856 | 168 | 947267.5726 | 1255422.9929
t4012 | 1521479.9621 | 2016432.2974 | 168 | 947267.5726 | 1255422.9929
t4013 | 731480.751 | 969438.6045 | 168 | 947267.5726 | 1255422.9929
t4014 | 321851.5304 | 426552.986 | 168 | 947267.5726 | 1255422.9929
t4015 | 175555.3802 | 232665.2651 | 168 | 947267.5726 | 1255422.9929
t4016 | 117036.9202 | 155110.1767 | 168 | 947267.5726 | 1255422.9929
t4017 | 87777.6901 | 116332.6325 | 168 | 947267.5726 | 1255422.9929
t4018 | 29259.23 | 38777.5442 | 168 | 947267.5726 | 1255422.9929
t4019 | 29259.23 | 38777.5442 | 168 | 947267.5726 | 1255422.9929
t4020 | 0 | 0 | 168 | 947267.5726 | 1255422.9929
t4021 | 29259.23 | 38777.5442 | 168 | 947267.5726 | 1255422.9929
t4022 | 87777.6901 | 116332.6325 | 168 | 947267.5726 | 1255422.9929
t4023 | 351110.7605 | 465330.5302 | 168 | 947267.5726 | 1255422.9929
t4024 | 702221.521 | 930661.0603 | 168 | 947267.5726 | 1255422.9929
t4025 | 965554.5913 | 1279658.958 | 168 | 947267.5726 | 1255422.9929
t4026 | 1053332.2815 | 1395991.5905 | 168 | 947267.5726 | 1255422.9929
t4027 | 760739.9811 | 1008216.1487 | 168 | 947267.5726 | 1255422.9929
t4028 | 555925.3708 | 736773.3394 | 168 | 947267.5726 | 1255422.9929
t4029 | 614443.8309 | 814328.4278 | 168 | 947267.5726 | 1255422.9929
t4030 | 731480.751 | 969438.6045 | 168 | 947267.5726 | 1255422.9929
t4031 | 848517.6712 | 1124548.7813 | 168 | 947267.5726 | 1255422.9929
t4032 | 1053332.2815 | 1395991.5905 | 168 | 947267.5726 | 1255422.9929
t4033 | 1141109.9716 | 1512324.2231 | 169 | 1896973.4143 | 2514077.4478
t4034 | 1141109.9716 | 1512324.2231 | 169 | 1896973.4143 | 2514077.4478
t4035 | 1024073.0514 | 1357214.0463 | 169 | 1896973.4143 | 2514077.4478
t4036 | 1053332.2815 | 1395991.5905 | 169 | 1896973.4143 | 2514077.4478
t4037 | 1141109.9716 | 1512324.2231 | 169 | 1896973.4143 | 2514077.4478
t4038 | 1111850.7416 | 1473546.6789 | 169 | 1896973.4143 | 2514077.4478
t4039 | 702221.521 | 930661.0603 | 169 | 1896973.4143 | 2514077.4478
t4040 | 438888.4506 | 581663.1627 | 169 | 1896973.4143 | 2514077.4478
t4041 | 292592.3004 | 387775.4418 | 169 | 1896973.4143 | 2514077.4478
t4042 | 438888.4506 | 581663.1627 | 169 | 1896973.4143 | 2514077.4478
t4043 | 497406.9107 | 659218.2511 | 169 | 1896973.4143 | 2514077.4478
t4044 | 614443.8309 | 814328.4278 | 169 | 1896973.4143 | 2514077.4478
t4045 | 965554.5913 | 1279658.958 | 169 | 1896973.4143 | 2514077.4478
t4046 | 1521479.9621 | 2016432.2974 | 169 | 1896973.4143 | 2514077.4478
t4047 | 2369997.6333 | 3140981.0787 | 169 | 1896973.4143 | 2514077.4478
t4048 | 3394070.6847 | 4498195.125 | 169 | 1896973.4143 | 2514077.4478
t4049 | 4388884.5061 | 5816631.6272 | 169 | 1896973.4143 | 2514077.4478
t4050 | 5061846.7971 | 6708515.1434 | 169 | 1896973.4143 | 2514077.4478
t4051 | 4184069.8958 | 5545188.8179 | 169 | 1896973.4143 | 2514077.4478
t4052 | 2779626.8539 | 3683866.6972 | 169 | 1896973.4143 | 2514077.4478
t4053 | 2340738.4033 | 3102203.5345 | 169 | 1896973.4143 | 2514077.4478
t4054 | 2457775.3234 | 3257313.7112 | 169 | 1896973.4143 | 2514077.4478
t4055 | 3013700.6942 | 3994087.0507 | 169 | 1896973.4143 | 2514077.4478
t4056 | 3452589.1448 | 4575750.2134 | 169 | 1896973.4143 | 2514077.4478
t4057 | 3423329.9148 | 4536972.6692 | 170 | 2246865.0402 | 2977792.2469
t4058 | 3130737.6144 | 4149197.2274 | 170 | 2246865.0402 | 2977792.2469
t4059 | 2545553.0136 | 3373646.3438 | 170 | 2246865.0402 | 2977792.2469
t4060 | 1667776.1123 | 2210320.0183 | 170 | 2246865.0402 | 2977792.2469
t4061 | 965554.5913 | 1279658.958 | 170 | 2246865.0402 | 2977792.2469
t4062 | 643703.0609 | 853105.972 | 170 | 2246865.0402 | 2977792.2469
t4063 | 526666.1407 | 697995.7953 | 170 | 2246865.0402 | 2977792.2469
t4064 | 643703.0609 | 853105.972 | 170 | 2246865.0402 | 2977792.2469
t4065 | 877776.9012 | 1163326.3254 | 170 | 2246865.0402 | 2977792.2469
t4066 | 1024073.0514 | 1357214.0463 | 170 | 2246865.0402 | 2977792.2469
t4067 | 1170369.2016 | 1551101.7672 | 170 | 2246865.0402 | 2977792.2469
t4068 | 1316665.3518 | 1744989.4882 | 170 | 2246865.0402 | 2977792.2469
t4069 | 1492220.7321 | 1977654.7532 | 170 | 2246865.0402 | 2977792.2469
t4070 | 1550739.1922 | 2055209.8416 | 170 | 2246865.0402 | 2977792.2469
t4071 | 1550739.1922 | 2055209.8416 | 170 | 2246865.0402 | 2977792.2469
t4072 | 1404443.042 | 1861322.1207 | 170 | 2246865.0402 | 2977792.2469
t4073 | 1111850.7416 | 1473546.6789 | 170 | 2246865.0402 | 2977792.2469
t4074 | 1053332.2815 | 1395991.5905 | 170 | 2246865.0402 | 2977792.2469
t4075 | 1287406.1218 | 1706211.944 | 170 | 2246865.0402 | 2977792.2469
t4076 | 2165183.023 | 2869538.2694 | 170 | 2246865.0402 | 2977792.2469
t4077 | 4564439.8864 | 6049296.8923 | 170 | 2246865.0402 | 2977792.2469
t4078 | 6554067.5292 | 8686169.8966 | 170 | 2246865.0402 | 2977792.2469
t4079 | 6846659.8296 | 9073945.3384 | 170 | 2246865.0402 | 2977792.2469
t4080 | 6407771.379 | 8492282.1757 | 170 | 2246865.0402 | 2977792.2469
t4081 | 5676290.6279 | 7522843.5712 | 171 | 3589132.2183 | 4756712.0862
t4082 | 5061846.7971 | 6708515.1434 | 171 | 3589132.2183 | 4756712.0862
t4083 | 4418143.7362 | 5855409.1714 | 171 | 3589132.2183 | 4756712.0862
t4084 | 3130737.6144 | 4149197.2274 | 171 | 3589132.2183 | 4756712.0862
t4085 | 1960368.4127 | 2598095.4601 | 171 | 3589132.2183 | 4756712.0862
t4086 | 994813.8214 | 1318436.5022 | 171 | 3589132.2183 | 4756712.0862
t4087 | 351110.7605 | 465330.5302 | 171 | 3589132.2183 | 4756712.0862
t4088 | 117036.9202 | 155110.1767 | 171 | 3589132.2183 | 4756712.0862
t4089 | 117036.9202 | 155110.1767 | 171 | 3589132.2183 | 4756712.0862
t4090 | 380369.9905 | 504108.0744 | 171 | 3589132.2183 | 4756712.0862
t4091 | 877776.9012 | 1163326.3254 | 171 | 3589132.2183 | 4756712.0862
t4092 | 1550739.1922 | 2055209.8416 | 171 | 3589132.2183 | 4756712.0862
t4093 | 2252960.7131 | 2985870.902 | 171 | 3589132.2183 | 4756712.0862
t4094 | 2925923.0041 | 3877754.4181 | 171 | 3589132.2183 | 4756712.0862
t4095 | 3715922.2152 | 4924748.111 | 171 | 3589132.2183 | 4756712.0862
t4096 | 4886291.4168 | 6475849.8783 | 171 | 3589132.2183 | 4756712.0862
t4097 | 5968882.9283 | 7910619.013 | 171 | 3589132.2183 | 4756712.0862
t4098 | 6788141.3695 | 8996390.25 | 171 | 3589132.2183 | 4756712.0862
t4099 | 7285548.2802 | 9655608.5011 | 171 | 3589132.2183 | 4756712.0862
t4100 | 6290734.4588 | 8337171.999 | 171 | 3589132.2183 | 4756712.0862
t4101 | 5851846.0082 | 7755508.8362 | 171 | 3589132.2183 | 4756712.0862
t4102 | 5559253.7078 | 7367733.3944 | 171 | 3589132.2183 | 4756712.0862
t4103 | 5237402.1773 | 6941180.4084 | 171 | 3589132.2183 | 4756712.0862
t4104 | 4739995.2666 | 6281962.1574 | 171 | 3589132.2183 | 4756712.0862
t4105 | 4652217.5765 | 6165629.5248 | 172 | 3370907.1276 | 4467496.2359
t4106 | 4739995.2666 | 6281962.1574 | 172 | 3370907.1276 | 4467496.2359
t4107 | 4739995.2666 | 6281962.1574 | 172 | 3370907.1276 | 4467496.2359
t4108 | 4242588.3559 | 5622743.9063 | 172 | 3370907.1276 | 4467496.2359
t4109 | 3598885.295 | 4769637.9343 | 172 | 3370907.1276 | 4467496.2359
t4110 | 2779626.8539 | 3683866.6972 | 172 | 3370907.1276 | 4467496.2359
t4111 | 2604071.4736 | 3451201.4321 | 172 | 3370907.1276 | 4467496.2359
t4112 | 2604071.4736 | 3451201.4321 | 172 | 3370907.1276 | 4467496.2359
t4113 | 2223701.4831 | 2947093.3578 | 172 | 3370907.1276 | 4467496.2359
t4114 | 1843331.4926 | 2442985.2834 | 172 | 3370907.1276 | 4467496.2359
t4115 | 1667776.1123 | 2210320.0183 | 172 | 3370907.1276 | 4467496.2359
t4116 | 1931109.1827 | 2559317.916 | 172 | 3370907.1276 | 4467496.2359
t4117 | 2340738.4033 | 3102203.5345 | 172 | 3370907.1276 | 4467496.2359
t4118 | 2516293.7835 | 3334868.7996 | 172 | 3370907.1276 | 4467496.2359
t4119 | 2428516.0934 | 3218536.167 | 172 | 3370907.1276 | 4467496.2359
t4120 | 2311479.1732 | 3063425.9903 | 172 | 3370907.1276 | 4467496.2359
t4121 | 2223701.4831 | 2947093.3578 | 172 | 3370907.1276 | 4467496.2359
t4122 | 2048146.1029 | 2714428.0927 | 172 | 3370907.1276 | 4467496.2359
t4123 | 2165183.023 | 2869538.2694 | 172 | 3370907.1276 | 4467496.2359
t4124 | 3335552.2247 | 4420640.0367 | 172 | 3370907.1276 | 4467496.2359
t4125 | 5149624.4872 | 6824847.7759 | 172 | 3370907.1276 | 4467496.2359
t4126 | 6144438.3086 | 8143284.2781 | 172 | 3370907.1276 | 4467496.2359
t4127 | 6466289.839 | 8569837.2641 | 172 | 3370907.1276 | 4467496.2359
t4128 | 6144438.3086 | 8143284.2781 | 172 | 3370907.1276 | 4467496.2359
t4129 | 5442216.7876 | 7212623.2177 | 173 | 2412667.3438 | 3197531.6639
t4130 | 4535180.6563 | 6010519.3481 | 173 | 2412667.3438 | 3197531.6639
t4131 | 3598885.295 | 4769637.9343 | 173 | 2412667.3438 | 3197531.6639
t4132 | 2721108.3938 | 3606311.6089 | 173 | 2412667.3438 | 3197531.6639
t4133 | 1726294.5724 | 2287875.1067 | 173 | 2412667.3438 | 3197531.6639
t4134 | 819258.4411 | 1085771.2371 | 173 | 2412667.3438 | 3197531.6639
t4135 | 146296.1502 | 193887.7209 | 173 | 2412667.3438 | 3197531.6639
t4136 | 0 | 0 | 173 | 2412667.3438 | 3197531.6639
t4137 | 29259.23 | 38777.5442 | 173 | 2412667.3438 | 3197531.6639
t4138 | 351110.7605 | 465330.5302 | 173 | 2412667.3438 | 3197531.6639
t4139 | 936295.3613 | 1240881.4138 | 173 | 2412667.3438 | 3197531.6639
t4140 | 1492220.7321 | 1977654.7532 | 173 | 2412667.3438 | 3197531.6639
t4141 | 1989627.6428 | 2636873.0043 | 173 | 2412667.3438 | 3197531.6639
t4142 | 2340738.4033 | 3102203.5345 | 173 | 2412667.3438 | 3197531.6639
t4143 | 2750367.6238 | 3645089.153 | 173 | 2412667.3438 | 3197531.6639
t4144 | 3130737.6144 | 4149197.2274 | 173 | 2412667.3438 | 3197531.6639
t4145 | 3394070.6847 | 4498195.125 | 173 | 2412667.3438 | 3197531.6639
t4146 | 3364811.4547 | 4459417.5808 | 173 | 2412667.3438 | 3197531.6639
t4147 | 3013700.6942 | 3994087.0507 | 173 | 2412667.3438 | 3197531.6639
t4148 | 2545553.0136 | 3373646.3438 | 173 | 2412667.3438 | 3197531.6639
t4149 | 2691849.1638 | 3567534.0647 | 173 | 2412667.3438 | 3197531.6639
t4150 | 3159996.8444 | 4187974.7716 | 173 | 2412667.3438 | 3197531.6639
t4151 | 3774440.6753 | 5002303.1994 | 173 | 2412667.3438 | 3197531.6639
t4152 | 3949996.0555 | 5234968.4645 | 173 | 2412667.3438 | 3197531.6639
t4153 | 3745181.4452 | 4963525.6552 | 174 | 3476971.8365 | 4608064.8335
t4154 | 3218515.3045 | 4265529.8599 | 174 | 3476971.8365 | 4608064.8335
t4155 | 2516293.7835 | 3334868.7996 | 174 | 3476971.8365 | 4608064.8335
t4156 | 1814072.2625 | 2404207.7392 | 174 | 3476971.8365 | 4608064.8335
t4157 | 1111850.7416 | 1473546.6789 | 174 | 3476971.8365 | 4608064.8335
t4158 | 497406.9107 | 659218.2511 | 174 | 3476971.8365 | 4608064.8335
t4159 | 146296.1502 | 193887.7209 | 174 | 3476971.8365 | 4608064.8335
t4160 | 87777.6901 | 116332.6325 | 174 | 3476971.8365 | 4608064.8335
t4161 | 292592.3004 | 387775.4418 | 174 | 3476971.8365 | 4608064.8335
t4162 | 965554.5913 | 1279658.958 | 174 | 3476971.8365 | 4608064.8335
t4163 | 1784813.0325 | 2365430.1951 | 174 | 3476971.8365 | 4608064.8335
t4164 | 2516293.7835 | 3334868.7996 | 174 | 3476971.8365 | 4608064.8335
t4165 | 2984441.4642 | 3955309.5065 | 174 | 3476971.8365 | 4608064.8335
t4166 | 3452589.1448 | 4575750.2134 | 174 | 3476971.8365 | 4608064.8335
t4167 | 3920736.8255 | 5196190.9203 | 174 | 3476971.8365 | 4608064.8335
t4168 | 4886291.4168 | 6475849.8783 | 174 | 3476971.8365 | 4608064.8335
t4169 | 6027401.3884 | 7988174.1013 | 174 | 3476971.8365 | 4608064.8335
t4170 | 7109992.8999 | 9422943.236 | 174 | 3476971.8365 | 4608064.8335
t4171 | 6992955.9798 | 9267833.0593 | 174 | 3476971.8365 | 4608064.8335
t4172 | 6729622.9094 | 8918835.1617 | 174 | 3476971.8365 | 4608064.8335
t4173 | 6583326.7592 | 8724947.4408 | 174 | 3476971.8365 | 4608064.8335
t4174 | 6349252.9189 | 8414727.0873 | 174 | 3476971.8365 | 4608064.8335
t4175 | 5559253.7078 | 7367733.3944 | 174 | 3476971.8365 | 4608064.8335
t4176 | 4154810.6658 | 5506411.2737 | 174 | 3476971.8365 | 4608064.8335
t4177 | 2779626.8539 | 3683866.6972 | 175 | 1818948.8009 | 2410670.6633
t4178 | 2223701.4831 | 2947093.3578 | 175 | 1818948.8009 | 2410670.6633
t4179 | 848517.6712 | 1124548.7813 | 175 | 1818948.8009 | 2410670.6633
t4180 | 87777.6901 | 116332.6325 | 175 | 1818948.8009 | 2410670.6633
t4181 | 0 | 0 | 175 | 1818948.8009 | 2410670.6633
t4182 | 0 | 0 | 175 | 1818948.8009 | 2410670.6633
t4183 | 0 | 0 | 175 | 1818948.8009 | 2410670.6633
t4184 | 29259.23 | 38777.5442 | 175 | 1818948.8009 | 2410670.6633
t4185 | 117036.9202 | 155110.1767 | 175 | 1818948.8009 | 2410670.6633
t4186 | 380369.9905 | 504108.0744 | 175 | 1818948.8009 | 2410670.6633
t4187 | 731480.751 | 969438.6045 | 175 | 1818948.8009 | 2410670.6633
t4188 | 1024073.0514 | 1357214.0463 | 175 | 1818948.8009 | 2410670.6633
t4189 | 1228887.6617 | 1628656.8556 | 175 | 1818948.8009 | 2410670.6633
t4190 | 1345924.5819 | 1783767.0323 | 175 | 1818948.8009 | 2410670.6633
t4191 | 1521479.9621 | 2016432.2974 | 175 | 1818948.8009 | 2410670.6633
t4192 | 1901849.9527 | 2520540.3718 | 175 | 1818948.8009 | 2410670.6633
t4193 | 2311479.1732 | 3063425.9903 | 175 | 1818948.8009 | 2410670.6633
t4194 | 2779626.8539 | 3683866.6972 | 175 | 1818948.8009 | 2410670.6633
t4195 | 2808886.0839 | 3722644.2414 | 175 | 1818948.8009 | 2410670.6633
t4196 | 2340738.4033 | 3102203.5345 | 175 | 1818948.8009 | 2410670.6633
t4197 | 2867404.544 | 3800199.3298 | 175 | 1818948.8009 | 2410670.6633
t4198 | 4125551.4358 | 5467633.7296 | 175 | 1818948.8009 | 2410670.6633
t4199 | 5529994.4777 | 7328955.8503 | 175 | 1818948.8009 | 2410670.6633
t4200 | 6671104.4493 | 8841280.0733 | 175 | 1818948.8009 | 2410670.6633
t4201 | 7431844.4304 | 9849496.222 | 176 | 3330675.6863 | 4414177.1126
t4202 | 7753695.9608 | 10276049.208 | 176 | 3330675.6863 | 4414177.1126
t4203 | 7490362.8905 | 9927051.3104 | 176 | 3330675.6863 | 4414177.1126
t4204 | 7051474.4399 | 9345388.1477 | 176 | 3330675.6863 | 4414177.1126
t4205 | 6261475.2288 | 8298394.4548 | 176 | 3330675.6863 | 4414177.1126
t4206 | 4739995.2666 | 6281962.1574 | 176 | 3330675.6863 | 4414177.1126
t4207 | 3306292.9946 | 4381862.4925 | 176 | 3330675.6863 | 4414177.1126
t4208 | 3481848.3749 | 4614527.7576 | 176 | 3330675.6863 | 4414177.1126
t4209 | 3101478.3843 | 4110419.6832 | 176 | 3330675.6863 | 4414177.1126
t4210 | 2399256.8634 | 3179758.6229 | 176 | 3330675.6863 | 4414177.1126
t4211 | 1989627.6428 | 2636873.0043 | 176 | 3330675.6863 | 4414177.1126
t4212 | 2106664.5629 | 2791983.181 | 176 | 3330675.6863 | 4414177.1126
t4213 | 2516293.7835 | 3334868.7996 | 176 | 3330675.6863 | 4414177.1126
t4214 | 2925923.0041 | 3877754.4181 | 176 | 3330675.6863 | 4414177.1126
t4215 | 3042959.9243 | 4032864.5948 | 176 | 3330675.6863 | 4414177.1126
t4216 | 3042959.9243 | 4032864.5948 | 176 | 3330675.6863 | 4414177.1126
t4217 | 2808886.0839 | 3722644.2414 | 176 | 3330675.6863 | 4414177.1126
t4218 | 2252960.7131 | 2985870.902 | 176 | 3330675.6863 | 4414177.1126
t4219 | 1287406.1218 | 1706211.944 | 176 | 3330675.6863 | 4414177.1126
t4220 | 263333.0704 | 348997.8976 | 176 | 3330675.6863 | 4414177.1126
t4221 | 58518.4601 | 77555.0884 | 176 | 3330675.6863 | 4414177.1126
t4222 | 117036.9202 | 155110.1767 | 176 | 3330675.6863 | 4414177.1126
t4223 | 1228887.6617 | 1628656.8556 | 176 | 3330675.6863 | 4414177.1126
t4224 | 3277033.7646 | 4343084.9483 | 176 | 3330675.6863 | 4414177.1126
t4225 | 5529994.4777 | 7328955.8503 | 177 | 3712264.8114 | 4919900.918
t4226 | 7665918.2707 | 10159716.5755 | 177 | 3712264.8114 | 4919900.918
t4227 | 8748509.7822 | 11594485.7102 | 177 | 3712264.8114 | 4919900.918
t4228 | 7431844.4304 | 9849496.222 | 177 | 3712264.8114 | 4919900.918
t4229 | 5764068.3181 | 7639176.2037 | 177 | 3712264.8114 | 4919900.918
t4230 | 4184069.8958 | 5545188.8179 | 177 | 3712264.8114 | 4919900.918
t4231 | 3159996.8444 | 4187974.7716 | 177 | 3712264.8114 | 4919900.918
t4232 | 2955182.2341 | 3916531.9623 | 177 | 3712264.8114 | 4919900.918
t4233 | 2955182.2341 | 3916531.9623 | 177 | 3712264.8114 | 4919900.918
t4234 | 3569626.065 | 4730860.3901 | 177 | 3712264.8114 | 4919900.918
t4235 | 4418143.7362 | 5855409.1714 | 177 | 3712264.8114 | 4919900.918
t4236 | 4652217.5765 | 6165629.5248 | 177 | 3712264.8114 | 4919900.918
t4237 | 4271847.586 | 5661521.4505 | 177 | 3712264.8114 | 4919900.918
t4238 | 3774440.6753 | 5002303.1994 | 177 | 3712264.8114 | 4919900.918
t4239 | 3423329.9148 | 4536972.6692 | 177 | 3712264.8114 | 4919900.918
t4240 | 3540366.8349 | 4692082.8459 | 177 | 3712264.8114 | 4919900.918
t4241 | 3657403.7551 | 4847193.0227 | 177 | 3712264.8114 | 4919900.918
t4242 | 3335552.2247 | 4420640.0367 | 177 | 3712264.8114 | 4919900.918
t4243 | 2457775.3234 | 3257313.7112 | 177 | 3712264.8114 | 4919900.918
t4244 | 1521479.9621 | 2016432.2974 | 177 | 3712264.8114 | 4919900.918
t4245 | 936295.3613 | 1240881.4138 | 177 | 3712264.8114 | 4919900.918
t4246 | 555925.3708 | 736773.3394 | 177 | 3712264.8114 | 4919900.918
t4247 | 351110.7605 | 465330.5302 | 177 | 3712264.8114 | 4919900.918
t4248 | 234073.8403 | 310220.3534 | 177 | 3712264.8114 | 4919900.918
t4249 | 175555.3802 | 232665.2651 | 178 | 2011572.0653 | 2665956.1625
t4250 | 117036.9202 | 155110.1767 | 178 | 2011572.0653 | 2665956.1625
t4251 | 87777.6901 | 116332.6325 | 178 | 2011572.0653 | 2665956.1625
t4252 | 58518.4601 | 77555.0884 | 178 | 2011572.0653 | 2665956.1625
t4253 | 0 | 0 | 178 | 2011572.0653 | 2665956.1625
t4254 | 0 | 0 | 178 | 2011572.0653 | 2665956.1625
t4255 | 0 | 0 | 178 | 2011572.0653 | 2665956.1625
t4256 | 87777.6901 | 116332.6325 | 178 | 2011572.0653 | 2665956.1625
t4257 | 994813.8214 | 1318436.5022 | 178 | 2011572.0653 | 2665956.1625
t4258 | 1697035.3424 | 2249097.5625 | 178 | 2011572.0653 | 2665956.1625
t4259 | 2194442.2531 | 2908315.8136 | 178 | 2011572.0653 | 2665956.1625
t4260 | 2516293.7835 | 3334868.7996 | 178 | 2011572.0653 | 2665956.1625
t4261 | 2808886.0839 | 3722644.2414 | 178 | 2011572.0653 | 2665956.1625
t4262 | 2925923.0041 | 3877754.4181 | 178 | 2011572.0653 | 2665956.1625
t4263 | 2925923.0041 | 3877754.4181 | 178 | 2011572.0653 | 2665956.1625
t4264 | 3218515.3045 | 4265529.8599 | 178 | 2011572.0653 | 2665956.1625
t4265 | 3628144.5251 | 4808415.4785 | 178 | 2011572.0653 | 2665956.1625
t4266 | 4067032.9757 | 5390078.6412 | 178 | 2011572.0653 | 2665956.1625
t4267 | 4184069.8958 | 5545188.8179 | 178 | 2011572.0653 | 2665956.1625
t4268 | 3715922.2152 | 4924748.111 | 178 | 2011572.0653 | 2665956.1625
t4269 | 3598885.295 | 4769637.9343 | 178 | 2011572.0653 | 2665956.1625
t4270 | 3364811.4547 | 4459417.5808 | 178 | 2011572.0653 | 2665956.1625
t4271 | 3159996.8444 | 4187974.7716 | 178 | 2011572.0653 | 2665956.1625
t4272 | 2750367.6238 | 3645089.153 | 178 | 2011572.0653 | 2665956.1625
t4273 | 2194442.2531 | 2908315.8136 | 179 | 9853045.7163 | 8746661.7112
t4274 | 1667776.1123 | 2210320.0183 | 179 | 9853045.7163 | 8746661.7112
t4275 | 1316665.3518 | 1744989.4882 | 179 | 9853045.7163 | 8746661.7112
t4276 | 1053332.2815 | 1395991.5905 | 179 | 9853045.7163 | 8746661.7112
t4277 | 936295.3613 | 1240881.4138 | 179 | 9853045.7163 | 8746661.7112
t4278 | 1082591.5115 | 1434769.1347 | 179 | 9853045.7163 | 8746661.7112
t4279 | 907036.1313 | 1202103.8696 | 179 | 9853045.7163 | 8746661.7112
t4280 | 2165183.023 | 2869538.2694 | 179 | 9853045.7163 | 8746661.7112
t4281 | 3920736.8255 | 5196190.9203 | 179 | 9853045.7163 | 8746661.7112
t4282 | 5764068.3181 | 7639176.2037 | 179 | 9853045.7163 | 8746661.7112
t4283 | 7782955.1909 | 10314826.7522 | 179 | 9853045.7163 | 8746661.7112
t4284 | 9918878.9839 | 13145587.4774 | 179 | 9853045.7163 | 8746661.7112
t4285 | 12405913.5373 | 13339475.1983 | 179 | 9853045.7163 | 8746661.7112
t4286 | 15244058.8513 | 13339475.1983 | 179 | 9853045.7163 | 8746661.7112
t4287 | 18169981.8554 | 13339475.1983 | 179 | 9853045.7163 | 8746661.7112
t4288 | 20101091.0381 | 13339475.1983 | 179 | 9853045.7163 | 8746661.7112
t4289 | 21125164.0895 | 13339475.1983 | 179 | 9853045.7163 | 8746661.7112
t4290 | 21505534.0801 | 13339475.1983 | 179 | 9853045.7163 | 8746661.7112
t4291 | 20393683.3385 | 13339475.1983 | 179 | 9853045.7163 | 8746661.7112
t4292 | 16970353.4237 | 13339475.1983 | 179 | 9853045.7163 | 8746661.7112
t4293 | 16326650.3628 | 13339475.1983 | 179 | 9853045.7163 | 8746661.7112
t4294 | 14658874.2505 | 13339475.1983 | 179 | 9853045.7163 | 8746661.7112
t4295 | 11820728.9365 | 13240176.9813 | 179 | 9853045.7163 | 8746661.7112
t4296 | 9041102.0826 | 11982261.152 | 179 | 9853045.7163 | 8746661.7112
t4297 | 6583326.7592 | 8724947.4408 | 180 | 2455337.0543 | 3254082.2492
t4298 | 4886291.4168 | 6475849.8783 | 180 | 2455337.0543 | 3254082.2492
t4299 | 4096292.2057 | 5428856.1854 | 180 | 2455337.0543 | 3254082.2492
t4300 | 3920736.8255 | 5196190.9203 | 180 | 2455337.0543 | 3254082.2492
t4301 | 4125551.4358 | 5467633.7296 | 180 | 2455337.0543 | 3254082.2492
t4302 | 3774440.6753 | 5002303.1994 | 180 | 2455337.0543 | 3254082.2492
t4303 | 3686662.9852 | 4885970.5668 | 180 | 2455337.0543 | 3254082.2492
t4304 | 4037773.7456 | 5351301.097 | 180 | 2455337.0543 | 3254082.2492
t4305 | 3364811.4547 | 4459417.5808 | 180 | 2455337.0543 | 3254082.2492
t4306 | 2545553.0136 | 3373646.3438 | 180 | 2455337.0543 | 3254082.2492
t4307 | 2194442.2531 | 2908315.8136 | 180 | 2455337.0543 | 3254082.2492
t4308 | 2223701.4831 | 2947093.3578 | 180 | 2455337.0543 | 3254082.2492
t4309 | 2077405.3329 | 2753205.6369 | 180 | 2455337.0543 | 3254082.2492
t4310 | 1726294.5724 | 2287875.1067 | 180 | 2455337.0543 | 3254082.2492
t4311 | 1462961.502 | 1938877.2091 | 180 | 2455337.0543 | 3254082.2492
t4312 | 1462961.502 | 1938877.2091 | 180 | 2455337.0543 | 3254082.2492
t4313 | 1462961.502 | 1938877.2091 | 180 | 2455337.0543 | 3254082.2492
t4314 | 1199628.4317 | 1589879.3114 | 180 | 2455337.0543 | 3254082.2492
t4315 | 907036.1313 | 1202103.8696 | 180 | 2455337.0543 | 3254082.2492
t4316 | 731480.751 | 969438.6045 | 180 | 2455337.0543 | 3254082.2492
t4317 | 614443.8309 | 814328.4278 | 180 | 2455337.0543 | 3254082.2492
t4318 | 585184.6008 | 775550.8836 | 180 | 2455337.0543 | 3254082.2492
t4319 | 555925.3708 | 736773.3394 | 180 | 2455337.0543 | 3254082.2492
t4320 | 702221.521 | 930661.0603 | 180 | 2455337.0543 | 3254082.2492
t4321 | 965554.5913 | 1279658.958 | 181 | 3559872.9883 | 4717934.5421
t4322 | 1345924.5819 | 1783767.0323 | 181 | 3559872.9883 | 4717934.5421
t4323 | 1814072.2625 | 2404207.7392 | 181 | 3559872.9883 | 4717934.5421
t4324 | 2428516.0934 | 3218536.167 | 181 | 3559872.9883 | 4717934.5421
t4325 | 2925923.0041 | 3877754.4181 | 181 | 3559872.9883 | 4717934.5421
t4326 | 3159996.8444 | 4187974.7716 | 181 | 3559872.9883 | 4717934.5421
t4327 | 2369997.6333 | 3140981.0787 | 181 | 3559872.9883 | 4717934.5421
t4328 | 2252960.7131 | 2985870.902 | 181 | 3559872.9883 | 4717934.5421
t4329 | 2750367.6238 | 3645089.153 | 181 | 3559872.9883 | 4717934.5421
t4330 | 2750367.6238 | 3645089.153 | 181 | 3559872.9883 | 4717934.5421
t4331 | 2750367.6238 | 3645089.153 | 181 | 3559872.9883 | 4717934.5421
t4332 | 3159996.8444 | 4187974.7716 | 181 | 3559872.9883 | 4717934.5421
t4333 | 3803699.9053 | 5041080.7436 | 181 | 3559872.9883 | 4717934.5421
t4334 | 4330366.0461 | 5739076.5388 | 181 | 3559872.9883 | 4717934.5421
t4335 | 4593699.1164 | 6088074.4365 | 181 | 3559872.9883 | 4717934.5421
t4336 | 4739995.2666 | 6281962.1574 | 181 | 3559872.9883 | 4717934.5421
t4337 | 4944809.8769 | 6553404.9666 | 181 | 3559872.9883 | 4717934.5421
t4338 | 5178883.7172 | 6863625.3201 | 181 | 3559872.9883 | 4717934.5421
t4339 | 4681476.8065 | 6204407.069 | 181 | 3559872.9883 | 4717934.5421
t4340 | 4271847.586 | 5661521.4505 | 181 | 3559872.9883 | 4717934.5421
t4341 | 4622958.3465 | 6126851.9806 | 181 | 3559872.9883 | 4717934.5421
t4342 | 5003328.337 | 6630960.055 | 181 | 3559872.9883 | 4717934.5421
t4343 | 5237402.1773 | 6941180.4084 | 181 | 3559872.9883 | 4717934.5421
t4344 | 5354439.0975 | 7096290.5852 | 181 | 3559872.9883 | 4717934.5421
t4345 | 5588512.9378 | 7406510.9386 | 182 | 7984112.3974 | 9094949.8415
t4346 | 5822586.7781 | 7716731.2921 | 182 | 7984112.3974 | 9094949.8415
t4347 | 5705549.858 | 7561621.1153 | 182 | 7984112.3974 | 9094949.8415
t4348 | 5091106.0271 | 6747292.6875 | 182 | 7984112.3974 | 9094949.8415
t4349 | 4330366.0461 | 5739076.5388 | 182 | 7984112.3974 | 9094949.8415
t4350 | 3598885.295 | 4769637.9343 | 182 | 7984112.3974 | 9094949.8415
t4351 | 2311479.1732 | 3063425.9903 | 182 | 7984112.3974 | 9094949.8415
t4352 | 3189256.0745 | 4226752.3158 | 182 | 7984112.3974 | 9094949.8415
t4353 | 4593699.1164 | 6088074.4365 | 182 | 7984112.3974 | 9094949.8415
t4354 | 5442216.7876 | 7212623.2177 | 182 | 7984112.3974 | 9094949.8415
t4355 | 6173697.5386 | 8182061.8222 | 182 | 7984112.3974 | 9094949.8415
t4356 | 7607399.8106 | 10082161.4871 | 182 | 7984112.3974 | 9094949.8415
t4357 | 9626286.6835 | 12757812.0356 | 182 | 7984112.3974 | 9094949.8415
t4358 | 11820728.9365 | 13339475.1983 | 182 | 7984112.3974 | 9094949.8415
t4359 | 13868875.0394 | 13339475.1983 | 182 | 7984112.3974 | 9094949.8415
t4360 | 15507391.9217 | 13339475.1983 | 182 | 7984112.3974 | 9094949.8415
t4361 | 16472946.513 | 13339475.1983 | 182 | 7984112.3974 | 9094949.8415
t4362 | 16063317.2925 | 13339475.1983 | 182 | 7984112.3974 | 9094949.8415
t4363 | 13576282.739 | 13339475.1983 | 182 | 7984112.3974 | 9094949.8415
t4364 | 9275175.923 | 12292481.5055 | 182 | 7984112.3974 | 9094949.8415
t4365 | 6846659.8296 | 9073945.3384 | 182 | 7984112.3974 | 9094949.8415
t4366 | 6729622.9094 | 8918835.1617 | 182 | 7984112.3974 | 9094949.8415
t4367 | 6466289.839 | 8569837.2641 | 182 | 7984112.3974 | 9094949.8415
t4368 | 5910364.4683 | 7833063.9246 | 182 | 7984112.3974 | 9094949.8415
t4369 | 5237402.1773 | 6941180.4084 | 183 | 3910983.7488 | 4671028.7763
t4370 | 4535180.6563 | 6010519.3481 | 183 | 3910983.7488 | 4671028.7763
t4371 | 3920736.8255 | 5196190.9203 | 183 | 3910983.7488 | 4671028.7763
t4372 | 2574812.2436 | 3412423.8879 | 183 | 3910983.7488 | 4671028.7763
t4373 | 1579998.4222 | 2093987.3858 | 183 | 3910983.7488 | 4671028.7763
t4374 | 1082591.5115 | 1434769.1347 | 183 | 3910983.7488 | 4671028.7763
t4375 | 994813.8214 | 1318436.5022 | 183 | 3910983.7488 | 4671028.7763
t4376 | 1667776.1123 | 2210320.0183 | 183 | 3910983.7488 | 4671028.7763
t4377 | 2662589.9337 | 3528756.5205 | 183 | 3910983.7488 | 4671028.7763
t4378 | 3452589.1448 | 4575750.2134 | 183 | 3910983.7488 | 4671028.7763
t4379 | 4008514.5156 | 5312523.5528 | 183 | 3910983.7488 | 4671028.7763
t4380 | 3920736.8255 | 5196190.9203 | 183 | 3910983.7488 | 4671028.7763
t4381 | 3218515.3045 | 4265529.8599 | 183 | 3910983.7488 | 4671028.7763
t4382 | 2428516.0934 | 3218536.167 | 183 | 3910983.7488 | 4671028.7763
t4383 | 1550739.1922 | 2055209.8416 | 183 | 3910983.7488 | 4671028.7763
t4384 | 672962.2909 | 891883.5162 | 183 | 3910983.7488 | 4671028.7763
t4385 | 204814.6103 | 271442.8093 | 183 | 3910983.7488 | 4671028.7763
t4386 | 204814.6103 | 271442.8093 | 183 | 3910983.7488 | 4671028.7763
t4387 | 585184.6008 | 775550.8836 | 183 | 3910983.7488 | 4671028.7763
t4388 | 2955182.2341 | 3916531.9623 | 183 | 3910983.7488 | 4671028.7763
t4389 | 7431844.4304 | 9849496.222 | 183 | 3910983.7488 | 4671028.7763
t4390 | 11908506.6266 | 13262963.9493 | 183 | 3910983.7488 | 4671028.7763
t4391 | 13547023.5089 | 13121015.2173 | 183 | 3910983.7488 | 4671028.7763
t4392 | 13517764.2789 | 12974038.5803 | 183 | 3910983.7488 | 4671028.7763
t4393 | 12405913.5373 | 12882444.4133 | 184 | 5177664.5827 | 6556552.815
t4394 | 11469618.176 | 12871111.8773 | 184 | 5177664.5827 | 6556552.815
t4395 | 10767396.655 | 12838520.2663 | 184 | 5177664.5827 | 6556552.815
t4396 | 9801842.0637 | 12980050.4753 | 184 | 5177664.5827 | 6556552.815
t4397 | 8689991.3221 | 11516930.6218 | 184 | 5177664.5827 | 6556552.815
t4398 | 7782955.1909 | 10314826.7522 | 184 | 5177664.5827 | 6556552.815
t4399 | 7870732.881 | 10431159.3848 | 184 | 5177664.5827 | 6556552.815
t4400 | 8397399.0217 | 11129155.18 | 184 | 5177664.5827 | 6556552.815
t4401 | 8192584.4115 | 10857712.3707 | 184 | 5177664.5827 | 6556552.815
t4402 | 6846659.8296 | 9073945.3384 | 184 | 5177664.5827 | 6556552.815
t4403 | 5354439.0975 | 7096290.5852 | 184 | 5177664.5827 | 6556552.815
t4404 | 3891477.5954 | 5157413.3761 | 184 | 5177664.5827 | 6556552.815
t4405 | 2691849.1638 | 3567534.0647 | 184 | 5177664.5827 | 6556552.815
t4406 | 1579998.4222 | 2093987.3858 | 184 | 5177664.5827 | 6556552.815
t4407 | 907036.1313 | 1202103.8696 | 184 | 5177664.5827 | 6556552.815
t4408 | 497406.9107 | 659218.2511 | 184 | 5177664.5827 | 6556552.815
t4409 | 672962.2909 | 891883.5162 | 184 | 5177664.5827 | 6556552.815
t4410 | 1228887.6617 | 1628656.8556 | 184 | 5177664.5827 | 6556552.815
t4411 | 1492220.7321 | 1977654.7532 | 184 | 5177664.5827 | 6556552.815
t4412 | 1316665.3518 | 1744989.4882 | 184 | 5177664.5827 | 6556552.815
t4413 | 1404443.042 | 1861322.1207 | 184 | 5177664.5827 | 6556552.815
t4414 | 2106664.5629 | 2791983.181 | 184 | 5177664.5827 | 6556552.815
t4415 | 3715922.2152 | 4924748.111 | 184 | 5177664.5827 | 6556552.815
t4416 | 5178883.7172 | 6863625.3201 | 184 | 5177664.5827 | 6556552.815
t4417 | 5851846.0082 | 7755508.8362 | 185 | 3346524.4359 | 4435181.6157
t4418 | 5705549.858 | 7561621.1153 | 185 | 3346524.4359 | 4435181.6157
t4419 | 5237402.1773 | 6941180.4084 | 185 | 3346524.4359 | 4435181.6157
t4420 | 4242588.3559 | 5622743.9063 | 185 | 3346524.4359 | 4435181.6157
t4421 | 3540366.8349 | 4692082.8459 | 185 | 3346524.4359 | 4435181.6157
t4422 | 2925923.0041 | 3877754.4181 | 185 | 3346524.4359 | 4435181.6157
t4423 | 2077405.3329 | 2753205.6369 | 185 | 3346524.4359 | 4435181.6157
t4424 | 3130737.6144 | 4149197.2274 | 185 | 3346524.4359 | 4435181.6157
t4425 | 4447402.9662 | 5894186.7155 | 185 | 3346524.4359 | 4435181.6157
t4426 | 4739995.2666 | 6281962.1574 | 185 | 3346524.4359 | 4435181.6157
t4427 | 4593699.1164 | 6088074.4365 | 185 | 3346524.4359 | 4435181.6157
t4428 | 4593699.1164 | 6088074.4365 | 185 | 3346524.4359 | 4435181.6157
t4429 | 4798513.7267 | 6359517.2457 | 185 | 3346524.4359 | 4435181.6157
t4430 | 4915550.6469 | 6514627.4224 | 185 | 3346524.4359 | 4435181.6157
t4431 | 4886291.4168 | 6475849.8783 | 185 | 3346524.4359 | 4435181.6157
t4432 | 4798513.7267 | 6359517.2457 | 185 | 3346524.4359 | 4435181.6157
t4433 | 4184069.8958 | 5545188.8179 | 185 | 3346524.4359 | 4435181.6157
t4434 | 3130737.6144 | 4149197.2274 | 185 | 3346524.4359 | 4435181.6157
t4435 | 1814072.2625 | 2404207.7392 | 185 | 3346524.4359 | 4435181.6157
t4436 | 614443.8309 | 814328.4278 | 185 | 3346524.4359 | 4435181.6157
t4437 | 87777.6901 | 116332.6325 | 185 | 3346524.4359 | 4435181.6157
t4438 | 0 | 0 | 185 | 3346524.4359 | 4435181.6157
t4439 | 0 | 0 | 185 | 3346524.4359 | 4435181.6157
t4440 | 0 | 0 | 185 | 3346524.4359 | 4435181.6157
t4441 | 87777.6901 | 116332.6325 | 186 | 2721108.3938 | 3606311.6089
t4442 | 234073.8403 | 310220.3534 | 186 | 2721108.3938 | 3606311.6089
t4443 | 351110.7605 | 465330.5302 | 186 | 2721108.3938 | 3606311.6089
t4444 | 380369.9905 | 504108.0744 | 186 | 2721108.3938 | 3606311.6089
t4445 | 351110.7605 | 465330.5302 | 186 | 2721108.3938 | 3606311.6089
t4446 | 409629.2206 | 542885.6185 | 186 | 2721108.3938 | 3606311.6089
t4447 | 380369.9905 | 504108.0744 | 186 | 2721108.3938 | 3606311.6089
t4448 | 292592.3004 | 387775.4418 | 186 | 2721108.3938 | 3606311.6089
t4449 | 731480.751 | 969438.6045 | 186 | 2721108.3938 | 3606311.6089
t4450 | 877776.9012 | 1163326.3254 | 186 | 2721108.3938 | 3606311.6089
t4451 | 1024073.0514 | 1357214.0463 | 186 | 2721108.3938 | 3606311.6089
t4452 | 1228887.6617 | 1628656.8556 | 186 | 2721108.3938 | 3606311.6089
t4453 | 1579998.4222 | 2093987.3858 | 186 | 2721108.3938 | 3606311.6089
t4454 | 2077405.3329 | 2753205.6369 | 186 | 2721108.3938 | 3606311.6089
t4455 | 2750367.6238 | 3645089.153 | 186 | 2721108.3938 | 3606311.6089
t4456 | 3598885.295 | 4769637.9343 | 186 | 2721108.3938 | 3606311.6089
t4457 | 4681476.8065 | 6204407.069 | 186 | 2721108.3938 | 3606311.6089
t4458 | 5910364.4683 | 7833063.9246 | 186 | 2721108.3938 | 3606311.6089
t4459 | 6290734.4588 | 8337171.999 | 186 | 2721108.3938 | 3606311.6089
t4460 | 5998142.1584 | 7949396.5572 | 186 | 2721108.3938 | 3606311.6089
t4461 | 6290734.4588 | 8337171.999 | 186 | 2721108.3938 | 3606311.6089
t4462 | 6319993.6888 | 8375949.5431 | 186 | 2721108.3938 | 3606311.6089
t4463 | 6437030.609 | 8531059.7199 | 186 | 2721108.3938 | 3606311.6089
t4464 | 7022215.2098 | 9306610.6035 | 186 | 2721108.3938 | 3606311.6089
t4465 | 8017029.0312 | 10625047.1057 | 187 | 7261165.5885 | 9623293.881
t4466 | 8807028.2423 | 11672040.7986 | 187 | 7261165.5885 | 9623293.881
t4467 | 8543695.1719 | 11323042.9009 | 187 | 7261165.5885 | 9623293.881
t4468 | 7051474.4399 | 9345388.1477 | 187 | 7261165.5885 | 9623293.881
t4469 | 5266661.4074 | 6979957.9526 | 187 | 7261165.5885 | 9623293.881
t4470 | 3949996.0555 | 5234968.4645 | 187 | 7261165.5885 | 9623293.881
t4471 | 3891477.5954 | 5157413.3761 | 187 | 7261165.5885 | 9623293.881
t4472 | 6144438.3086 | 8143284.2781 | 187 | 7261165.5885 | 9623293.881
t4473 | 7607399.8106 | 10082161.4871 | 187 | 7261165.5885 | 9623293.881
t4474 | 7109992.8999 | 9422943.236 | 187 | 7261165.5885 | 9623293.881
t4475 | 6349252.9189 | 8414727.0873 | 187 | 7261165.5885 | 9623293.881
t4476 | 6729622.9094 | 8918835.1617 | 187 | 7261165.5885 | 9623293.881
t4477 | 7431844.4304 | 9849496.222 | 187 | 7261165.5885 | 9623293.881
t4478 | 7782955.1909 | 10314826.7522 | 187 | 7261165.5885 | 9623293.881
t4479 | 8543695.1719 | 11323042.9009 | 187 | 7261165.5885 | 9623293.881
t4480 | 9567768.2234 | 12680256.9473 | 187 | 7261165.5885 | 9623293.881
t4481 | 9362953.6131 | 12408814.138 | 187 | 7261165.5885 | 9623293.881
t4482 | 8777769.0123 | 11633263.2544 | 187 | 7261165.5885 | 9623293.881
t4483 | 8251102.8715 | 10935267.4591 | 187 | 7261165.5885 | 9623293.881
t4484 | 7109992.8999 | 9422943.236 | 187 | 7261165.5885 | 9623293.881
t4485 | 6729622.9094 | 8918835.1617 | 187 | 7261165.5885 | 9623293.881
t4486 | 7168511.36 | 9500498.3244 | 187 | 7261165.5885 | 9623293.881
t4487 | 7431844.4304 | 9849496.222 | 187 | 7261165.5885 | 9623293.881
t4488 | 6641845.2193 | 8802502.5291 | 187 | 7261165.5885 | 9623293.881
t4489 | 5617772.1679 | 7445288.4828 | 188 | 3992665.766 | 5291519.0497
t4490 | 4622958.3465 | 6126851.9806 | 188 | 3992665.766 | 5291519.0497
t4491 | 3891477.5954 | 5157413.3761 | 188 | 3992665.766 | 5291519.0497
t4492 | 3042959.9243 | 4032864.5948 | 188 | 3992665.766 | 5291519.0497
t4493 | 2369997.6333 | 3140981.0787 | 188 | 3992665.766 | 5291519.0497
t4494 | 1960368.4127 | 2598095.4601 | 188 | 3992665.766 | 5291519.0497
t4495 | 2282219.9432 | 3024648.4461 | 188 | 3992665.766 | 5291519.0497
t4496 | 3803699.9053 | 5041080.7436 | 188 | 3992665.766 | 5291519.0497
t4497 | 5003328.337 | 6630960.055 | 188 | 3992665.766 | 5291519.0497
t4498 | 5354439.0975 | 7096290.5852 | 188 | 3992665.766 | 5291519.0497
t4499 | 5529994.4777 | 7328955.8503 | 188 | 3992665.766 | 5291519.0497
t4500 | 5793327.5481 | 7677953.7479 | 188 | 3992665.766 | 5291519.0497
t4501 | 5764068.3181 | 7639176.2037 | 188 | 3992665.766 | 5291519.0497
t4502 | 5412957.5576 | 7173845.6735 | 188 | 3992665.766 | 5291519.0497
t4503 | 4827772.9567 | 6398294.7899 | 188 | 3992665.766 | 5291519.0497
t4504 | 4242588.3559 | 5622743.9063 | 188 | 3992665.766 | 5291519.0497
t4505 | 3657403.7551 | 4847193.0227 | 188 | 3992665.766 | 5291519.0497
t4506 | 3189256.0745 | 4226752.3158 | 188 | 3992665.766 | 5291519.0497
t4507 | 2721108.3938 | 3606311.6089 | 188 | 3992665.766 | 5291519.0497
t4508 | 2779626.8539 | 3683866.6972 | 188 | 3992665.766 | 5291519.0497
t4509 | 3598885.295 | 4769637.9343 | 188 | 3992665.766 | 5291519.0497
t4510 | 3745181.4452 | 4963525.6552 | 188 | 3992665.766 | 5291519.0497
t4511 | 3452589.1448 | 4575750.2134 | 188 | 3992665.766 | 5291519.0497
t4512 | 3159996.8444 | 4187974.7716 | 188 | 3992665.766 | 5291519.0497
t4513 | 2838145.314 | 3761421.7856 | 189 | 1703131.0153 | 2247042.001
t4514 | 2399256.8634 | 3179758.6229 | 189 | 1703131.0153 | 2247042.001
t4515 | 1784813.0325 | 2365430.1951 | 189 | 1703131.0153 | 2247042.001
t4516 | 1345924.5819 | 1783767.0323 | 189 | 1703131.0153 | 2247042.001
t4517 | 1053332.2815 | 1395991.5905 | 189 | 1703131.0153 | 2247042.001
t4518 | 907036.1313 | 1202103.8696 | 189 | 1703131.0153 | 2247042.001
t4519 | 497406.9107 | 659218.2511 | 189 | 1703131.0153 | 2247042.001
t4520 | 29259.23 | 38777.5442 | 189 | 1703131.0153 | 2247042.001
t4521 | 0 | 0 | 189 | 1703131.0153 | 2247042.001
t4522 | 0 | 0 | 189 | 1703131.0153 | 2247042.001
t4523 | 0 | 0 | 189 | 1703131.0153 | 2247042.001
t4524 | 0 | 0 | 189 | 1703131.0153 | 2247042.001
t4525 | 0 | 0 | 189 | 1703131.0153 | 2247042.001
t4526 | 29259.23 | 38777.5442 | 189 | 1703131.0153 | 2247042.001
t4527 | 87777.6901 | 116332.6325 | 189 | 1703131.0153 | 2247042.001
t4528 | 146296.1502 | 193887.7209 | 189 | 1703131.0153 | 2247042.001
t4529 | 292592.3004 | 387775.4418 | 189 | 1703131.0153 | 2247042.001
t4530 | 380369.9905 | 504108.0744 | 189 | 1703131.0153 | 2247042.001
t4531 | 643703.0609 | 853105.972 | 189 | 1703131.0153 | 2247042.001
t4532 | 1726294.5724 | 2287875.1067 | 189 | 1703131.0153 | 2247042.001
t4533 | 3335552.2247 | 4420640.0367 | 189 | 1703131.0153 | 2247042.001
t4534 | 5588512.9378 | 7406510.9386 | 189 | 1703131.0153 | 2247042.001
t4535 | 7929251.3411 | 10508714.4731 | 189 | 1703131.0153 | 2247042.001
t4536 | 9860360.5238 | 12824811.1913 | 189 | 1703131.0153 | 2247042.001
t4537 | 11294062.7958 | 12748029.0363 | 190 | 8192584.4115 | 8380435.6737
t4538 | 12581468.9176 | 12711078.6873 | 190 | 8192584.4115 | 8380435.6737
t4539 | 12903320.448 | 12644878.0403 | 190 | 8192584.4115 | 8380435.6737
t4540 | 11528136.6361 | 12627312.0683 | 190 | 8192584.4115 | 8380435.6737
t4541 | 9801842.0637 | 12732241.9733 | 190 | 8192584.4115 | 8380435.6737
t4542 | 7899992.111 | 10469936.9289 | 190 | 8192584.4115 | 8380435.6737
t4543 | 6173697.5386 | 8182061.8222 | 190 | 8192584.4115 | 8380435.6737
t4544 | 4564439.8864 | 6049296.8923 | 190 | 8192584.4115 | 8380435.6737
t4545 | 2545553.0136 | 3373646.3438 | 190 | 8192584.4115 | 8380435.6737
t4546 | 1287406.1218 | 1706211.944 | 190 | 8192584.4115 | 8380435.6737
t4547 | 526666.1407 | 697995.7953 | 190 | 8192584.4115 | 8380435.6737
t4548 | 204814.6103 | 271442.8093 | 190 | 8192584.4115 | 8380435.6737
t4549 | 204814.6103 | 271442.8093 | 190 | 8192584.4115 | 8380435.6737
t4550 | 438888.4506 | 581663.1627 | 190 | 8192584.4115 | 8380435.6737
t4551 | 1258146.8918 | 1667434.3998 | 190 | 8192584.4115 | 8380435.6737
t4552 | 3189256.0745 | 4226752.3158 | 190 | 8192584.4115 | 8380435.6737
t4553 | 6115179.0785 | 8104506.7339 | 190 | 8192584.4115 | 8380435.6737
t4554 | 9714064.3736 | 12874144.6682 | 190 | 8192584.4115 | 8380435.6737
t4555 | 13898134.2694 | 13339475.1983 | 190 | 8192584.4115 | 8380435.6737
t4556 | 15653688.0719 | 13339475.1983 | 190 | 8192584.4115 | 8380435.6737
t4557 | 16648501.8933 | 13339475.1983 | 190 | 8192584.4115 | 8380435.6737
t4558 | 16853316.5036 | 13212197.9303 | 190 | 8192584.4115 | 8380435.6737
t4559 | 16297391.1328 | 13035963.9123 | 190 | 8192584.4115 | 8380435.6737
t4560 | 15039244.241 | 12923792.3003 | 190 | 8192584.4115 | 8380435.6737
t4561 | 13605541.969 | 12862658.0063 | 191 | 4596137.3856 | 5726132.6701
t4562 | 11937765.8567 | 12858618.1483 | 191 | 4596137.3856 | 5726132.6701
t4563 | 9918878.9839 | 12856150.8313 | 191 | 4596137.3856 | 5726132.6701
t4564 | 7753695.9608 | 10276049.208 | 191 | 4596137.3856 | 5726132.6701
t4565 | 6056660.6185 | 8026951.6455 | 191 | 4596137.3856 | 5726132.6701
t4566 | 4622958.3465 | 6126851.9806 | 191 | 4596137.3856 | 5726132.6701
t4567 | 3394070.6847 | 4498195.125 | 191 | 4596137.3856 | 5726132.6701
t4568 | 1755553.8025 | 2326652.6509 | 191 | 4596137.3856 | 5726132.6701
t4569 | 526666.1407 | 697995.7953 | 191 | 4596137.3856 | 5726132.6701
t4570 | 87777.6901 | 116332.6325 | 191 | 4596137.3856 | 5726132.6701
t4571 | 29259.23 | 38777.5442 | 191 | 4596137.3856 | 5726132.6701
t4572 | 146296.1502 | 193887.7209 | 191 | 4596137.3856 | 5726132.6701
t4573 | 497406.9107 | 659218.2511 | 191 | 4596137.3856 | 5726132.6701
t4574 | 1141109.9716 | 1512324.2231 | 191 | 4596137.3856 | 5726132.6701
t4575 | 1901849.9527 | 2520540.3718 | 191 | 4596137.3856 | 5726132.6701
t4576 | 2311479.1732 | 3063425.9903 | 191 | 4596137.3856 | 5726132.6701
t4577 | 2457775.3234 | 3257313.7112 | 191 | 4596137.3856 | 5726132.6701
t4578 | 2457775.3234 | 3257313.7112 | 191 | 4596137.3856 | 5726132.6701
t4579 | 2604071.4736 | 3451201.4321 | 191 | 4596137.3856 | 5726132.6701
t4580 | 3949996.0555 | 5234968.4645 | 191 | 4596137.3856 | 5726132.6701
t4581 | 5676290.6279 | 7522843.5712 | 191 | 4596137.3856 | 5726132.6701
t4582 | 7899992.111 | 10469936.9289 | 191 | 4596137.3856 | 5726132.6701
t4583 | 9479990.5332 | 12563924.3147 | 191 | 4596137.3856 | 5726132.6701
t4584 | 10094434.3641 | 13035051.8243 | 191 | 4596137.3856 | 5726132.6701
t4585 | 10211471.2843 | 12954654.8433 | 192 | 4504702.2917 | 5937601.5486
t4586 | 9918878.9839 | 12943706.9703 | 192 | 4504702.2917 | 5937601.5486
t4587 | 9158139.0028 | 12137371.3287 | 192 | 4504702.2917 | 5937601.5486
t4588 | 7578140.5806 | 10043383.9429 | 192 | 4504702.2917 | 5937601.5486
t4589 | 6144438.3086 | 8143284.2781 | 192 | 4504702.2917 | 5937601.5486
t4590 | 4622958.3465 | 6126851.9806 | 192 | 4504702.2917 | 5937601.5486
t4591 | 2955182.2341 | 3916531.9623 | 192 | 4504702.2917 | 5937601.5486
t4592 | 1872590.7226 | 2481762.8276 | 192 | 4504702.2917 | 5937601.5486
t4593 | 907036.1313 | 1202103.8696 | 192 | 4504702.2917 | 5937601.5486
t4594 | 438888.4506 | 581663.1627 | 192 | 4504702.2917 | 5937601.5486
t4595 | 731480.751 | 969438.6045 | 192 | 4504702.2917 | 5937601.5486
t4596 | 1316665.3518 | 1744989.4882 | 192 | 4504702.2917 | 5937601.5486
t4597 | 2106664.5629 | 2791983.181 | 192 | 4504702.2917 | 5937601.5486
t4598 | 2750367.6238 | 3645089.153 | 192 | 4504702.2917 | 5937601.5486
t4599 | 3013700.6942 | 3994087.0507 | 192 | 4504702.2917 | 5937601.5486
t4600 | 3013700.6942 | 3994087.0507 | 192 | 4504702.2917 | 5937601.5486
t4601 | 2808886.0839 | 3722644.2414 | 192 | 4504702.2917 | 5937601.5486
t4602 | 2457775.3234 | 3257313.7112 | 192 | 4504702.2917 | 5937601.5486
t4603 | 2311479.1732 | 3063425.9903 | 192 | 4504702.2917 | 5937601.5486
t4604 | 3335552.2247 | 4420640.0367 | 192 | 4504702.2917 | 5937601.5486
t4605 | 5676290.6279 | 7522843.5712 | 192 | 4504702.2917 | 5937601.5486
t4606 | 7548881.3506 | 10004606.3988 | 192 | 4504702.2917 | 5937601.5486
t4607 | 8455917.4818 | 11206710.2684 | 192 | 4504702.2917 | 5937601.5486
t4608 | 8777769.0123 | 11633263.2544 | 192 | 4504702.2917 | 5937601.5486
t4609 | 8689991.3221 | 11516930.6218 | 193 | 3525737.2199 | 4672694.0738
t4610 | 8251102.8715 | 10935267.4591 | 193 | 3525737.2199 | 4672694.0738
t4611 | 7461103.6604 | 9888273.7662 | 193 | 3525737.2199 | 4672694.0738
t4612 | 6085919.8485 | 8065729.1897 | 193 | 3525737.2199 | 4672694.0738
t4613 | 5061846.7971 | 6708515.1434 | 193 | 3525737.2199 | 4672694.0738
t4614 | 4008514.5156 | 5312523.5528 | 193 | 3525737.2199 | 4672694.0738
t4615 | 2633330.7037 | 3489978.9763 | 193 | 3525737.2199 | 4672694.0738
t4616 | 2018886.8728 | 2675650.5485 | 193 | 3525737.2199 | 4672694.0738
t4617 | 1024073.0514 | 1357214.0463 | 193 | 3525737.2199 | 4672694.0738
t4618 | 263333.0704 | 348997.8976 | 193 | 3525737.2199 | 4672694.0738
t4619 | 29259.23 | 38777.5442 | 193 | 3525737.2199 | 4672694.0738
t4620 | 0 | 0 | 193 | 3525737.2199 | 4672694.0738
t4621 | 117036.9202 | 155110.1767 | 193 | 3525737.2199 | 4672694.0738
t4622 | 614443.8309 | 814328.4278 | 193 | 3525737.2199 | 4672694.0738
t4623 | 1492220.7321 | 1977654.7532 | 193 | 3525737.2199 | 4672694.0738
t4624 | 2077405.3329 | 2753205.6369 | 193 | 3525737.2199 | 4672694.0738
t4625 | 2077405.3329 | 2753205.6369 | 193 | 3525737.2199 | 4672694.0738
t4626 | 1843331.4926 | 2442985.2834 | 193 | 3525737.2199 | 4672694.0738
t4627 | 1521479.9621 | 2016432.2974 | 193 | 3525737.2199 | 4672694.0738
t4628 | 2106664.5629 | 2791983.181 | 193 | 3525737.2199 | 4672694.0738
t4629 | 4067032.9757 | 5390078.6412 | 193 | 3525737.2199 | 4672694.0738
t4630 | 6729622.9094 | 8918835.1617 | 193 | 3525737.2199 | 4672694.0738
t4631 | 8163325.1814 | 10818934.8266 | 193 | 3525737.2199 | 4672694.0738
t4632 | 8280362.1016 | 10974045.0033 | 193 | 3525737.2199 | 4672694.0738
t4633 | 7695177.5008 | 10198494.1197 | 194 | 2710136.1825 | 3591770.0298
t4634 | 6846659.8296 | 9073945.3384 | 194 | 2710136.1825 | 3591770.0298
t4635 | 6056660.6185 | 8026951.6455 | 194 | 2710136.1825 | 3591770.0298
t4636 | 5354439.0975 | 7096290.5852 | 194 | 2710136.1825 | 3591770.0298
t4637 | 4593699.1164 | 6088074.4365 | 194 | 2710136.1825 | 3591770.0298
t4638 | 3657403.7551 | 4847193.0227 | 194 | 2710136.1825 | 3591770.0298
t4639 | 2106664.5629 | 2791983.181 | 194 | 2710136.1825 | 3591770.0298
t4640 | 1199628.4317 | 1589879.3114 | 194 | 2710136.1825 | 3591770.0298
t4641 | 351110.7605 | 465330.5302 | 194 | 2710136.1825 | 3591770.0298
t4642 | 58518.4601 | 77555.0884 | 194 | 2710136.1825 | 3591770.0298
t4643 | 146296.1502 | 193887.7209 | 194 | 2710136.1825 | 3591770.0298
t4644 | 643703.0609 | 853105.972 | 194 | 2710136.1825 | 3591770.0298
t4645 | 1404443.042 | 1861322.1207 | 194 | 2710136.1825 | 3591770.0298
t4646 | 2252960.7131 | 2985870.902 | 194 | 2710136.1825 | 3591770.0298
t4647 | 2838145.314 | 3761421.7856 | 194 | 2710136.1825 | 3591770.0298
t4648 | 3423329.9148 | 4536972.6692 | 194 | 2710136.1825 | 3591770.0298
t4649 | 3949996.0555 | 5234968.4645 | 194 | 2710136.1825 | 3591770.0298
t4650 | 4184069.8958 | 5545188.8179 | 194 | 2710136.1825 | 3591770.0298
t4651 | 3159996.8444 | 4187974.7716 | 194 | 2710136.1825 | 3591770.0298
t4652 | 1901849.9527 | 2520540.3718 | 194 | 2710136.1825 | 3591770.0298
t4653 | 1082591.5115 | 1434769.1347 | 194 | 2710136.1825 | 3591770.0298
t4654 | 731480.751 | 969438.6045 | 194 | 2710136.1825 | 3591770.0298
t4655 | 672962.2909 | 891883.5162 | 194 | 2710136.1825 | 3591770.0298
t4656 | 731480.751 | 969438.6045 | 194 | 2710136.1825 | 3591770.0298
t4657 | 848517.6712 | 1124548.7813 | 195 | 416944.0281 | 552580.0046
t4658 | 965554.5913 | 1279658.958 | 195 | 416944.0281 | 552580.0046
t4659 | 936295.3613 | 1240881.4138 | 195 | 416944.0281 | 552580.0046
t4660 | 848517.6712 | 1124548.7813 | 195 | 416944.0281 | 552580.0046
t4661 | 760739.9811 | 1008216.1487 | 195 | 416944.0281 | 552580.0046
t4662 | 789999.2111 | 1046993.6929 | 195 | 416944.0281 | 552580.0046
t4663 | 643703.0609 | 853105.972 | 195 | 416944.0281 | 552580.0046
t4664 | 555925.3708 | 736773.3394 | 195 | 416944.0281 | 552580.0046
t4665 | 58518.4601 | 77555.0884 | 195 | 416944.0281 | 552580.0046
t4666 | 0 | 0 | 195 | 416944.0281 | 552580.0046
t4667 | 0 | 0 | 195 | 416944.0281 | 552580.0046
t4668 | 29259.23 | 38777.5442 | 195 | 416944.0281 | 552580.0046
t4669 | 58518.4601 | 77555.0884 | 195 | 416944.0281 | 552580.0046
t4670 | 146296.1502 | 193887.7209 | 195 | 416944.0281 | 552580.0046
t4671 | 204814.6103 | 271442.8093 | 195 | 416944.0281 | 552580.0046
t4672 | 204814.6103 | 271442.8093 | 195 | 416944.0281 | 552580.0046
t4673 | 175555.3802 | 232665.2651 | 195 | 416944.0281 | 552580.0046
t4674 | 146296.1502 | 193887.7209 | 195 | 416944.0281 | 552580.0046
t4675 | 29259.23 | 38777.5442 | 195 | 416944.0281 | 552580.0046
t4676 | 29259.23 | 38777.5442 | 195 | 416944.0281 | 552580.0046
t4677 | 87777.6901 | 116332.6325 | 195 | 416944.0281 | 552580.0046
t4678 | 380369.9905 | 504108.0744 | 195 | 416944.0281 | 552580.0046
t4679 | 819258.4411 | 1085771.2371 | 195 | 416944.0281 | 552580.0046
t4680 | 1287406.1218 | 1706211.944 | 195 | 416944.0281 | 552580.0046
t4681 | 1521479.9621 | 2016432.2974 | 196 | 1002128.6289 | 1328130.8882
t4682 | 1521479.9621 | 2016432.2974 | 196 | 1002128.6289 | 1328130.8882
t4683 | 1404443.042 | 1861322.1207 | 196 | 1002128.6289 | 1328130.8882
t4684 | 1199628.4317 | 1589879.3114 | 196 | 1002128.6289 | 1328130.8882
t4685 | 1024073.0514 | 1357214.0463 | 196 | 1002128.6289 | 1328130.8882
t4686 | 994813.8214 | 1318436.5022 | 196 | 1002128.6289 | 1328130.8882
t4687 | 848517.6712 | 1124548.7813 | 196 | 1002128.6289 | 1328130.8882
t4688 | 497406.9107 | 659218.2511 | 196 | 1002128.6289 | 1328130.8882
t4689 | 321851.5304 | 426552.986 | 196 | 1002128.6289 | 1328130.8882
t4690 | 438888.4506 | 581663.1627 | 196 | 1002128.6289 | 1328130.8882
t4691 | 643703.0609 | 853105.972 | 196 | 1002128.6289 | 1328130.8882
t4692 | 819258.4411 | 1085771.2371 | 196 | 1002128.6289 | 1328130.8882
t4693 | 907036.1313 | 1202103.8696 | 196 | 1002128.6289 | 1328130.8882
t4694 | 965554.5913 | 1279658.958 | 196 | 1002128.6289 | 1328130.8882
t4695 | 1024073.0514 | 1357214.0463 | 196 | 1002128.6289 | 1328130.8882
t4696 | 1199628.4317 | 1589879.3114 | 196 | 1002128.6289 | 1328130.8882
t4697 | 1199628.4317 | 1589879.3114 | 196 | 1002128.6289 | 1328130.8882
t4698 | 1024073.0514 | 1357214.0463 | 196 | 1002128.6289 | 1328130.8882
t4699 | 614443.8309 | 814328.4278 | 196 | 1002128.6289 | 1328130.8882
t4700 | 263333.0704 | 348997.8976 | 196 | 1002128.6289 | 1328130.8882
t4701 | 614443.8309 | 814328.4278 | 196 | 1002128.6289 | 1328130.8882
t4702 | 1141109.9716 | 1512324.2231 | 196 | 1002128.6289 | 1328130.8882
t4703 | 1697035.3424 | 2249097.5625 | 196 | 1002128.6289 | 1328130.8882
t4704 | 2165183.023 | 2869538.2694 | 196 | 1002128.6289 | 1328130.8882
t4705 | 2487034.5535 | 3296091.2554 | 197 | 1208162.3738 | 1601189.4285
t4706 | 2574812.2436 | 3412423.8879 | 197 | 1208162.3738 | 1601189.4285
t4707 | 2457775.3234 | 3257313.7112 | 197 | 1208162.3738 | 1601189.4285
t4708 | 1609257.6522 | 2132764.93 | 197 | 1208162.3738 | 1601189.4285
t4709 | 731480.751 | 969438.6045 | 197 | 1208162.3738 | 1601189.4285
t4710 | 263333.0704 | 348997.8976 | 197 | 1208162.3738 | 1601189.4285
t4711 | 58518.4601 | 77555.0884 | 197 | 1208162.3738 | 1601189.4285
t4712 | 29259.23 | 38777.5442 | 197 | 1208162.3738 | 1601189.4285
t4713 | 87777.6901 | 116332.6325 | 197 | 1208162.3738 | 1601189.4285
t4714 | 234073.8403 | 310220.3534 | 197 | 1208162.3738 | 1601189.4285
t4715 | 380369.9905 | 504108.0744 | 197 | 1208162.3738 | 1601189.4285
t4716 | 438888.4506 | 581663.1627 | 197 | 1208162.3738 | 1601189.4285
t4717 | 497406.9107 | 659218.2511 | 197 | 1208162.3738 | 1601189.4285
t4718 | 526666.1407 | 697995.7953 | 197 | 1208162.3738 | 1601189.4285
t4719 | 585184.6008 | 775550.8836 | 197 | 1208162.3738 | 1601189.4285
t4720 | 819258.4411 | 1085771.2371 | 197 | 1208162.3738 | 1601189.4285
t4721 | 1141109.9716 | 1512324.2231 | 197 | 1208162.3738 | 1601189.4285
t4722 | 1462961.502 | 1938877.2091 | 197 | 1208162.3738 | 1601189.4285
t4723 | 1404443.042 | 1861322.1207 | 197 | 1208162.3738 | 1601189.4285
t4724 | 1082591.5115 | 1434769.1347 | 197 | 1208162.3738 | 1601189.4285
t4725 | 1404443.042 | 1861322.1207 | 197 | 1208162.3738 | 1601189.4285
t4726 | 2077405.3329 | 2753205.6369 | 197 | 1208162.3738 | 1601189.4285
t4727 | 2896663.774 | 3838976.8739 | 197 | 1208162.3738 | 1601189.4285
t4728 | 3745181.4452 | 4963525.6552 | 197 | 1208162.3738 | 1601189.4285
t4729 | 4710736.0366 | 6243184.6132 | 198 | 2722327.5284 | 3607927.3399
t4730 | 5588512.9378 | 7406510.9386 | 198 | 2722327.5284 | 3607927.3399
t4731 | 5822586.7781 | 7716731.2921 | 198 | 2722327.5284 | 3607927.3399
t4732 | 4301106.816 | 5700298.9946 | 198 | 2722327.5284 | 3607927.3399
t4733 | 2457775.3234 | 3257313.7112 | 198 | 2722327.5284 | 3607927.3399
t4734 | 1024073.0514 | 1357214.0463 | 198 | 2722327.5284 | 3607927.3399
t4735 | 146296.1502 | 193887.7209 | 198 | 2722327.5284 | 3607927.3399
t4736 | 29259.23 | 38777.5442 | 198 | 2722327.5284 | 3607927.3399
t4737 | 175555.3802 | 232665.2651 | 198 | 2722327.5284 | 3607927.3399
t4738 | 614443.8309 | 814328.4278 | 198 | 2722327.5284 | 3607927.3399
t4739 | 1258146.8918 | 1667434.3998 | 198 | 2722327.5284 | 3607927.3399
t4740 | 2165183.023 | 2869538.2694 | 198 | 2722327.5284 | 3607927.3399
t4741 | 3277033.7646 | 4343084.9483 | 198 | 2722327.5284 | 3607927.3399
t4742 | 4388884.5061 | 5816631.6272 | 198 | 2722327.5284 | 3607927.3399
t4743 | 5295920.6374 | 7018735.4968 | 198 | 2722327.5284 | 3607927.3399
t4744 | 5939623.6983 | 7871841.4688 | 198 | 2722327.5284 | 3607927.3399
t4745 | 5793327.5481 | 7677953.7479 | 198 | 2722327.5284 | 3607927.3399
t4746 | 4974069.107 | 6592182.5108 | 198 | 2722327.5284 | 3607927.3399
t4747 | 3277033.7646 | 4343084.9483 | 198 | 2722327.5284 | 3607927.3399
t4748 | 1872590.7226 | 2481762.8276 | 198 | 2722327.5284 | 3607927.3399
t4749 | 819258.4411 | 1085771.2371 | 198 | 2722327.5284 | 3607927.3399
t4750 | 87777.6901 | 116332.6325 | 198 | 2722327.5284 | 3607927.3399
t4751 | 117036.9202 | 155110.1767 | 198 | 2722327.5284 | 3607927.3399
t4752 | 1199628.4317 | 1589879.3114 | 198 | 2722327.5284 | 3607927.3399
t4753 | 3394070.6847 | 4498195.125 | 199 | 10279742.821 | 10358451.4894
t4754 | 5559253.7078 | 7367733.3944 | 199 | 10279742.821 | 10358451.4894
t4755 | 7022215.2098 | 9306610.6035 | 199 | 10279742.821 | 10358451.4894
t4756 | 7402585.2003 | 9810718.6779 | 199 | 10279742.821 | 10358451.4894
t4757 | 6758882.1394 | 8957612.7059 | 199 | 10279742.821 | 10358451.4894
t4758 | 5383698.3275 | 7135068.1293 | 199 | 10279742.821 | 10358451.4894
t4759 | 3423329.9148 | 4536972.6692 | 199 | 10279742.821 | 10358451.4894
t4760 | 3949996.0555 | 5234968.4645 | 199 | 10279742.821 | 10358451.4894
t4761 | 5939623.6983 | 7871841.4688 | 199 | 10279742.821 | 10358451.4894
t4762 | 8134065.9514 | 10780157.2824 | 199 | 10279742.821 | 10358451.4894
t4763 | 10621100.5048 | 13339475.1983 | 199 | 10279742.821 | 10358451.4894
t4764 | 13429986.5888 | 13339475.1983 | 199 | 10279742.821 | 10358451.4894
t4765 | 16180354.2126 | 13339475.1983 | 199 | 10279742.821 | 10358451.4894
t4766 | 18667388.7661 | 13339475.1983 | 199 | 10279742.821 | 10358451.4894
t4767 | 20247387.1883 | 13339475.1983 | 199 | 10279742.821 | 10358451.4894
t4768 | 20452201.7986 | 13339475.1983 | 199 | 10279742.821 | 10358451.4894
t4769 | 19106277.2167 | 13339475.1983 | 199 | 10279742.821 | 10358451.4894
t4770 | 16999612.6538 | 13339475.1983 | 199 | 10279742.821 | 10358451.4894
t4771 | 14015171.1896 | 13339475.1983 | 199 | 10279742.821 | 10358451.4894
t4772 | 8777769.0123 | 11633263.2544 | 199 | 10279742.821 | 10358451.4894
t4773 | 7636659.0407 | 10120939.0313 | 199 | 10279742.821 | 10358451.4894
t4774 | 7490362.8905 | 9927051.3104 | 199 | 10279742.821 | 10358451.4894
t4775 | 7870732.881 | 10431159.3848 | 199 | 10279742.821 | 10358451.4894
t4776 | 8251102.8715 | 10935267.4591 | 199 | 10279742.821 | 10358451.4894
t4777 | 8046288.2612 | 10663824.6498 | 200 | 5985950.8125 | 7933239.2471
t4778 | 7109992.8999 | 9422943.236 | 200 | 5985950.8125 | 7933239.2471
t4779 | 6232215.9987 | 8259616.9106 | 200 | 5985950.8125 | 7933239.2471
t4780 | 4974069.107 | 6592182.5108 | 200 | 5985950.8125 | 7933239.2471
t4781 | 3628144.5251 | 4808415.4785 | 200 | 5985950.8125 | 7933239.2471
t4782 | 2457775.3234 | 3257313.7112 | 200 | 5985950.8125 | 7933239.2471
t4783 | 2282219.9432 | 3024648.4461 | 200 | 5985950.8125 | 7933239.2471
t4784 | 3013700.6942 | 3994087.0507 | 200 | 5985950.8125 | 7933239.2471
t4785 | 3949996.0555 | 5234968.4645 | 200 | 5985950.8125 | 7933239.2471
t4786 | 4886291.4168 | 6475849.8783 | 200 | 5985950.8125 | 7933239.2471
t4787 | 5910364.4683 | 7833063.9246 | 200 | 5985950.8125 | 7933239.2471
t4788 | 6788141.3695 | 8996390.25 | 200 | 5985950.8125 | 7933239.2471
t4789 | 6817400.5995 | 9035167.7942 | 200 | 5985950.8125 | 7933239.2471
t4790 | 7314807.5102 | 9694386.0453 | 200 | 5985950.8125 | 7933239.2471
t4791 | 8251102.8715 | 10935267.4591 | 200 | 5985950.8125 | 7933239.2471
t4792 | 8748509.7822 | 11594485.7102 | 200 | 5985950.8125 | 7933239.2471
t4793 | 9041102.0826 | 11982261.152 | 200 | 5985950.8125 | 7933239.2471
t4794 | 8982583.6226 | 11904706.0636 | 200 | 5985950.8125 | 7933239.2471
t4795 | 8338880.5617 | 11051600.0917 | 200 | 5985950.8125 | 7933239.2471
t4796 | 6524808.2991 | 8647392.3524 | 200 | 5985950.8125 | 7933239.2471
t4797 | 5471476.0176 | 7251400.7619 | 200 | 5985950.8125 | 7933239.2471
t4798 | 5178883.7172 | 6863625.3201 | 200 | 5985950.8125 | 7933239.2471
t4799 | 4915550.6469 | 6514627.4224 | 200 | 5985950.8125 | 7933239.2471
t4800 | 4798513.7267 | 6359517.2457 | 200 | 5985950.8125 | 7933239.2471
t4801 | 5003328.337 | 6630960.055 | 201 | 4803390.265 | 6365980.1698
t4802 | 5208142.9473 | 6902402.8643 | 201 | 4803390.265 | 6365980.1698
t4803 | 5266661.4074 | 6979957.9526 | 201 | 4803390.265 | 6365980.1698
t4804 | 5091106.0271 | 6747292.6875 | 201 | 4803390.265 | 6365980.1698
t4805 | 4886291.4168 | 6475849.8783 | 201 | 4803390.265 | 6365980.1698
t4806 | 4184069.8958 | 5545188.8179 | 201 | 4803390.265 | 6365980.1698
t4807 | 4388884.5061 | 5816631.6272 | 201 | 4803390.265 | 6365980.1698
t4808 | 5588512.9378 | 7406510.9386 | 201 | 4803390.265 | 6365980.1698
t4809 | 5998142.1584 | 7949396.5572 | 201 | 4803390.265 | 6365980.1698
t4810 | 5676290.6279 | 7522843.5712 | 201 | 4803390.265 | 6365980.1698
t4811 | 5266661.4074 | 6979957.9526 | 201 | 4803390.265 | 6365980.1698
t4812 | 5354439.0975 | 7096290.5852 | 201 | 4803390.265 | 6365980.1698
t4813 | 5676290.6279 | 7522843.5712 | 201 | 4803390.265 | 6365980.1698
t4814 | 5617772.1679 | 7445288.4828 | 201 | 4803390.265 | 6365980.1698
t4815 | 5003328.337 | 6630960.055 | 201 | 4803390.265 | 6365980.1698
t4816 | 5442216.7876 | 7212623.2177 | 201 | 4803390.265 | 6365980.1698
t4817 | 5998142.1584 | 7949396.5572 | 201 | 4803390.265 | 6365980.1698
t4818 | 5822586.7781 | 7716731.2921 | 201 | 4803390.265 | 6365980.1698
t4819 | 5178883.7172 | 6863625.3201 | 201 | 4803390.265 | 6365980.1698
t4820 | 3745181.4452 | 4963525.6552 | 201 | 4803390.265 | 6365980.1698
t4821 | 3277033.7646 | 4343084.9483 | 201 | 4803390.265 | 6365980.1698
t4822 | 2867404.544 | 3800199.3298 | 201 | 4803390.265 | 6365980.1698
t4823 | 2487034.5535 | 3296091.2554 | 201 | 4803390.265 | 6365980.1698
t4824 | 2252960.7131 | 2985870.902 | 201 | 4803390.265 | 6365980.1698
t4825 | 2077405.3329 | 2753205.6369 | 202 | 1138671.7024 | 1509092.7611
t4826 | 1989627.6428 | 2636873.0043 | 202 | 1138671.7024 | 1509092.7611
t4827 | 2165183.023 | 2869538.2694 | 202 | 1138671.7024 | 1509092.7611
t4828 | 2223701.4831 | 2947093.3578 | 202 | 1138671.7024 | 1509092.7611
t4829 | 2135923.793 | 2830760.7252 | 202 | 1138671.7024 | 1509092.7611
t4830 | 1901849.9527 | 2520540.3718 | 202 | 1138671.7024 | 1509092.7611
t4831 | 936295.3613 | 1240881.4138 | 202 | 1138671.7024 | 1509092.7611
t4832 | 351110.7605 | 465330.5302 | 202 | 1138671.7024 | 1509092.7611
t4833 | 146296.1502 | 193887.7209 | 202 | 1138671.7024 | 1509092.7611
t4834 | 146296.1502 | 193887.7209 | 202 | 1138671.7024 | 1509092.7611
t4835 | 146296.1502 | 193887.7209 | 202 | 1138671.7024 | 1509092.7611
t4836 | 117036.9202 | 155110.1767 | 202 | 1138671.7024 | 1509092.7611
t4837 | 117036.9202 | 155110.1767 | 202 | 1138671.7024 | 1509092.7611
t4838 | 117036.9202 | 155110.1767 | 202 | 1138671.7024 | 1509092.7611
t4839 | 146296.1502 | 193887.7209 | 202 | 1138671.7024 | 1509092.7611
t4840 | 234073.8403 | 310220.3534 | 202 | 1138671.7024 | 1509092.7611
t4841 | 351110.7605 | 465330.5302 | 202 | 1138671.7024 | 1509092.7611
t4842 | 468147.6807 | 620440.7069 | 202 | 1138671.7024 | 1509092.7611
t4843 | 672962.2909 | 891883.5162 | 202 | 1138671.7024 | 1509092.7611
t4844 | 1258146.8918 | 1667434.3998 | 202 | 1138671.7024 | 1509092.7611
t4845 | 1989627.6428 | 2636873.0043 | 202 | 1138671.7024 | 1509092.7611
t4846 | 2282219.9432 | 3024648.4461 | 202 | 1138671.7024 | 1509092.7611
t4847 | 2457775.3234 | 3257313.7112 | 202 | 1138671.7024 | 1509092.7611
t4848 | 2896663.774 | 3838976.8739 | 202 | 1138671.7024 | 1509092.7611
t4849 | 3481848.3749 | 4614527.7576 | 203 | 1300816.6022 | 1723984.9851
t4850 | 3949996.0555 | 5234968.4645 | 203 | 1300816.6022 | 1723984.9851
t4851 | 4125551.4358 | 5467633.7296 | 203 | 1300816.6022 | 1723984.9851
t4852 | 4184069.8958 | 5545188.8179 | 203 | 1300816.6022 | 1723984.9851
t4853 | 4184069.8958 | 5545188.8179 | 203 | 1300816.6022 | 1723984.9851
t4854 | 3920736.8255 | 5196190.9203 | 203 | 1300816.6022 | 1723984.9851
t4855 | 2311479.1732 | 3063425.9903 | 203 | 1300816.6022 | 1723984.9851
t4856 | 819258.4411 | 1085771.2371 | 203 | 1300816.6022 | 1723984.9851
t4857 | 29259.23 | 38777.5442 | 203 | 1300816.6022 | 1723984.9851
t4858 | 0 | 0 | 203 | 1300816.6022 | 1723984.9851
t4859 | 0 | 0 | 203 | 1300816.6022 | 1723984.9851
t4860 | 58518.4601 | 77555.0884 | 203 | 1300816.6022 | 1723984.9851
t4861 | 263333.0704 | 348997.8976 | 203 | 1300816.6022 | 1723984.9851
t4862 | 526666.1407 | 697995.7953 | 203 | 1300816.6022 | 1723984.9851
t4863 | 702221.521 | 930661.0603 | 203 | 1300816.6022 | 1723984.9851
t4864 | 760739.9811 | 1008216.1487 | 203 | 1300816.6022 | 1723984.9851
t4865 | 731480.751 | 969438.6045 | 203 | 1300816.6022 | 1723984.9851
t4866 | 585184.6008 | 775550.8836 | 203 | 1300816.6022 | 1723984.9851
t4867 | 351110.7605 | 465330.5302 | 203 | 1300816.6022 | 1723984.9851
t4868 | 117036.9202 | 155110.1767 | 203 | 1300816.6022 | 1723984.9851
t4869 | 29259.23 | 38777.5442 | 203 | 1300816.6022 | 1723984.9851
t4870 | 29259.23 | 38777.5442 | 203 | 1300816.6022 | 1723984.9851
t4871 | 29259.23 | 38777.5442 | 203 | 1300816.6022 | 1723984.9851
t4872 | 29259.23 | 38777.5442 | 203 | 1300816.6022 | 1723984.9851
t4873 | 58518.4601 | 77555.0884 | 204 | 1598285.441 | 2118223.3509
t4874 | 87777.6901 | 116332.6325 | 204 | 1598285.441 | 2118223.3509
t4875 | 146296.1502 | 193887.7209 | 204 | 1598285.441 | 2118223.3509
t4876 | 234073.8403 | 310220.3534 | 204 | 1598285.441 | 2118223.3509
t4877 | 351110.7605 | 465330.5302 | 204 | 1598285.441 | 2118223.3509
t4878 | 526666.1407 | 697995.7953 | 204 | 1598285.441 | 2118223.3509
t4879 | 585184.6008 | 775550.8836 | 204 | 1598285.441 | 2118223.3509
t4880 | 438888.4506 | 581663.1627 | 204 | 1598285.441 | 2118223.3509
t4881 | 877776.9012 | 1163326.3254 | 204 | 1598285.441 | 2118223.3509
t4882 | 1111850.7416 | 1473546.6789 | 204 | 1598285.441 | 2118223.3509
t4883 | 1141109.9716 | 1512324.2231 | 204 | 1598285.441 | 2118223.3509
t4884 | 1316665.3518 | 1744989.4882 | 204 | 1598285.441 | 2118223.3509
t4885 | 1462961.502 | 1938877.2091 | 204 | 1598285.441 | 2118223.3509
t4886 | 1609257.6522 | 2132764.93 | 204 | 1598285.441 | 2118223.3509
t4887 | 1697035.3424 | 2249097.5625 | 204 | 1598285.441 | 2118223.3509
t4888 | 1901849.9527 | 2520540.3718 | 204 | 1598285.441 | 2118223.3509
t4889 | 2282219.9432 | 3024648.4461 | 204 | 1598285.441 | 2118223.3509
t4890 | 2691849.1638 | 3567534.0647 | 204 | 1598285.441 | 2118223.3509
t4891 | 2838145.314 | 3761421.7856 | 204 | 1598285.441 | 2118223.3509
t4892 | 3247774.5345 | 4304307.4041 | 204 | 1598285.441 | 2118223.3509
t4893 | 3862218.3654 | 5118635.8319 | 204 | 1598285.441 | 2118223.3509
t4894 | 3920736.8255 | 5196190.9203 | 204 | 1598285.441 | 2118223.3509
t4895 | 3423329.9148 | 4536972.6692 | 204 | 1598285.441 | 2118223.3509
t4896 | 2545553.0136 | 3373646.3438 | 204 | 1598285.441 | 2118223.3509
t4897 | 1579998.4222 | 2093987.3858 | 205 | 1234983.3346 | 1636735.5107
t4898 | 819258.4411 | 1085771.2371 | 205 | 1234983.3346 | 1636735.5107
t4899 | 321851.5304 | 426552.986 | 205 | 1234983.3346 | 1636735.5107
t4900 | 87777.6901 | 116332.6325 | 205 | 1234983.3346 | 1636735.5107
t4901 | 0 | 0 | 205 | 1234983.3346 | 1636735.5107
t4902 | 0 | 0 | 205 | 1234983.3346 | 1636735.5107
t4903 | 0 | 0 | 205 | 1234983.3346 | 1636735.5107
t4904 | 0 | 0 | 205 | 1234983.3346 | 1636735.5107
t4905 | 0 | 0 | 205 | 1234983.3346 | 1636735.5107
t4906 | 29259.23 | 38777.5442 | 205 | 1234983.3346 | 1636735.5107
t4907 | 29259.23 | 38777.5442 | 205 | 1234983.3346 | 1636735.5107
t4908 | 58518.4601 | 77555.0884 | 205 | 1234983.3346 | 1636735.5107
t4909 | 175555.3802 | 232665.2651 | 205 | 1234983.3346 | 1636735.5107
t4910 | 351110.7605 | 465330.5302 | 205 | 1234983.3346 | 1636735.5107
t4911 | 643703.0609 | 853105.972 | 205 | 1234983.3346 | 1636735.5107
t4912 | 1053332.2815 | 1395991.5905 | 205 | 1234983.3346 | 1636735.5107
t4913 | 1550739.1922 | 2055209.8416 | 205 | 1234983.3346 | 1636735.5107
t4914 | 2106664.5629 | 2791983.181 | 205 | 1234983.3346 | 1636735.5107
t4915 | 2896663.774 | 3838976.8739 | 205 | 1234983.3346 | 1636735.5107
t4916 | 4154810.6658 | 5506411.2737 | 205 | 1234983.3346 | 1636735.5107
t4917 | 4886291.4168 | 6475849.8783 | 205 | 1234983.3346 | 1636735.5107
t4918 | 4242588.3559 | 5622743.9063 | 205 | 1234983.3346 | 1636735.5107
t4919 | 2867404.544 | 3800199.3298 | 205 | 1234983.3346 | 1636735.5107
t4920 | 1784813.0325 | 2365430.1951 | 205 | 1234983.3346 | 1636735.5107
t4921 | 1345924.5819 | 1783767.0323 | 206 | 597375.9467 | 791708.1937
t4922 | 1199628.4317 | 1589879.3114 | 206 | 597375.9467 | 791708.1937
t4923 | 965554.5913 | 1279658.958 | 206 | 597375.9467 | 791708.1937
t4924 | 614443.8309 | 814328.4278 | 206 | 597375.9467 | 791708.1937
t4925 | 438888.4506 | 581663.1627 | 206 | 597375.9467 | 791708.1937
t4926 | 380369.9905 | 504108.0744 | 206 | 597375.9467 | 791708.1937
t4927 | 204814.6103 | 271442.8093 | 206 | 597375.9467 | 791708.1937
t4928 | 0 | 0 | 206 | 597375.9467 | 791708.1937
t4929 | 146296.1502 | 193887.7209 | 206 | 597375.9467 | 791708.1937
t4930 | 292592.3004 | 387775.4418 | 206 | 597375.9467 | 791708.1937
t4931 | 292592.3004 | 387775.4418 | 206 | 597375.9467 | 791708.1937
t4932 | 321851.5304 | 426552.986 | 206 | 597375.9467 | 791708.1937
t4933 | 409629.2206 | 542885.6185 | 206 | 597375.9467 | 791708.1937
t4934 | 497406.9107 | 659218.2511 | 206 | 597375.9467 | 791708.1937
t4935 | 614443.8309 | 814328.4278 | 206 | 597375.9467 | 791708.1937
t4936 | 760739.9811 | 1008216.1487 | 206 | 597375.9467 | 791708.1937
t4937 | 1053332.2815 | 1395991.5905 | 206 | 597375.9467 | 791708.1937
t4938 | 1170369.2016 | 1551101.7672 | 206 | 597375.9467 | 791708.1937
t4939 | 1111850.7416 | 1473546.6789 | 206 | 597375.9467 | 791708.1937
t4940 | 965554.5913 | 1279658.958 | 206 | 597375.9467 | 791708.1937
t4941 | 526666.1407 | 697995.7953 | 206 | 597375.9467 | 791708.1937
t4942 | 321851.5304 | 426552.986 | 206 | 597375.9467 | 791708.1937
t4943 | 380369.9905 | 504108.0744 | 206 | 597375.9467 | 791708.1937
t4944 | 321851.5304 | 426552.986 | 206 | 597375.9467 | 791708.1937
t4945 | 263333.0704 | 348997.8976 | 207 | 325508.9342 | 431400.179
t4946 | 234073.8403 | 310220.3534 | 207 | 325508.9342 | 431400.179
t4947 | 292592.3004 | 387775.4418 | 207 | 325508.9342 | 431400.179
t4948 | 263333.0704 | 348997.8976 | 207 | 325508.9342 | 431400.179
t4949 | 292592.3004 | 387775.4418 | 207 | 325508.9342 | 431400.179
t4950 | 380369.9905 | 504108.0744 | 207 | 325508.9342 | 431400.179
t4951 | 351110.7605 | 465330.5302 | 207 | 325508.9342 | 431400.179
t4952 | 117036.9202 | 155110.1767 | 207 | 325508.9342 | 431400.179
t4953 | 117036.9202 | 155110.1767 | 207 | 325508.9342 | 431400.179
t4954 | 175555.3802 | 232665.2651 | 207 | 325508.9342 | 431400.179
t4955 | 263333.0704 | 348997.8976 | 207 | 325508.9342 | 431400.179
t4956 | 409629.2206 | 542885.6185 | 207 | 325508.9342 | 431400.179
t4957 | 497406.9107 | 659218.2511 | 207 | 325508.9342 | 431400.179
t4958 | 497406.9107 | 659218.2511 | 207 | 325508.9342 | 431400.179
t4959 | 438888.4506 | 581663.1627 | 207 | 325508.9342 | 431400.179
t4960 | 438888.4506 | 581663.1627 | 207 | 325508.9342 | 431400.179
t4961 | 526666.1407 | 697995.7953 | 207 | 325508.9342 | 431400.179
t4962 | 555925.3708 | 736773.3394 | 207 | 325508.9342 | 431400.179
t4963 | 468147.6807 | 620440.7069 | 207 | 325508.9342 | 431400.179
t4964 | 263333.0704 | 348997.8976 | 207 | 325508.9342 | 431400.179
t4965 | 146296.1502 | 193887.7209 | 207 | 325508.9342 | 431400.179
t4966 | 175555.3802 | 232665.2651 | 207 | 325508.9342 | 431400.179
t4967 | 263333.0704 | 348997.8976 | 207 | 325508.9342 | 431400.179
t4968 | 380369.9905 | 504108.0744 | 207 | 325508.9342 | 431400.179
t4969 | 555925.3708 | 736773.3394 | 208 | 892406.5162 | 1182715.0975
t4970 | 848517.6712 | 1124548.7813 | 208 | 892406.5162 | 1182715.0975
t4971 | 1111850.7416 | 1473546.6789 | 208 | 892406.5162 | 1182715.0975
t4972 | 1199628.4317 | 1589879.3114 | 208 | 892406.5162 | 1182715.0975
t4973 | 1199628.4317 | 1589879.3114 | 208 | 892406.5162 | 1182715.0975
t4974 | 1053332.2815 | 1395991.5905 | 208 | 892406.5162 | 1182715.0975
t4975 | 672962.2909 | 891883.5162 | 208 | 892406.5162 | 1182715.0975
t4976 | 468147.6807 | 620440.7069 | 208 | 892406.5162 | 1182715.0975
t4977 | 643703.0609 | 853105.972 | 208 | 892406.5162 | 1182715.0975
t4978 | 526666.1407 | 697995.7953 | 208 | 892406.5162 | 1182715.0975
t4979 | 380369.9905 | 504108.0744 | 208 | 892406.5162 | 1182715.0975
t4980 | 351110.7605 | 465330.5302 | 208 | 892406.5162 | 1182715.0975
t4981 | 409629.2206 | 542885.6185 | 208 | 892406.5162 | 1182715.0975
t4982 | 497406.9107 | 659218.2511 | 208 | 892406.5162 | 1182715.0975
t4983 | 614443.8309 | 814328.4278 | 208 | 892406.5162 | 1182715.0975
t4984 | 760739.9811 | 1008216.1487 | 208 | 892406.5162 | 1182715.0975
t4985 | 1053332.2815 | 1395991.5905 | 208 | 892406.5162 | 1182715.0975
t4986 | 1316665.3518 | 1744989.4882 | 208 | 892406.5162 | 1182715.0975
t4987 | 1375183.8119 | 1822544.5765 | 208 | 892406.5162 | 1182715.0975
t4988 | 1404443.042 | 1861322.1207 | 208 | 892406.5162 | 1182715.0975
t4989 | 1492220.7321 | 1977654.7532 | 208 | 892406.5162 | 1182715.0975
t4990 | 1316665.3518 | 1744989.4882 | 208 | 892406.5162 | 1182715.0975
t4991 | 1111850.7416 | 1473546.6789 | 208 | 892406.5162 | 1182715.0975
t4992 | 1053332.2815 | 1395991.5905 | 208 | 892406.5162 | 1182715.0975
t4993 | 1053332.2815 | 1395991.5905 | 209 | 4658313.2494 | 6081611.5124
t4994 | 936295.3613 | 1240881.4138 | 209 | 4658313.2494 | 6081611.5124
t4995 | 702221.521 | 930661.0603 | 209 | 4658313.2494 | 6081611.5124
t4996 | 526666.1407 | 697995.7953 | 209 | 4658313.2494 | 6081611.5124
t4997 | 438888.4506 | 581663.1627 | 209 | 4658313.2494 | 6081611.5124
t4998 | 438888.4506 | 581663.1627 | 209 | 4658313.2494 | 6081611.5124
t4999 | 409629.2206 | 542885.6185 | 209 | 4658313.2494 | 6081611.5124
t5000 | 702221.521 | 930661.0603 | 209 | 4658313.2494 | 6081611.5124
t5001 | 2018886.8728 | 2675650.5485 | 209 | 4658313.2494 | 6081611.5124
t5002 | 3101478.3843 | 4110419.6832 | 209 | 4658313.2494 | 6081611.5124
t5003 | 3920736.8255 | 5196190.9203 | 209 | 4658313.2494 | 6081611.5124
t5004 | 4944809.8769 | 6553404.9666 | 209 | 4658313.2494 | 6081611.5124
t5005 | 5793327.5481 | 7677953.7479 | 209 | 4658313.2494 | 6081611.5124
t5006 | 6466289.839 | 8569837.2641 | 209 | 4658313.2494 | 6081611.5124
t5007 | 6846659.8296 | 9073945.3384 | 209 | 4658313.2494 | 6081611.5124
t5008 | 8075547.4913 | 10702602.194 | 209 | 4658313.2494 | 6081611.5124
t5009 | 9714064.3736 | 12874144.6682 | 209 | 4658313.2494 | 6081611.5124
t5010 | 11323322.0258 | 13339475.1983 | 209 | 4658313.2494 | 6081611.5124
t5011 | 10474804.3546 | 13339475.1983 | 209 | 4658313.2494 | 6081611.5124
t5012 | 8836287.4724 | 11710818.3427 | 209 | 4658313.2494 | 6081611.5124
t5013 | 8309621.3316 | 11012822.5475 | 209 | 4658313.2494 | 6081611.5124
t5014 | 6524808.2991 | 8647392.3524 | 209 | 4658313.2494 | 6081611.5124
t5015 | 5237402.1773 | 6941180.4084 | 209 | 4658313.2494 | 6081611.5124
t5016 | 5003328.337 | 6630960.055 | 209 | 4658313.2494 | 6081611.5124
t5017 | 5851846.0082 | 7755508.8362 | 210 | 5717741.2038 | 7294204.4544
t5018 | 7022215.2098 | 9306610.6035 | 210 | 5717741.2038 | 7294204.4544
t5019 | 7080733.6699 | 9384165.6919 | 210 | 5717741.2038 | 7294204.4544
t5020 | 6349252.9189 | 8414727.0873 | 210 | 5717741.2038 | 7294204.4544
t5021 | 5676290.6279 | 7522843.5712 | 210 | 5717741.2038 | 7294204.4544
t5022 | 5383698.3275 | 7135068.1293 | 210 | 5717741.2038 | 7294204.4544
t5023 | 6173697.5386 | 8182061.8222 | 210 | 5717741.2038 | 7294204.4544
t5024 | 6583326.7592 | 8724947.4408 | 210 | 5717741.2038 | 7294204.4544
t5025 | 6056660.6185 | 8026951.6455 | 210 | 5717741.2038 | 7294204.4544
t5026 | 4798513.7267 | 6359517.2457 | 210 | 5717741.2038 | 7294204.4544
t5027 | 3481848.3749 | 4614527.7576 | 210 | 5717741.2038 | 7294204.4544
t5028 | 2604071.4736 | 3451201.4321 | 210 | 5717741.2038 | 7294204.4544
t5029 | 2077405.3329 | 2753205.6369 | 210 | 5717741.2038 | 7294204.4544
t5030 | 1843331.4926 | 2442985.2834 | 210 | 5717741.2038 | 7294204.4544
t5031 | 1814072.2625 | 2404207.7392 | 210 | 5717741.2038 | 7294204.4544
t5032 | 2369997.6333 | 3140981.0787 | 210 | 5717741.2038 | 7294204.4544
t5033 | 3042959.9243 | 4032864.5948 | 210 | 5717741.2038 | 7294204.4544
t5034 | 3803699.9053 | 5041080.7436 | 210 | 5717741.2038 | 7294204.4544
t5035 | 5091106.0271 | 6747292.6875 | 210 | 5717741.2038 | 7294204.4544
t5036 | 6817400.5995 | 9035167.7942 | 210 | 5717741.2038 | 7294204.4544
t5037 | 9187398.2328 | 12176148.8729 | 210 | 5717741.2038 | 7294204.4544
t5038 | 10591841.2748 | 12990515.0353 | 210 | 5717741.2038 | 7294204.4544
t5039 | 11528136.6361 | 12770588.7873 | 210 | 5717741.2038 | 7294204.4544
t5040 | 11996284.3168 | 12647737.3883 | 210 | 5717741.2038 | 7294204.4544
t5041 | 11791469.7065 | 12603842.5673 | 211 | 3205104.8241 | 3997415.1146
t5042 | 11235544.3357 | 12569057.1063 | 211 | 3205104.8241 | 3997415.1146
t5043 | 9977397.4439 | 12559969.2603 | 211 | 3205104.8241 | 3997415.1146
t5044 | 7899992.111 | 10469936.9289 | 211 | 3205104.8241 | 3997415.1146
t5045 | 5998142.1584 | 7949396.5572 | 211 | 3205104.8241 | 3997415.1146
t5046 | 4564439.8864 | 6049296.8923 | 211 | 3205104.8241 | 3997415.1146
t5047 | 2867404.544 | 3800199.3298 | 211 | 3205104.8241 | 3997415.1146
t5048 | 1755553.8025 | 2326652.6509 | 211 | 3205104.8241 | 3997415.1146
t5049 | 819258.4411 | 1085771.2371 | 211 | 3205104.8241 | 3997415.1146
t5050 | 380369.9905 | 504108.0744 | 211 | 3205104.8241 | 3997415.1146
t5051 | 204814.6103 | 271442.8093 | 211 | 3205104.8241 | 3997415.1146
t5052 | 497406.9107 | 659218.2511 | 211 | 3205104.8241 | 3997415.1146
t5053 | 1228887.6617 | 1628656.8556 | 211 | 3205104.8241 | 3997415.1146
t5054 | 2048146.1029 | 2714428.0927 | 211 | 3205104.8241 | 3997415.1146
t5055 | 2691849.1638 | 3567534.0647 | 211 | 3205104.8241 | 3997415.1146
t5056 | 2867404.544 | 3800199.3298 | 211 | 3205104.8241 | 3997415.1146
t5057 | 2721108.3938 | 3606311.6089 | 211 | 3205104.8241 | 3997415.1146
t5058 | 2282219.9432 | 3024648.4461 | 211 | 3205104.8241 | 3997415.1146
t5059 | 1667776.1123 | 2210320.0183 | 211 | 3205104.8241 | 3997415.1146
t5060 | 1199628.4317 | 1589879.3114 | 211 | 3205104.8241 | 3997415.1146
t5061 | 819258.4411 | 1085771.2371 | 211 | 3205104.8241 | 3997415.1146
t5062 | 555925.3708 | 736773.3394 | 211 | 3205104.8241 | 3997415.1146
t5063 | 380369.9905 | 504108.0744 | 211 | 3205104.8241 | 3997415.1146
t5064 | 468147.6807 | 620440.7069 | 211 | 3205104.8241 | 3997415.1146
t5065 | 702221.521 | 930661.0603 | 212 | 2700383.1059 | 3578844.1817
t5066 | 1024073.0514 | 1357214.0463 | 212 | 2700383.1059 | 3578844.1817
t5067 | 1404443.042 | 1861322.1207 | 212 | 2700383.1059 | 3578844.1817
t5068 | 1755553.8025 | 2326652.6509 | 212 | 2700383.1059 | 3578844.1817
t5069 | 2194442.2531 | 2908315.8136 | 212 | 2700383.1059 | 3578844.1817
t5070 | 2574812.2436 | 3412423.8879 | 212 | 2700383.1059 | 3578844.1817
t5071 | 2165183.023 | 2869538.2694 | 212 | 2700383.1059 | 3578844.1817
t5072 | 2428516.0934 | 3218536.167 | 212 | 2700383.1059 | 3578844.1817
t5073 | 3452589.1448 | 4575750.2134 | 212 | 2700383.1059 | 3578844.1817
t5074 | 3364811.4547 | 4459417.5808 | 212 | 2700383.1059 | 3578844.1817
t5075 | 2750367.6238 | 3645089.153 | 212 | 2700383.1059 | 3578844.1817
t5076 | 2662589.9337 | 3528756.5205 | 212 | 2700383.1059 | 3578844.1817
t5077 | 2633330.7037 | 3489978.9763 | 212 | 2700383.1059 | 3578844.1817
t5078 | 2633330.7037 | 3489978.9763 | 212 | 2700383.1059 | 3578844.1817
t5079 | 2574812.2436 | 3412423.8879 | 212 | 2700383.1059 | 3578844.1817
t5080 | 2428516.0934 | 3218536.167 | 212 | 2700383.1059 | 3578844.1817
t5081 | 2282219.9432 | 3024648.4461 | 212 | 2700383.1059 | 3578844.1817
t5082 | 2048146.1029 | 2714428.0927 | 212 | 2700383.1059 | 3578844.1817
t5083 | 1901849.9527 | 2520540.3718 | 212 | 2700383.1059 | 3578844.1817
t5084 | 2340738.4033 | 3102203.5345 | 212 | 2700383.1059 | 3578844.1817
t5085 | 3130737.6144 | 4149197.2274 | 212 | 2700383.1059 | 3578844.1817
t5086 | 4271847.586 | 5661521.4505 | 212 | 2700383.1059 | 3578844.1817
t5087 | 5500735.2477 | 7290178.3061 | 212 | 2700383.1059 | 3578844.1817
t5088 | 6583326.7592 | 8724947.4408 | 212 | 2700383.1059 | 3578844.1817
t5089 | 7490362.8905 | 9927051.3104 | 213 | 7275795.2035 | 9232286.9772
t5090 | 7958510.5711 | 10547492.0173 | 213 | 7275795.2035 | 9232286.9772
t5091 | 7870732.881 | 10431159.3848 | 213 | 7275795.2035 | 9232286.9772
t5092 | 7051474.4399 | 9345388.1477 | 213 | 7275795.2035 | 9232286.9772
t5093 | 5851846.0082 | 7755508.8362 | 213 | 7275795.2035 | 9232286.9772
t5094 | 4505921.4263 | 5971741.8039 | 213 | 7275795.2035 | 9232286.9772
t5095 | 2867404.544 | 3800199.3298 | 213 | 7275795.2035 | 9232286.9772
t5096 | 2984441.4642 | 3955309.5065 | 213 | 7275795.2035 | 9232286.9772
t5097 | 3072219.1543 | 4071642.139 | 213 | 7275795.2035 | 9232286.9772
t5098 | 3277033.7646 | 4343084.9483 | 213 | 7275795.2035 | 9232286.9772
t5099 | 4125551.4358 | 5467633.7296 | 213 | 7275795.2035 | 9232286.9772
t5100 | 5822586.7781 | 7716731.2921 | 213 | 7275795.2035 | 9232286.9772
t5101 | 7782955.1909 | 10314826.7522 | 213 | 7275795.2035 | 9232286.9772
t5102 | 9626286.6835 | 12757812.0356 | 213 | 7275795.2035 | 9232286.9772
t5103 | 11147766.6456 | 13339475.1983 | 213 | 7275795.2035 | 9232286.9772
t5104 | 11937765.8567 | 13339475.1983 | 213 | 7275795.2035 | 9232286.9772
t5105 | 12259617.3871 | 13339475.1983 | 213 | 7275795.2035 | 9232286.9772
t5106 | 11967025.0867 | 13339475.1983 | 213 | 7275795.2035 | 9232286.9772
t5107 | 10445545.1246 | 13339475.1983 | 213 | 7275795.2035 | 9232286.9772
t5108 | 7373325.9703 | 9771941.1337 | 213 | 7275795.2035 | 9232286.9772
t5109 | 6583326.7592 | 8724947.4408 | 213 | 7275795.2035 | 9232286.9772
t5110 | 6963696.7497 | 9229055.5151 | 213 | 7275795.2035 | 9232286.9772
t5111 | 7665918.2707 | 10159716.5755 | 213 | 7275795.2035 | 9232286.9772
t5112 | 7987769.8012 | 10586269.5615 | 213 | 7275795.2035 | 9232286.9772
t5113 | 7929251.3411 | 10508714.4731 | 214 | 7463541.9296 | 9256522.9423
t5114 | 7607399.8106 | 10082161.4871 | 214 | 7463541.9296 | 9256522.9423
t5115 | 7314807.5102 | 9694386.0453 | 214 | 7463541.9296 | 9256522.9423
t5116 | 6027401.3884 | 7988174.1013 | 214 | 7463541.9296 | 9256522.9423
t5117 | 4915550.6469 | 6514627.4224 | 214 | 7463541.9296 | 9256522.9423
t5118 | 4154810.6658 | 5506411.2737 | 214 | 7463541.9296 | 9256522.9423
t5119 | 3306292.9946 | 4381862.4925 | 214 | 7463541.9296 | 9256522.9423
t5120 | 3686662.9852 | 4885970.5668 | 214 | 7463541.9296 | 9256522.9423
t5121 | 3949996.0555 | 5234968.4645 | 214 | 7463541.9296 | 9256522.9423
t5122 | 5003328.337 | 6630960.055 | 214 | 7463541.9296 | 9256522.9423
t5123 | 6583326.7592 | 8724947.4408 | 214 | 7463541.9296 | 9256522.9423
t5124 | 8280362.1016 | 10974045.0033 | 214 | 7463541.9296 | 9256522.9423
t5125 | 9977397.4439 | 13223142.5658 | 214 | 7463541.9296 | 9256522.9423
t5126 | 11469618.176 | 13339475.1983 | 214 | 7463541.9296 | 9256522.9423
t5127 | 12464431.9974 | 13339475.1983 | 214 | 7463541.9296 | 9256522.9423
t5128 | 12815542.7579 | 13339475.1983 | 214 | 7463541.9296 | 9256522.9423
t5129 | 12903320.448 | 13339475.1983 | 214 | 7463541.9296 | 9256522.9423
t5130 | 12171839.697 | 13339475.1983 | 214 | 7463541.9296 | 9256522.9423
t5131 | 9860360.5238 | 13068032.3891 | 214 | 7463541.9296 | 9256522.9423
t5132 | 6349252.9189 | 8414727.0873 | 214 | 7463541.9296 | 9256522.9423
t5133 | 5588512.9378 | 7406510.9386 | 214 | 7463541.9296 | 9256522.9423
t5134 | 5647031.3979 | 7484066.027 | 214 | 7463541.9296 | 9256522.9423
t5135 | 5705549.858 | 7561621.1153 | 214 | 7463541.9296 | 9256522.9423
t5136 | 5412957.5576 | 7173845.6735 | 214 | 7463541.9296 | 9256522.9423
t5137 | 4857032.1868 | 6437072.3341 | 215 | 1216696.3159 | 1612499.5455
t5138 | 4008514.5156 | 5312523.5528 | 215 | 1216696.3159 | 1612499.5455
t5139 | 2984441.4642 | 3955309.5065 | 215 | 1216696.3159 | 1612499.5455
t5140 | 1550739.1922 | 2055209.8416 | 215 | 1216696.3159 | 1612499.5455
t5141 | 468147.6807 | 620440.7069 | 215 | 1216696.3159 | 1612499.5455
t5142 | 58518.4601 | 77555.0884 | 215 | 1216696.3159 | 1612499.5455
t5143 | 0 | 0 | 215 | 1216696.3159 | 1612499.5455
t5144 | 117036.9202 | 155110.1767 | 215 | 1216696.3159 | 1612499.5455
t5145 | 438888.4506 | 581663.1627 | 215 | 1216696.3159 | 1612499.5455
t5146 | 672962.2909 | 891883.5162 | 215 | 1216696.3159 | 1612499.5455
t5147 | 819258.4411 | 1085771.2371 | 215 | 1216696.3159 | 1612499.5455
t5148 | 936295.3613 | 1240881.4138 | 215 | 1216696.3159 | 1612499.5455
t5149 | 877776.9012 | 1163326.3254 | 215 | 1216696.3159 | 1612499.5455
t5150 | 760739.9811 | 1008216.1487 | 215 | 1216696.3159 | 1612499.5455
t5151 | 614443.8309 | 814328.4278 | 215 | 1216696.3159 | 1612499.5455
t5152 | 614443.8309 | 814328.4278 | 215 | 1216696.3159 | 1612499.5455
t5153 | 672962.2909 | 891883.5162 | 215 | 1216696.3159 | 1612499.5455
t5154 | 614443.8309 | 814328.4278 | 215 | 1216696.3159 | 1612499.5455
t5155 | 614443.8309 | 814328.4278 | 215 | 1216696.3159 | 1612499.5455
t5156 | 1024073.0514 | 1357214.0463 | 215 | 1216696.3159 | 1612499.5455
t5157 | 1287406.1218 | 1706211.944 | 215 | 1216696.3159 | 1612499.5455
t5158 | 1667776.1123 | 2210320.0183 | 215 | 1216696.3159 | 1612499.5455
t5159 | 1814072.2625 | 2404207.7392 | 215 | 1216696.3159 | 1612499.5455
t5160 | 1726294.5724 | 2287875.1067 | 215 | 1216696.3159 | 1612499.5455
t5161 | 1638516.8823 | 2171542.4741 | 216 | 2460213.5926 | 3260545.1732
t5162 | 1404443.042 | 1861322.1207 | 216 | 2460213.5926 | 3260545.1732
t5163 | 965554.5913 | 1279658.958 | 216 | 2460213.5926 | 3260545.1732
t5164 | 380369.9905 | 504108.0744 | 216 | 2460213.5926 | 3260545.1732
t5165 | 58518.4601 | 77555.0884 | 216 | 2460213.5926 | 3260545.1732
t5166 | 0 | 0 | 216 | 2460213.5926 | 3260545.1732
t5167 | 0 | 0 | 216 | 2460213.5926 | 3260545.1732
t5168 | 0 | 0 | 216 | 2460213.5926 | 3260545.1732
t5169 | 204814.6103 | 271442.8093 | 216 | 2460213.5926 | 3260545.1732
t5170 | 819258.4411 | 1085771.2371 | 216 | 2460213.5926 | 3260545.1732
t5171 | 1492220.7321 | 1977654.7532 | 216 | 2460213.5926 | 3260545.1732
t5172 | 2311479.1732 | 3063425.9903 | 216 | 2460213.5926 | 3260545.1732
t5173 | 3130737.6144 | 4149197.2274 | 216 | 2460213.5926 | 3260545.1732
t5174 | 3862218.3654 | 5118635.8319 | 216 | 2460213.5926 | 3260545.1732
t5175 | 4388884.5061 | 5816631.6272 | 216 | 2460213.5926 | 3260545.1732
t5176 | 4798513.7267 | 6359517.2457 | 216 | 2460213.5926 | 3260545.1732
t5177 | 4974069.107 | 6592182.5108 | 216 | 2460213.5926 | 3260545.1732
t5178 | 5032587.567 | 6669737.5992 | 216 | 2460213.5926 | 3260545.1732
t5179 | 4505921.4263 | 5971741.8039 | 216 | 2460213.5926 | 3260545.1732
t5180 | 4798513.7267 | 6359517.2457 | 216 | 2460213.5926 | 3260545.1732
t5181 | 5061846.7971 | 6708515.1434 | 216 | 2460213.5926 | 3260545.1732
t5182 | 4301106.816 | 5700298.9946 | 216 | 2460213.5926 | 3260545.1732
t5183 | 3042959.9243 | 4032864.5948 | 216 | 2460213.5926 | 3260545.1732
t5184 | 1872590.7226 | 2481762.8276 | 216 | 2460213.5926 | 3260545.1732
t5185 | 907036.1313 | 1202103.8696 | 217 | 259675.6666 | 344150.7046
t5186 | 321851.5304 | 426552.986 | 217 | 259675.6666 | 344150.7046
t5187 | 117036.9202 | 155110.1767 | 217 | 259675.6666 | 344150.7046
t5188 | 29259.23 | 38777.5442 | 217 | 259675.6666 | 344150.7046
t5189 | 0 | 0 | 217 | 259675.6666 | 344150.7046
t5190 | 0 | 0 | 217 | 259675.6666 | 344150.7046
t5191 | 0 | 0 | 217 | 259675.6666 | 344150.7046
t5192 | 0 | 0 | 217 | 259675.6666 | 344150.7046
t5193 | 0 | 0 | 217 | 259675.6666 | 344150.7046
t5194 | 29259.23 | 38777.5442 | 217 | 259675.6666 | 344150.7046
t5195 | 58518.4601 | 77555.0884 | 217 | 259675.6666 | 344150.7046
t5196 | 175555.3802 | 232665.2651 | 217 | 259675.6666 | 344150.7046
t5197 | 380369.9905 | 504108.0744 | 217 | 259675.6666 | 344150.7046
t5198 | 526666.1407 | 697995.7953 | 217 | 259675.6666 | 344150.7046
t5199 | 614443.8309 | 814328.4278 | 217 | 259675.6666 | 344150.7046
t5200 | 585184.6008 | 775550.8836 | 217 | 259675.6666 | 344150.7046
t5201 | 526666.1407 | 697995.7953 | 217 | 259675.6666 | 344150.7046
t5202 | 468147.6807 | 620440.7069 | 217 | 259675.6666 | 344150.7046
t5203 | 321851.5304 | 426552.986 | 217 | 259675.6666 | 344150.7046
t5204 | 87777.6901 | 116332.6325 | 217 | 259675.6666 | 344150.7046
t5205 | 29259.23 | 38777.5442 | 217 | 259675.6666 | 344150.7046
t5206 | 146296.1502 | 193887.7209 | 217 | 259675.6666 | 344150.7046
t5207 | 351110.7605 | 465330.5302 | 217 | 259675.6666 | 344150.7046
t5208 | 555925.3708 | 736773.3394 | 217 | 259675.6666 | 344150.7046
t5209 | 672962.2909 | 891883.5162 | 218 | 1670214.3815 | 2213551.4803
t5210 | 672962.2909 | 891883.5162 | 218 | 1670214.3815 | 2213551.4803
t5211 | 614443.8309 | 814328.4278 | 218 | 1670214.3815 | 2213551.4803
t5212 | 468147.6807 | 620440.7069 | 218 | 1670214.3815 | 2213551.4803
t5213 | 292592.3004 | 387775.4418 | 218 | 1670214.3815 | 2213551.4803
t5214 | 204814.6103 | 271442.8093 | 218 | 1670214.3815 | 2213551.4803
t5215 | 175555.3802 | 232665.2651 | 218 | 1670214.3815 | 2213551.4803
t5216 | 117036.9202 | 155110.1767 | 218 | 1670214.3815 | 2213551.4803
t5217 | 204814.6103 | 271442.8093 | 218 | 1670214.3815 | 2213551.4803
t5218 | 468147.6807 | 620440.7069 | 218 | 1670214.3815 | 2213551.4803
t5219 | 760739.9811 | 1008216.1487 | 218 | 1670214.3815 | 2213551.4803
t5220 | 1141109.9716 | 1512324.2231 | 218 | 1670214.3815 | 2213551.4803
t5221 | 1609257.6522 | 2132764.93 | 218 | 1670214.3815 | 2213551.4803
t5222 | 2165183.023 | 2869538.2694 | 218 | 1670214.3815 | 2213551.4803
t5223 | 2633330.7037 | 3489978.9763 | 218 | 1670214.3815 | 2213551.4803
t5224 | 3013700.6942 | 3994087.0507 | 218 | 1670214.3815 | 2213551.4803
t5225 | 3218515.3045 | 4265529.8599 | 218 | 1670214.3815 | 2213551.4803
t5226 | 3364811.4547 | 4459417.5808 | 218 | 1670214.3815 | 2213551.4803
t5227 | 3189256.0745 | 4226752.3158 | 218 | 1670214.3815 | 2213551.4803
t5228 | 3189256.0745 | 4226752.3158 | 218 | 1670214.3815 | 2213551.4803
t5229 | 3452589.1448 | 4575750.2134 | 218 | 1670214.3815 | 2213551.4803
t5230 | 3364811.4547 | 4459417.5808 | 218 | 1670214.3815 | 2213551.4803
t5231 | 2896663.774 | 3838976.8739 | 218 | 1670214.3815 | 2213551.4803
t5232 | 2194442.2531 | 2908315.8136 | 218 | 1670214.3815 | 2213551.4803
t5233 | 1492220.7321 | 1977654.7532 | 219 | 785122.6728 | 1040530.7689
t5234 | 848517.6712 | 1124548.7813 | 219 | 785122.6728 | 1040530.7689
t5235 | 351110.7605 | 465330.5302 | 219 | 785122.6728 | 1040530.7689
t5236 | 87777.6901 | 116332.6325 | 219 | 785122.6728 | 1040530.7689
t5237 | 0 | 0 | 219 | 785122.6728 | 1040530.7689
t5238 | 0 | 0 | 219 | 785122.6728 | 1040530.7689
t5239 | 0 | 0 | 219 | 785122.6728 | 1040530.7689
t5240 | 0 | 0 | 219 | 785122.6728 | 1040530.7689
t5241 | 204814.6103 | 271442.8093 | 219 | 785122.6728 | 1040530.7689
t5242 | 438888.4506 | 581663.1627 | 219 | 785122.6728 | 1040530.7689
t5243 | 438888.4506 | 581663.1627 | 219 | 785122.6728 | 1040530.7689
t5244 | 468147.6807 | 620440.7069 | 219 | 785122.6728 | 1040530.7689
t5245 | 526666.1407 | 697995.7953 | 219 | 785122.6728 | 1040530.7689
t5246 | 643703.0609 | 853105.972 | 219 | 785122.6728 | 1040530.7689
t5247 | 731480.751 | 969438.6045 | 219 | 785122.6728 | 1040530.7689
t5248 | 877776.9012 | 1163326.3254 | 219 | 785122.6728 | 1040530.7689
t5249 | 1053332.2815 | 1395991.5905 | 219 | 785122.6728 | 1040530.7689
t5250 | 1199628.4317 | 1589879.3114 | 219 | 785122.6728 | 1040530.7689
t5251 | 1170369.2016 | 1551101.7672 | 219 | 785122.6728 | 1040530.7689
t5252 | 1024073.0514 | 1357214.0463 | 219 | 785122.6728 | 1040530.7689
t5253 | 1082591.5115 | 1434769.1347 | 219 | 785122.6728 | 1040530.7689
t5254 | 1609257.6522 | 2132764.93 | 219 | 785122.6728 | 1040530.7689
t5255 | 2106664.5629 | 2791983.181 | 219 | 785122.6728 | 1040530.7689
t5256 | 2487034.5535 | 3296091.2554 | 219 | 785122.6728 | 1040530.7689
t5257 | 2691849.1638 | 3567534.0647 | 220 | 4555905.9443 | 6037986.7752
t5258 | 2604071.4736 | 3451201.4321 | 220 | 4555905.9443 | 6037986.7752
t5259 | 2369997.6333 | 3140981.0787 | 220 | 4555905.9443 | 6037986.7752
t5260 | 1638516.8823 | 2171542.4741 | 220 | 4555905.9443 | 6037986.7752
t5261 | 1228887.6617 | 1628656.8556 | 220 | 4555905.9443 | 6037986.7752
t5262 | 1111850.7416 | 1473546.6789 | 220 | 4555905.9443 | 6037986.7752
t5263 | 907036.1313 | 1202103.8696 | 220 | 4555905.9443 | 6037986.7752
t5264 | 877776.9012 | 1163326.3254 | 220 | 4555905.9443 | 6037986.7752
t5265 | 2252960.7131 | 2985870.902 | 220 | 4555905.9443 | 6037986.7752
t5266 | 3277033.7646 | 4343084.9483 | 220 | 4555905.9443 | 6037986.7752
t5267 | 4681476.8065 | 6204407.069 | 220 | 4555905.9443 | 6037986.7752
t5268 | 6378512.1489 | 8453504.6315 | 220 | 4555905.9443 | 6037986.7752
t5269 | 7724436.7308 | 10237271.6638 | 220 | 4555905.9443 | 6037986.7752
t5270 | 8485176.7119 | 11245487.8126 | 220 | 4555905.9443 | 6037986.7752
t5271 | 8865546.7024 | 11749595.8869 | 220 | 4555905.9443 | 6037986.7752
t5272 | 9275175.923 | 12292481.5055 | 220 | 4555905.9443 | 6037986.7752
t5273 | 9479990.5332 | 12563924.3147 | 220 | 4555905.9443 | 6037986.7752
t5274 | 9275175.923 | 12292481.5055 | 220 | 4555905.9443 | 6037986.7752
t5275 | 7314807.5102 | 9694386.0453 | 220 | 4555905.9443 | 6037986.7752
t5276 | 6290734.4588 | 8337171.999 | 220 | 4555905.9443 | 6037986.7752
t5277 | 5149624.4872 | 6824847.7759 | 220 | 4555905.9443 | 6037986.7752
t5278 | 3569626.065 | 4730860.3901 | 220 | 4555905.9443 | 6037986.7752
t5279 | 2282219.9432 | 3024648.4461 | 220 | 4555905.9443 | 6037986.7752
t5280 | 1609257.6522 | 2132764.93 | 220 | 4555905.9443 | 6037986.7752
t5281 | 1111850.7416 | 1473546.6789 | 221 | 3703730.8693 | 4908590.8009
t5282 | 468147.6807 | 620440.7069 | 221 | 3703730.8693 | 4908590.8009
t5283 | 58518.4601 | 77555.0884 | 221 | 3703730.8693 | 4908590.8009
t5284 | 0 | 0 | 221 | 3703730.8693 | 4908590.8009
t5285 | 0 | 0 | 221 | 3703730.8693 | 4908590.8009
t5286 | 58518.4601 | 77555.0884 | 221 | 3703730.8693 | 4908590.8009
t5287 | 87777.6901 | 116332.6325 | 221 | 3703730.8693 | 4908590.8009
t5288 | 146296.1502 | 193887.7209 | 221 | 3703730.8693 | 4908590.8009
t5289 | 819258.4411 | 1085771.2371 | 221 | 3703730.8693 | 4908590.8009
t5290 | 1550739.1922 | 2055209.8416 | 221 | 3703730.8693 | 4908590.8009
t5291 | 2457775.3234 | 3257313.7112 | 221 | 3703730.8693 | 4908590.8009
t5292 | 3598885.295 | 4769637.9343 | 221 | 3703730.8693 | 4908590.8009
t5293 | 4827772.9567 | 6398294.7899 | 221 | 3703730.8693 | 4908590.8009
t5294 | 5998142.1584 | 7949396.5572 | 221 | 3703730.8693 | 4908590.8009
t5295 | 7051474.4399 | 9345388.1477 | 221 | 3703730.8693 | 4908590.8009
t5296 | 8338880.5617 | 11051600.0917 | 221 | 3703730.8693 | 4908590.8009
t5297 | 9304435.153 | 12331259.0496 | 221 | 3703730.8693 | 4908590.8009
t5298 | 9509249.7633 | 12602701.8589 | 221 | 3703730.8693 | 4908590.8009
t5299 | 7636659.0407 | 10120939.0313 | 221 | 3703730.8693 | 4908590.8009
t5300 | 6407771.379 | 8492282.1757 | 221 | 3703730.8693 | 4908590.8009
t5301 | 5442216.7876 | 7212623.2177 | 221 | 3703730.8693 | 4908590.8009
t5302 | 4798513.7267 | 6359517.2457 | 221 | 3703730.8693 | 4908590.8009
t5303 | 4593699.1164 | 6088074.4365 | 221 | 3703730.8693 | 4908590.8009
t5304 | 4622958.3465 | 6126851.9806 | 221 | 3703730.8693 | 4908590.8009
t5305 | 4564439.8864 | 6049296.8923 | 222 | 4223082.2026 | 5596892.2102
t5306 | 4184069.8958 | 5545188.8179 | 222 | 4223082.2026 | 5596892.2102
t5307 | 3745181.4452 | 4963525.6552 | 222 | 4223082.2026 | 5596892.2102
t5308 | 3364811.4547 | 4459417.5808 | 222 | 4223082.2026 | 5596892.2102
t5309 | 2896663.774 | 3838976.8739 | 222 | 4223082.2026 | 5596892.2102
t5310 | 2311479.1732 | 3063425.9903 | 222 | 4223082.2026 | 5596892.2102
t5311 | 1609257.6522 | 2132764.93 | 222 | 4223082.2026 | 5596892.2102
t5312 | 2399256.8634 | 3179758.6229 | 222 | 4223082.2026 | 5596892.2102
t5313 | 3745181.4452 | 4963525.6552 | 222 | 4223082.2026 | 5596892.2102
t5314 | 5266661.4074 | 6979957.9526 | 222 | 4223082.2026 | 5596892.2102
t5315 | 6232215.9987 | 8259616.9106 | 222 | 4223082.2026 | 5596892.2102
t5316 | 6115179.0785 | 8104506.7339 | 222 | 4223082.2026 | 5596892.2102
t5317 | 5500735.2477 | 7290178.3061 | 222 | 4223082.2026 | 5596892.2102
t5318 | 4798513.7267 | 6359517.2457 | 222 | 4223082.2026 | 5596892.2102
t5319 | 4125551.4358 | 5467633.7296 | 222 | 4223082.2026 | 5596892.2102
t5320 | 3920736.8255 | 5196190.9203 | 222 | 4223082.2026 | 5596892.2102
t5321 | 4154810.6658 | 5506411.2737 | 222 | 4223082.2026 | 5596892.2102
t5322 | 4505921.4263 | 5971741.8039 | 222 | 4223082.2026 | 5596892.2102
t5323 | 4359625.2761 | 5777854.083 | 222 | 4223082.2026 | 5596892.2102
t5324 | 4857032.1868 | 6437072.3341 | 222 | 4223082.2026 | 5596892.2102
t5325 | 5032587.567 | 6669737.5992 | 222 | 4223082.2026 | 5596892.2102
t5326 | 5061846.7971 | 6708515.1434 | 222 | 4223082.2026 | 5596892.2102
t5327 | 4681476.8065 | 6204407.069 | 222 | 4223082.2026 | 5596892.2102
t5328 | 3920736.8255 | 5196190.9203 | 222 | 4223082.2026 | 5596892.2102
t5329 | 3277033.7646 | 4343084.9483 | 223 | 1403223.9074 | 1859706.3897
t5330 | 2750367.6238 | 3645089.153 | 223 | 1403223.9074 | 1859706.3897
t5331 | 2165183.023 | 2869538.2694 | 223 | 1403223.9074 | 1859706.3897
t5332 | 1199628.4317 | 1589879.3114 | 223 | 1403223.9074 | 1859706.3897
t5333 | 438888.4506 | 581663.1627 | 223 | 1403223.9074 | 1859706.3897
t5334 | 58518.4601 | 77555.0884 | 223 | 1403223.9074 | 1859706.3897
t5335 | 0 | 0 | 223 | 1403223.9074 | 1859706.3897
t5336 | 0 | 0 | 223 | 1403223.9074 | 1859706.3897
t5337 | 263333.0704 | 348997.8976 | 223 | 1403223.9074 | 1859706.3897
t5338 | 819258.4411 | 1085771.2371 | 223 | 1403223.9074 | 1859706.3897
t5339 | 1228887.6617 | 1628656.8556 | 223 | 1403223.9074 | 1859706.3897
t5340 | 1404443.042 | 1861322.1207 | 223 | 1403223.9074 | 1859706.3897
t5341 | 1404443.042 | 1861322.1207 | 223 | 1403223.9074 | 1859706.3897
t5342 | 1258146.8918 | 1667434.3998 | 223 | 1403223.9074 | 1859706.3897
t5343 | 1141109.9716 | 1512324.2231 | 223 | 1403223.9074 | 1859706.3897
t5344 | 1316665.3518 | 1744989.4882 | 223 | 1403223.9074 | 1859706.3897
t5345 | 1667776.1123 | 2210320.0183 | 223 | 1403223.9074 | 1859706.3897
t5346 | 2048146.1029 | 2714428.0927 | 223 | 1403223.9074 | 1859706.3897
t5347 | 2194442.2531 | 2908315.8136 | 223 | 1403223.9074 | 1859706.3897
t5348 | 2428516.0934 | 3218536.167 | 223 | 1403223.9074 | 1859706.3897
t5349 | 2165183.023 | 2869538.2694 | 223 | 1403223.9074 | 1859706.3897
t5350 | 1989627.6428 | 2636873.0043 | 223 | 1403223.9074 | 1859706.3897
t5351 | 1579998.4222 | 2093987.3858 | 223 | 1403223.9074 | 1859706.3897
t5352 | 877776.9012 | 1163326.3254 | 223 | 1403223.9074 | 1859706.3897
t5353 | 321851.5304 | 426552.986 | 224 | 4839964.3026 | 5628327.0548
t5354 | 58518.4601 | 77555.0884 | 224 | 4839964.3026 | 5628327.0548
t5355 | 29259.23 | 38777.5442 | 224 | 4839964.3026 | 5628327.0548
t5356 | 29259.23 | 38777.5442 | 224 | 4839964.3026 | 5628327.0548
t5357 | 29259.23 | 38777.5442 | 224 | 4839964.3026 | 5628327.0548
t5358 | 87777.6901 | 116332.6325 | 224 | 4839964.3026 | 5628327.0548
t5359 | 146296.1502 | 193887.7209 | 224 | 4839964.3026 | 5628327.0548
t5360 | 175555.3802 | 232665.2651 | 224 | 4839964.3026 | 5628327.0548
t5361 | 1199628.4317 | 1589879.3114 | 224 | 4839964.3026 | 5628327.0548
t5362 | 1989627.6428 | 2636873.0043 | 224 | 4839964.3026 | 5628327.0548
t5363 | 2574812.2436 | 3412423.8879 | 224 | 4839964.3026 | 5628327.0548
t5364 | 3042959.9243 | 4032864.5948 | 224 | 4839964.3026 | 5628327.0548
t5365 | 3481848.3749 | 4614527.7576 | 224 | 4839964.3026 | 5628327.0548
t5366 | 3979255.2856 | 5273746.0086 | 224 | 4839964.3026 | 5628327.0548
t5367 | 4593699.1164 | 6088074.4365 | 224 | 4839964.3026 | 5628327.0548
t5368 | 5529994.4777 | 7328955.8503 | 224 | 4839964.3026 | 5628327.0548
t5369 | 6875919.0596 | 9112722.8826 | 224 | 4839964.3026 | 5628327.0548
t5370 | 8719250.5522 | 11555708.166 | 224 | 4839964.3026 | 5628327.0548
t5371 | 9509249.7633 | 12602701.8589 | 224 | 4839964.3026 | 5628327.0548
t5372 | 10855174.3452 | 13339475.1983 | 224 | 4839964.3026 | 5628327.0548
t5373 | 12464431.9974 | 13339475.1983 | 224 | 4839964.3026 | 5628327.0548
t5374 | 13605541.969 | 13152182.9683 | 224 | 4839964.3026 | 5628327.0548
t5375 | 13839615.8093 | 12976840.5583 | 224 | 4839964.3026 | 5628327.0548
t5376 | 13020357.3682 | 12860071.3083 | 224 | 4839964.3026 | 5628327.0548
t5377 | 11645173.5563 | 12791125.8323 | 225 | 4292572.8739 | 5511109.6715
t5378 | 10035915.904 | 12760743.8543 | 225 | 4292572.8739 | 5511109.6715
t5379 | 8689991.3221 | 11516930.6218 | 225 | 4292572.8739 | 5511109.6715
t5380 | 7168511.36 | 9500498.3244 | 225 | 4292572.8739 | 5511109.6715
t5381 | 5793327.5481 | 7677953.7479 | 225 | 4292572.8739 | 5511109.6715
t5382 | 4505921.4263 | 5971741.8039 | 225 | 4292572.8739 | 5511109.6715
t5383 | 3452589.1448 | 4575750.2134 | 225 | 4292572.8739 | 5511109.6715
t5384 | 2925923.0041 | 3877754.4181 | 225 | 4292572.8739 | 5511109.6715
t5385 | 2311479.1732 | 3063425.9903 | 225 | 4292572.8739 | 5511109.6715
t5386 | 1931109.1827 | 2559317.916 | 225 | 4292572.8739 | 5511109.6715
t5387 | 1726294.5724 | 2287875.1067 | 225 | 4292572.8739 | 5511109.6715
t5388 | 1638516.8823 | 2171542.4741 | 225 | 4292572.8739 | 5511109.6715
t5389 | 1609257.6522 | 2132764.93 | 225 | 4292572.8739 | 5511109.6715
t5390 | 1492220.7321 | 1977654.7532 | 225 | 4292572.8739 | 5511109.6715
t5391 | 1316665.3518 | 1744989.4882 | 225 | 4292572.8739 | 5511109.6715
t5392 | 1550739.1922 | 2055209.8416 | 225 | 4292572.8739 | 5511109.6715
t5393 | 1726294.5724 | 2287875.1067 | 225 | 4292572.8739 | 5511109.6715
t5394 | 1667776.1123 | 2210320.0183 | 225 | 4292572.8739 | 5511109.6715
t5395 | 1872590.7226 | 2481762.8276 | 225 | 4292572.8739 | 5511109.6715
t5396 | 2750367.6238 | 3645089.153 | 225 | 4292572.8739 | 5511109.6715
t5397 | 3481848.3749 | 4614527.7576 | 225 | 4292572.8739 | 5511109.6715
t5398 | 5178883.7172 | 6863625.3201 | 225 | 4292572.8739 | 5511109.6715
t5399 | 7987769.8012 | 10586269.5615 | 225 | 4292572.8739 | 5511109.6715
t5400 | 10562582.0448 | 12911883.0553 | 225 | 4292572.8739 | 5511109.6715
t5401 | 12464431.9974 | 12862134.3163 | 226 | 4759501.42 | 5652940.7811
t5402 | 13488505.0489 | 12856201.7313 | 226 | 4759501.42 | 5652940.7811
t5403 | 13254431.2085 | 12920804.0973 | 226 | 4759501.42 | 5652940.7811
t5404 | 11703692.0164 | 13116832.9933 | 226 | 4759501.42 | 5652940.7811
t5405 | 9948138.2139 | 13184365.0216 | 226 | 4759501.42 | 5652940.7811
t5406 | 8602213.632 | 11400597.9893 | 226 | 4759501.42 | 5652940.7811
t5407 | 6729622.9094 | 8918835.1617 | 226 | 4759501.42 | 5652940.7811
t5408 | 5442216.7876 | 7212623.2177 | 226 | 4759501.42 | 5652940.7811
t5409 | 3715922.2152 | 4924748.111 | 226 | 4759501.42 | 5652940.7811
t5410 | 2223701.4831 | 2947093.3578 | 226 | 4759501.42 | 5652940.7811
t5411 | 1170369.2016 | 1551101.7672 | 226 | 4759501.42 | 5652940.7811
t5412 | 643703.0609 | 853105.972 | 226 | 4759501.42 | 5652940.7811
t5413 | 438888.4506 | 581663.1627 | 226 | 4759501.42 | 5652940.7811
t5414 | 438888.4506 | 581663.1627 | 226 | 4759501.42 | 5652940.7811
t5415 | 614443.8309 | 814328.4278 | 226 | 4759501.42 | 5652940.7811
t5416 | 1024073.0514 | 1357214.0463 | 226 | 4759501.42 | 5652940.7811
t5417 | 1550739.1922 | 2055209.8416 | 226 | 4759501.42 | 5652940.7811
t5418 | 2223701.4831 | 2947093.3578 | 226 | 4759501.42 | 5652940.7811
t5419 | 2808886.0839 | 3722644.2414 | 226 | 4759501.42 | 5652940.7811
t5420 | 3277033.7646 | 4343084.9483 | 226 | 4759501.42 | 5652940.7811
t5421 | 3247774.5345 | 4304307.4041 | 226 | 4759501.42 | 5652940.7811
t5422 | 3306292.9946 | 4381862.4925 | 226 | 4759501.42 | 5652940.7811
t5423 | 3101478.3843 | 4110419.6832 | 226 | 4759501.42 | 5652940.7811
t5424 | 2808886.0839 | 3722644.2414 | 226 | 4759501.42 | 5652940.7811
t5425 | 2311479.1732 | 3063425.9903 | 227 | 668085.7526 | 885420.5921
t5426 | 1814072.2625 | 2404207.7392 | 227 | 668085.7526 | 885420.5921
t5427 | 1316665.3518 | 1744989.4882 | 227 | 668085.7526 | 885420.5921
t5428 | 760739.9811 | 1008216.1487 | 227 | 668085.7526 | 885420.5921
t5429 | 321851.5304 | 426552.986 | 227 | 668085.7526 | 885420.5921
t5430 | 117036.9202 | 155110.1767 | 227 | 668085.7526 | 885420.5921
t5431 | 87777.6901 | 116332.6325 | 227 | 668085.7526 | 885420.5921
t5432 | 58518.4601 | 77555.0884 | 227 | 668085.7526 | 885420.5921
t5433 | 146296.1502 | 193887.7209 | 227 | 668085.7526 | 885420.5921
t5434 | 351110.7605 | 465330.5302 | 227 | 668085.7526 | 885420.5921
t5435 | 468147.6807 | 620440.7069 | 227 | 668085.7526 | 885420.5921
t5436 | 468147.6807 | 620440.7069 | 227 | 668085.7526 | 885420.5921
t5437 | 526666.1407 | 697995.7953 | 227 | 668085.7526 | 885420.5921
t5438 | 643703.0609 | 853105.972 | 227 | 668085.7526 | 885420.5921
t5439 | 789999.2111 | 1046993.6929 | 227 | 668085.7526 | 885420.5921
t5440 | 819258.4411 | 1085771.2371 | 227 | 668085.7526 | 885420.5921
t5441 | 819258.4411 | 1085771.2371 | 227 | 668085.7526 | 885420.5921
t5442 | 819258.4411 | 1085771.2371 | 227 | 668085.7526 | 885420.5921
t5443 | 438888.4506 | 581663.1627 | 227 | 668085.7526 | 885420.5921
t5444 | 29259.23 | 38777.5442 | 227 | 668085.7526 | 885420.5921
t5445 | 0 | 0 | 227 | 668085.7526 | 885420.5921
t5446 | 87777.6901 | 116332.6325 | 227 | 668085.7526 | 885420.5921
t5447 | 848517.6712 | 1124548.7813 | 227 | 668085.7526 | 885420.5921
t5448 | 1989627.6428 | 2636873.0043 | 227 | 668085.7526 | 885420.5921
t5449 | 3013700.6942 | 3994087.0507 | 228 | 4258437.1055 | 4950662.9085
t5450 | 4067032.9757 | 5390078.6412 | 228 | 4258437.1055 | 4950662.9085
t5451 | 4944809.8769 | 6553404.9666 | 228 | 4258437.1055 | 4950662.9085
t5452 | 4593699.1164 | 6088074.4365 | 228 | 4258437.1055 | 4950662.9085
t5453 | 4037773.7456 | 5351301.097 | 228 | 4258437.1055 | 4950662.9085
t5454 | 3832959.1354 | 5079858.2877 | 228 | 4258437.1055 | 4950662.9085
t5455 | 3364811.4547 | 4459417.5808 | 228 | 4258437.1055 | 4950662.9085
t5456 | 2984441.4642 | 3955309.5065 | 228 | 4258437.1055 | 4950662.9085
t5457 | 2340738.4033 | 3102203.5345 | 228 | 4258437.1055 | 4950662.9085
t5458 | 1550739.1922 | 2055209.8416 | 228 | 4258437.1055 | 4950662.9085
t5459 | 789999.2111 | 1046993.6929 | 228 | 4258437.1055 | 4950662.9085
t5460 | 292592.3004 | 387775.4418 | 228 | 4258437.1055 | 4950662.9085
t5461 | 87777.6901 | 116332.6325 | 228 | 4258437.1055 | 4950662.9085
t5462 | 29259.23 | 38777.5442 | 228 | 4258437.1055 | 4950662.9085
t5463 | 29259.23 | 38777.5442 | 228 | 4258437.1055 | 4950662.9085
t5464 | 117036.9202 | 155110.1767 | 228 | 4258437.1055 | 4950662.9085
t5465 | 292592.3004 | 387775.4418 | 228 | 4258437.1055 | 4950662.9085
t5466 | 994813.8214 | 1318436.5022 | 228 | 4258437.1055 | 4950662.9085
t5467 | 3481848.3749 | 4614527.7576 | 228 | 4258437.1055 | 4950662.9085
t5468 | 8865546.7024 | 11749595.8869 | 228 | 4258437.1055 | 4950662.9085
t5469 | 12786283.5279 | 13339475.1983 | 228 | 4258437.1055 | 4950662.9085
t5470 | 13839615.8093 | 13339475.1983 | 228 | 4258437.1055 | 4950662.9085
t5471 | 13547023.5089 | 13197233.6283 | 228 | 4258437.1055 | 4950662.9085
t5472 | 12318135.8472 | 13056678.2143 | 228 | 4258437.1055 | 4950662.9085
t5473 | 11030729.7254 | 12993139.5683 | 229 | 4008514.5156 | 5241899.529
t5474 | 9860360.5238 | 12999050.4043 | 229 | 4008514.5156 | 5241899.529
t5475 | 8631472.8621 | 11439375.5335 | 229 | 4008514.5156 | 5241899.529
t5476 | 7285548.2802 | 9655608.5011 | 229 | 4008514.5156 | 5241899.529
t5477 | 6407771.379 | 8492282.1757 | 229 | 4008514.5156 | 5241899.529
t5478 | 5793327.5481 | 7677953.7479 | 229 | 4008514.5156 | 5241899.529
t5479 | 5061846.7971 | 6708515.1434 | 229 | 4008514.5156 | 5241899.529
t5480 | 4535180.6563 | 6010519.3481 | 229 | 4008514.5156 | 5241899.529
t5481 | 3277033.7646 | 4343084.9483 | 229 | 4008514.5156 | 5241899.529
t5482 | 2135923.793 | 2830760.7252 | 229 | 4008514.5156 | 5241899.529
t5483 | 1228887.6617 | 1628656.8556 | 229 | 4008514.5156 | 5241899.529
t5484 | 614443.8309 | 814328.4278 | 229 | 4008514.5156 | 5241899.529
t5485 | 292592.3004 | 387775.4418 | 229 | 4008514.5156 | 5241899.529
t5486 | 175555.3802 | 232665.2651 | 229 | 4008514.5156 | 5241899.529
t5487 | 146296.1502 | 193887.7209 | 229 | 4008514.5156 | 5241899.529
t5488 | 87777.6901 | 116332.6325 | 229 | 4008514.5156 | 5241899.529
t5489 | 87777.6901 | 116332.6325 | 229 | 4008514.5156 | 5241899.529
t5490 | 146296.1502 | 193887.7209 | 229 | 4008514.5156 | 5241899.529
t5491 | 468147.6807 | 620440.7069 | 229 | 4008514.5156 | 5241899.529
t5492 | 2165183.023 | 2869538.2694 | 229 | 4008514.5156 | 5241899.529
t5493 | 4798513.7267 | 6359517.2457 | 229 | 4008514.5156 | 5241899.529
t5494 | 6817400.5995 | 9035167.7942 | 229 | 4008514.5156 | 5241899.529
t5495 | 7724436.7308 | 10237271.6638 | 229 | 4008514.5156 | 5241899.529
t5496 | 7431844.4304 | 9849496.222 | 229 | 4008514.5156 | 5241899.529
t5497 | 6583326.7592 | 8724947.4408 | 230 | 3290444.245 | 4360857.9894
t5498 | 5588512.9378 | 7406510.9386 | 230 | 3290444.245 | 4360857.9894
t5499 | 4798513.7267 | 6359517.2457 | 230 | 3290444.245 | 4360857.9894
t5500 | 3511107.6049 | 4653305.3017 | 230 | 3290444.245 | 4360857.9894
t5501 | 2165183.023 | 2869538.2694 | 230 | 3290444.245 | 4360857.9894
t5502 | 1082591.5115 | 1434769.1347 | 230 | 3290444.245 | 4360857.9894
t5503 | 351110.7605 | 465330.5302 | 230 | 3290444.245 | 4360857.9894
t5504 | 146296.1502 | 193887.7209 | 230 | 3290444.245 | 4360857.9894
t5505 | 204814.6103 | 271442.8093 | 230 | 3290444.245 | 4360857.9894
t5506 | 468147.6807 | 620440.7069 | 230 | 3290444.245 | 4360857.9894
t5507 | 585184.6008 | 775550.8836 | 230 | 3290444.245 | 4360857.9894
t5508 | 497406.9107 | 659218.2511 | 230 | 3290444.245 | 4360857.9894
t5509 | 497406.9107 | 659218.2511 | 230 | 3290444.245 | 4360857.9894
t5510 | 848517.6712 | 1124548.7813 | 230 | 3290444.245 | 4360857.9894
t5511 | 1755553.8025 | 2326652.6509 | 230 | 3290444.245 | 4360857.9894
t5512 | 3335552.2247 | 4420640.0367 | 230 | 3290444.245 | 4360857.9894
t5513 | 5471476.0176 | 7251400.7619 | 230 | 3290444.245 | 4360857.9894
t5514 | 7724436.7308 | 10237271.6638 | 230 | 3290444.245 | 4360857.9894
t5515 | 7490362.8905 | 9927051.3104 | 230 | 3290444.245 | 4360857.9894
t5516 | 6846659.8296 | 9073945.3384 | 230 | 3290444.245 | 4360857.9894
t5517 | 6232215.9987 | 8259616.9106 | 230 | 3290444.245 | 4360857.9894
t5518 | 5149624.4872 | 6824847.7759 | 230 | 3290444.245 | 4360857.9894
t5519 | 4125551.4358 | 5467633.7296 | 230 | 3290444.245 | 4360857.9894
t5520 | 3511107.6049 | 4653305.3017 | 230 | 3290444.245 | 4360857.9894
t5521 | 3335552.2247 | 4420640.0367 | 231 | 3317265.2059 | 4396404.0715
t5522 | 3394070.6847 | 4498195.125 | 231 | 3317265.2059 | 4396404.0715
t5523 | 3598885.295 | 4769637.9343 | 231 | 3317265.2059 | 4396404.0715
t5524 | 2838145.314 | 3761421.7856 | 231 | 3317265.2059 | 4396404.0715
t5525 | 1784813.0325 | 2365430.1951 | 231 | 3317265.2059 | 4396404.0715
t5526 | 965554.5913 | 1279658.958 | 231 | 3317265.2059 | 4396404.0715
t5527 | 351110.7605 | 465330.5302 | 231 | 3317265.2059 | 4396404.0715
t5528 | 87777.6901 | 116332.6325 | 231 | 3317265.2059 | 4396404.0715
t5529 | 175555.3802 | 232665.2651 | 231 | 3317265.2059 | 4396404.0715
t5530 | 351110.7605 | 465330.5302 | 231 | 3317265.2059 | 4396404.0715
t5531 | 555925.3708 | 736773.3394 | 231 | 3317265.2059 | 4396404.0715
t5532 | 819258.4411 | 1085771.2371 | 231 | 3317265.2059 | 4396404.0715
t5533 | 1082591.5115 | 1434769.1347 | 231 | 3317265.2059 | 4396404.0715
t5534 | 1462961.502 | 1938877.2091 | 231 | 3317265.2059 | 4396404.0715
t5535 | 1901849.9527 | 2520540.3718 | 231 | 3317265.2059 | 4396404.0715
t5536 | 3042959.9243 | 4032864.5948 | 231 | 3317265.2059 | 4396404.0715
t5537 | 4681476.8065 | 6204407.069 | 231 | 3317265.2059 | 4396404.0715
t5538 | 6407771.379 | 8492282.1757 | 231 | 3317265.2059 | 4396404.0715
t5539 | 6846659.8296 | 9073945.3384 | 231 | 3317265.2059 | 4396404.0715
t5540 | 7519622.1205 | 9965828.8546 | 231 | 3317265.2059 | 4396404.0715
t5541 | 7929251.3411 | 10508714.4731 | 231 | 3317265.2059 | 4396404.0715
t5542 | 7987769.8012 | 10586269.5615 | 231 | 3317265.2059 | 4396404.0715
t5543 | 6992955.9798 | 9267833.0593 | 231 | 3317265.2059 | 4396404.0715
t5544 | 5500735.2477 | 7290178.3061 | 231 | 3317265.2059 | 4396404.0715
t5545 | 4330366.0461 | 5739076.5388 | 232 | 4407171.5249 | 5840867.5923
t5546 | 3598885.295 | 4769637.9343 | 232 | 4407171.5249 | 5840867.5923
t5547 | 3218515.3045 | 4265529.8599 | 232 | 4407171.5249 | 5840867.5923
t5548 | 2516293.7835 | 3334868.7996 | 232 | 4407171.5249 | 5840867.5923
t5549 | 2252960.7131 | 2985870.902 | 232 | 4407171.5249 | 5840867.5923
t5550 | 2340738.4033 | 3102203.5345 | 232 | 4407171.5249 | 5840867.5923
t5551 | 2223701.4831 | 2947093.3578 | 232 | 4407171.5249 | 5840867.5923
t5552 | 1638516.8823 | 2171542.4741 | 232 | 4407171.5249 | 5840867.5923
t5553 | 3335552.2247 | 4420640.0367 | 232 | 4407171.5249 | 5840867.5923
t5554 | 3686662.9852 | 4885970.5668 | 232 | 4407171.5249 | 5840867.5923
t5555 | 4096292.2057 | 5428856.1854 | 232 | 4407171.5249 | 5840867.5923
t5556 | 4710736.0366 | 6243184.6132 | 232 | 4407171.5249 | 5840867.5923
t5557 | 5354439.0975 | 7096290.5852 | 232 | 4407171.5249 | 5840867.5923
t5558 | 5910364.4683 | 7833063.9246 | 232 | 4407171.5249 | 5840867.5923
t5559 | 6202956.7687 | 8220839.3664 | 232 | 4407171.5249 | 5840867.5923
t5560 | 6671104.4493 | 8841280.0733 | 232 | 4407171.5249 | 5840867.5923
t5561 | 6963696.7497 | 9229055.5151 | 232 | 4407171.5249 | 5840867.5923
t5562 | 7139252.13 | 9461720.7802 | 232 | 4407171.5249 | 5840867.5923
t5563 | 6056660.6185 | 8026951.6455 | 232 | 4407171.5249 | 5840867.5923
t5564 | 5851846.0082 | 7755508.8362 | 232 | 4407171.5249 | 5840867.5923
t5565 | 5822586.7781 | 7716731.2921 | 232 | 4407171.5249 | 5840867.5923
t5566 | 5091106.0271 | 6747292.6875 | 232 | 4407171.5249 | 5840867.5923
t5567 | 4008514.5156 | 5312523.5528 | 232 | 4407171.5249 | 5840867.5923
t5568 | 2750367.6238 | 3645089.153 | 232 | 4407171.5249 | 5840867.5923
t5569 | 1755553.8025 | 2326652.6509 | 233 | 3551339.0462 | 4706624.425
t5570 | 1082591.5115 | 1434769.1347 | 233 | 3551339.0462 | 4706624.425
t5571 | 526666.1407 | 697995.7953 | 233 | 3551339.0462 | 4706624.425
t5572 | 175555.3802 | 232665.2651 | 233 | 3551339.0462 | 4706624.425
t5573 | 29259.23 | 38777.5442 | 233 | 3551339.0462 | 4706624.425
t5574 | 0 | 0 | 233 | 3551339.0462 | 4706624.425
t5575 | 29259.23 | 38777.5442 | 233 | 3551339.0462 | 4706624.425
t5576 | 175555.3802 | 232665.2651 | 233 | 3551339.0462 | 4706624.425
t5577 | 1579998.4222 | 2093987.3858 | 233 | 3551339.0462 | 4706624.425
t5578 | 3042959.9243 | 4032864.5948 | 233 | 3551339.0462 | 4706624.425
t5579 | 4154810.6658 | 5506411.2737 | 233 | 3551339.0462 | 4706624.425
t5580 | 5178883.7172 | 6863625.3201 | 233 | 3551339.0462 | 4706624.425
t5581 | 6056660.6185 | 8026951.6455 | 233 | 3551339.0462 | 4706624.425
t5582 | 6729622.9094 | 8918835.1617 | 233 | 3551339.0462 | 4706624.425
t5583 | 7139252.13 | 9461720.7802 | 233 | 3551339.0462 | 4706624.425
t5584 | 8192584.4115 | 10857712.3707 | 233 | 3551339.0462 | 4706624.425
t5585 | 8924065.1625 | 11827150.9753 | 233 | 3551339.0462 | 4706624.425
t5586 | 8631472.8621 | 11439375.5335 | 233 | 3551339.0462 | 4706624.425
t5587 | 6407771.379 | 8492282.1757 | 233 | 3551339.0462 | 4706624.425
t5588 | 4827772.9567 | 6398294.7899 | 233 | 3551339.0462 | 4706624.425
t5589 | 3803699.9053 | 5041080.7436 | 233 | 3551339.0462 | 4706624.425
t5590 | 2955182.2341 | 3916531.9623 | 233 | 3551339.0462 | 4706624.425
t5591 | 2223701.4831 | 2947093.3578 | 233 | 3551339.0462 | 4706624.425
t5592 | 1609257.6522 | 2132764.93 | 233 | 3551339.0462 | 4706624.425
t5593 | 1287406.1218 | 1706211.944 | 234 | 3992665.766 | 5272130.2776
t5594 | 1258146.8918 | 1667434.3998 | 234 | 3992665.766 | 5272130.2776
t5595 | 1404443.042 | 1861322.1207 | 234 | 3992665.766 | 5272130.2776
t5596 | 1433702.272 | 1900099.6649 | 234 | 3992665.766 | 5272130.2776
t5597 | 1404443.042 | 1861322.1207 | 234 | 3992665.766 | 5272130.2776
t5598 | 1228887.6617 | 1628656.8556 | 234 | 3992665.766 | 5272130.2776
t5599 | 907036.1313 | 1202103.8696 | 234 | 3992665.766 | 5272130.2776
t5600 | 877776.9012 | 1163326.3254 | 234 | 3992665.766 | 5272130.2776
t5601 | 2252960.7131 | 2985870.902 | 234 | 3992665.766 | 5272130.2776
t5602 | 3920736.8255 | 5196190.9203 | 234 | 3992665.766 | 5272130.2776
t5603 | 5734809.088 | 7600398.6595 | 234 | 3992665.766 | 5272130.2776
t5604 | 7490362.8905 | 9927051.3104 | 234 | 3992665.766 | 5272130.2776
t5605 | 8924065.1625 | 11827150.9753 | 234 | 3992665.766 | 5272130.2776
t5606 | 9860360.5238 | 13068032.3891 | 234 | 3992665.766 | 5272130.2776
t5607 | 10416285.8946 | 13339475.1983 | 234 | 3992665.766 | 5272130.2776
t5608 | 9479990.5332 | 12563924.3147 | 234 | 3992665.766 | 5272130.2776
t5609 | 7870732.881 | 10431159.3848 | 234 | 3992665.766 | 5272130.2776
t5610 | 6202956.7687 | 8220839.3664 | 234 | 3992665.766 | 5272130.2776
t5611 | 4184069.8958 | 5545188.8179 | 234 | 3992665.766 | 5272130.2776
t5612 | 3042959.9243 | 4032864.5948 | 234 | 3992665.766 | 5272130.2776
t5613 | 2165183.023 | 2869538.2694 | 234 | 3992665.766 | 5272130.2776
t5614 | 1814072.2625 | 2404207.7392 | 234 | 3992665.766 | 5272130.2776
t5615 | 1492220.7321 | 1977654.7532 | 234 | 3992665.766 | 5272130.2776
t5616 | 1170369.2016 | 1551101.7672 | 234 | 3992665.766 | 5272130.2776
t5617 | 877776.9012 | 1163326.3254 | 235 | 237731.2441 | 315067.5465
t5618 | 672962.2909 | 891883.5162 | 235 | 237731.2441 | 315067.5465
t5619 | 497406.9107 | 659218.2511 | 235 | 237731.2441 | 315067.5465
t5620 | 292592.3004 | 387775.4418 | 235 | 237731.2441 | 315067.5465
t5621 | 175555.3802 | 232665.2651 | 235 | 237731.2441 | 315067.5465
t5622 | 204814.6103 | 271442.8093 | 235 | 237731.2441 | 315067.5465
t5623 | 292592.3004 | 387775.4418 | 235 | 237731.2441 | 315067.5465
t5624 | 204814.6103 | 271442.8093 | 235 | 237731.2441 | 315067.5465
t5625 | 29259.23 | 38777.5442 | 235 | 237731.2441 | 315067.5465
t5626 | 58518.4601 | 77555.0884 | 235 | 237731.2441 | 315067.5465
t5627 | 117036.9202 | 155110.1767 | 235 | 237731.2441 | 315067.5465
t5628 | 146296.1502 | 193887.7209 | 235 | 237731.2441 | 315067.5465
t5629 | 175555.3802 | 232665.2651 | 235 | 237731.2441 | 315067.5465
t5630 | 175555.3802 | 232665.2651 | 235 | 237731.2441 | 315067.5465
t5631 | 175555.3802 | 232665.2651 | 235 | 237731.2441 | 315067.5465
t5632 | 146296.1502 | 193887.7209 | 235 | 237731.2441 | 315067.5465
t5633 | 58518.4601 | 77555.0884 | 235 | 237731.2441 | 315067.5465
t5634 | 0 | 0 | 235 | 237731.2441 | 315067.5465
t5635 | 0 | 0 | 235 | 237731.2441 | 315067.5465
t5636 | 0 | 0 | 235 | 237731.2441 | 315067.5465
t5637 | 87777.6901 | 116332.6325 | 235 | 237731.2441 | 315067.5465
t5638 | 263333.0704 | 348997.8976 | 235 | 237731.2441 | 315067.5465
t5639 | 438888.4506 | 581663.1627 | 235 | 237731.2441 | 315067.5465
t5640 | 614443.8309 | 814328.4278 | 235 | 237731.2441 | 315067.5465
t5641 | 731480.751 | 969438.6045 | 236 | 509598.2565 | 675375.5612
t5642 | 789999.2111 | 1046993.6929 | 236 | 509598.2565 | 675375.5612
t5643 | 789999.2111 | 1046993.6929 | 236 | 509598.2565 | 675375.5612
t5644 | 731480.751 | 969438.6045 | 236 | 509598.2565 | 675375.5612
t5645 | 672962.2909 | 891883.5162 | 236 | 509598.2565 | 675375.5612
t5646 | 526666.1407 | 697995.7953 | 236 | 509598.2565 | 675375.5612
t5647 | 438888.4506 | 581663.1627 | 236 | 509598.2565 | 675375.5612
t5648 | 263333.0704 | 348997.8976 | 236 | 509598.2565 | 675375.5612
t5649 | 234073.8403 | 310220.3534 | 236 | 509598.2565 | 675375.5612
t5650 | 292592.3004 | 387775.4418 | 236 | 509598.2565 | 675375.5612
t5651 | 351110.7605 | 465330.5302 | 236 | 509598.2565 | 675375.5612
t5652 | 438888.4506 | 581663.1627 | 236 | 509598.2565 | 675375.5612
t5653 | 497406.9107 | 659218.2511 | 236 | 509598.2565 | 675375.5612
t5654 | 468147.6807 | 620440.7069 | 236 | 509598.2565 | 675375.5612
t5655 | 438888.4506 | 581663.1627 | 236 | 509598.2565 | 675375.5612
t5656 | 497406.9107 | 659218.2511 | 236 | 509598.2565 | 675375.5612
t5657 | 585184.6008 | 775550.8836 | 236 | 509598.2565 | 675375.5612
t5658 | 643703.0609 | 853105.972 | 236 | 509598.2565 | 675375.5612
t5659 | 643703.0609 | 853105.972 | 236 | 509598.2565 | 675375.5612
t5660 | 526666.1407 | 697995.7953 | 236 | 509598.2565 | 675375.5612
t5661 | 380369.9905 | 504108.0744 | 236 | 509598.2565 | 675375.5612
t5662 | 351110.7605 | 465330.5302 | 236 | 509598.2565 | 675375.5612
t5663 | 438888.4506 | 581663.1627 | 236 | 509598.2565 | 675375.5612
t5664 | 497406.9107 | 659218.2511 | 236 | 509598.2565 | 675375.5612
t5665 | 585184.6008 | 775550.8836 | 237 | 1984751.1044 | 2630410.0803
t5666 | 643703.0609 | 853105.972 | 237 | 1984751.1044 | 2630410.0803
t5667 | 585184.6008 | 775550.8836 | 237 | 1984751.1044 | 2630410.0803
t5668 | 351110.7605 | 465330.5302 | 237 | 1984751.1044 | 2630410.0803
t5669 | 175555.3802 | 232665.2651 | 237 | 1984751.1044 | 2630410.0803
t5670 | 175555.3802 | 232665.2651 | 237 | 1984751.1044 | 2630410.0803
t5671 | 351110.7605 | 465330.5302 | 237 | 1984751.1044 | 2630410.0803
t5672 | 321851.5304 | 426552.986 | 237 | 1984751.1044 | 2630410.0803
t5673 | 702221.521 | 930661.0603 | 237 | 1984751.1044 | 2630410.0803
t5674 | 1814072.2625 | 2404207.7392 | 237 | 1984751.1044 | 2630410.0803
t5675 | 2077405.3329 | 2753205.6369 | 237 | 1984751.1044 | 2630410.0803
t5676 | 1989627.6428 | 2636873.0043 | 237 | 1984751.1044 | 2630410.0803
t5677 | 1726294.5724 | 2287875.1067 | 237 | 1984751.1044 | 2630410.0803
t5678 | 1609257.6522 | 2132764.93 | 237 | 1984751.1044 | 2630410.0803
t5679 | 1638516.8823 | 2171542.4741 | 237 | 1984751.1044 | 2630410.0803
t5680 | 2018886.8728 | 2675650.5485 | 237 | 1984751.1044 | 2630410.0803
t5681 | 2545553.0136 | 3373646.3438 | 237 | 1984751.1044 | 2630410.0803
t5682 | 3277033.7646 | 4343084.9483 | 237 | 1984751.1044 | 2630410.0803
t5683 | 3159996.8444 | 4187974.7716 | 237 | 1984751.1044 | 2630410.0803
t5684 | 3774440.6753 | 5002303.1994 | 237 | 1984751.1044 | 2630410.0803
t5685 | 4184069.8958 | 5545188.8179 | 237 | 1984751.1044 | 2630410.0803
t5686 | 4622958.3465 | 6126851.9806 | 237 | 1984751.1044 | 2630410.0803
t5687 | 4798513.7267 | 6359517.2457 | 237 | 1984751.1044 | 2630410.0803
t5688 | 4505921.4263 | 5971741.8039 | 237 | 1984751.1044 | 2630410.0803
t5689 | 3949996.0555 | 5234968.4645 | 238 | 5516583.9973 | 7311182.8092
t5690 | 3394070.6847 | 4498195.125 | 238 | 5516583.9973 | 7311182.8092
t5691 | 2896663.774 | 3838976.8739 | 238 | 5516583.9973 | 7311182.8092
t5692 | 1989627.6428 | 2636873.0043 | 238 | 5516583.9973 | 7311182.8092
t5693 | 1404443.042 | 1861322.1207 | 238 | 5516583.9973 | 7311182.8092
t5694 | 1375183.8119 | 1822544.5765 | 238 | 5516583.9973 | 7311182.8092
t5695 | 1726294.5724 | 2287875.1067 | 238 | 5516583.9973 | 7311182.8092
t5696 | 1521479.9621 | 2016432.2974 | 238 | 5516583.9973 | 7311182.8092
t5697 | 2633330.7037 | 3489978.9763 | 238 | 5516583.9973 | 7311182.8092
t5698 | 5266661.4074 | 6979957.9526 | 238 | 5516583.9973 | 7311182.8092
t5699 | 6466289.839 | 8569837.2641 | 238 | 5516583.9973 | 7311182.8092
t5700 | 6934437.5197 | 9190277.971 | 238 | 5516583.9973 | 7311182.8092
t5701 | 7080733.6699 | 9384165.6919 | 238 | 5516583.9973 | 7311182.8092
t5702 | 7314807.5102 | 9694386.0453 | 238 | 5516583.9973 | 7311182.8092
t5703 | 7812214.4209 | 10353604.2964 | 238 | 5516583.9973 | 7311182.8092
t5704 | 8192584.4115 | 10857712.3707 | 238 | 5516583.9973 | 7311182.8092
t5705 | 8397399.0217 | 11129155.18 | 238 | 5516583.9973 | 7311182.8092
t5706 | 8660732.0921 | 11478153.0776 | 238 | 5516583.9973 | 7311182.8092
t5707 | 7665918.2707 | 10159716.5755 | 238 | 5516583.9973 | 7311182.8092
t5708 | 8368139.7917 | 11090377.6358 | 238 | 5516583.9973 | 7311182.8092
t5709 | 8748509.7822 | 11594485.7102 | 238 | 5516583.9973 | 7311182.8092
t5710 | 8221843.6415 | 10896489.9149 | 238 | 5516583.9973 | 7311182.8092
t5711 | 6905178.2897 | 9151500.4268 | 238 | 5516583.9973 | 7311182.8092
t5712 | 5471476.0176 | 7251400.7619 | 238 | 5516583.9973 | 7311182.8092
t5713 | 4271847.586 | 5661521.4505 | 239 | 1093563.7228 | 1449310.7138
t5714 | 3277033.7646 | 4343084.9483 | 239 | 1093563.7228 | 1449310.7138
t5715 | 2282219.9432 | 3024648.4461 | 239 | 1093563.7228 | 1449310.7138
t5716 | 1609257.6522 | 2132764.93 | 239 | 1093563.7228 | 1449310.7138
t5717 | 1170369.2016 | 1551101.7672 | 239 | 1093563.7228 | 1449310.7138
t5718 | 731480.751 | 969438.6045 | 239 | 1093563.7228 | 1449310.7138
t5719 | 321851.5304 | 426552.986 | 239 | 1093563.7228 | 1449310.7138
t5720 | 0 | 0 | 239 | 1093563.7228 | 1449310.7138
t5721 | 0 | 0 | 239 | 1093563.7228 | 1449310.7138
t5722 | 0 | 0 | 239 | 1093563.7228 | 1449310.7138
t5723 | 175555.3802 | 232665.2651 | 239 | 1093563.7228 | 1449310.7138
t5724 | 526666.1407 | 697995.7953 | 239 | 1093563.7228 | 1449310.7138
t5725 | 1053332.2815 | 1395991.5905 | 239 | 1093563.7228 | 1449310.7138
t5726 | 1638516.8823 | 2171542.4741 | 239 | 1093563.7228 | 1449310.7138
t5727 | 2106664.5629 | 2791983.181 | 239 | 1093563.7228 | 1449310.7138
t5728 | 2077405.3329 | 2753205.6369 | 239 | 1093563.7228 | 1449310.7138
t5729 | 1667776.1123 | 2210320.0183 | 239 | 1093563.7228 | 1449310.7138
t5730 | 1316665.3518 | 1744989.4882 | 239 | 1093563.7228 | 1449310.7138
t5731 | 965554.5913 | 1279658.958 | 239 | 1093563.7228 | 1449310.7138
t5732 | 643703.0609 | 853105.972 | 239 | 1093563.7228 | 1449310.7138
t5733 | 292592.3004 | 387775.4418 | 239 | 1093563.7228 | 1449310.7138
t5734 | 58518.4601 | 77555.0884 | 239 | 1093563.7228 | 1449310.7138
t5735 | 29259.23 | 38777.5442 | 239 | 1093563.7228 | 1449310.7138
t5736 | 29259.23 | 38777.5442 | 239 | 1093563.7228 | 1449310.7138
t5737 | 29259.23 | 38777.5442 | 240 | 3720798.7535 | 4868197.5258
t5738 | 29259.23 | 38777.5442 | 240 | 3720798.7535 | 4868197.5258
t5739 | 29259.23 | 38777.5442 | 240 | 3720798.7535 | 4868197.5258
t5740 | 0 | 0 | 240 | 3720798.7535 | 4868197.5258
t5741 | 0 | 0 | 240 | 3720798.7535 | 4868197.5258
t5742 | 29259.23 | 38777.5442 | 240 | 3720798.7535 | 4868197.5258
t5743 | 29259.23 | 38777.5442 | 240 | 3720798.7535 | 4868197.5258
t5744 | 29259.23 | 38777.5442 | 240 | 3720798.7535 | 4868197.5258
t5745 | 0 | 0 | 240 | 3720798.7535 | 4868197.5258
t5746 | 175555.3802 | 232665.2651 | 240 | 3720798.7535 | 4868197.5258
t5747 | 702221.521 | 930661.0603 | 240 | 3720798.7535 | 4868197.5258
t5748 | 1404443.042 | 1861322.1207 | 240 | 3720798.7535 | 4868197.5258
t5749 | 2252960.7131 | 2985870.902 | 240 | 3720798.7535 | 4868197.5258
t5750 | 3540366.8349 | 4692082.8459 | 240 | 3720798.7535 | 4868197.5258
t5751 | 5149624.4872 | 6824847.7759 | 240 | 3720798.7535 | 4868197.5258
t5752 | 7227029.8201 | 9578053.4128 | 240 | 3720798.7535 | 4868197.5258
t5753 | 9187398.2328 | 12176148.8729 | 240 | 3720798.7535 | 4868197.5258
t5754 | 10855174.3452 | 13339475.1983 | 240 | 3720798.7535 | 4868197.5258
t5755 | 9860360.5238 | 13068032.3891 | 240 | 3720798.7535 | 4868197.5258
t5756 | 10416285.8946 | 13339475.1983 | 240 | 3720798.7535 | 4868197.5258
t5757 | 9714064.3736 | 12874144.6682 | 240 | 3720798.7535 | 4868197.5258
t5758 | 7870732.881 | 10431159.3848 | 240 | 3720798.7535 | 4868197.5258
t5759 | 6085919.8485 | 8065729.1897 | 240 | 3720798.7535 | 4868197.5258
t5760 | 4681476.8065 | 6204407.069 | 240 | 3720798.7535 | 4868197.5258
t5761 | 3335552.2247 | 4420640.0367 | 241 | 1430044.8682 | 1895252.4719
t5762 | 2165183.023 | 2869538.2694 | 241 | 1430044.8682 | 1895252.4719
t5763 | 1404443.042 | 1861322.1207 | 241 | 1430044.8682 | 1895252.4719
t5764 | 1111850.7416 | 1473546.6789 | 241 | 1430044.8682 | 1895252.4719
t5765 | 1199628.4317 | 1589879.3114 | 241 | 1430044.8682 | 1895252.4719
t5766 | 1053332.2815 | 1395991.5905 | 241 | 1430044.8682 | 1895252.4719
t5767 | 555925.3708 | 736773.3394 | 241 | 1430044.8682 | 1895252.4719
t5768 | 175555.3802 | 232665.2651 | 241 | 1430044.8682 | 1895252.4719
t5769 | 292592.3004 | 387775.4418 | 241 | 1430044.8682 | 1895252.4719
t5770 | 526666.1407 | 697995.7953 | 241 | 1430044.8682 | 1895252.4719
t5771 | 1141109.9716 | 1512324.2231 | 241 | 1430044.8682 | 1895252.4719
t5772 | 1901849.9527 | 2520540.3718 | 241 | 1430044.8682 | 1895252.4719
t5773 | 2457775.3234 | 3257313.7112 | 241 | 1430044.8682 | 1895252.4719
t5774 | 2545553.0136 | 3373646.3438 | 241 | 1430044.8682 | 1895252.4719
t5775 | 2369997.6333 | 3140981.0787 | 241 | 1430044.8682 | 1895252.4719
t5776 | 2194442.2531 | 2908315.8136 | 241 | 1430044.8682 | 1895252.4719
t5777 | 2106664.5629 | 2791983.181 | 241 | 1430044.8682 | 1895252.4719
t5778 | 2018886.8728 | 2675650.5485 | 241 | 1430044.8682 | 1895252.4719
t5779 | 1492220.7321 | 1977654.7532 | 241 | 1430044.8682 | 1895252.4719
t5780 | 1053332.2815 | 1395991.5905 | 241 | 1430044.8682 | 1895252.4719
t5781 | 760739.9811 | 1008216.1487 | 241 | 1430044.8682 | 1895252.4719
t5782 | 614443.8309 | 814328.4278 | 241 | 1430044.8682 | 1895252.4719
t5783 | 614443.8309 | 814328.4278 | 241 | 1430044.8682 | 1895252.4719
t5784 | 1228887.6617 | 1628656.8556 | 241 | 1430044.8682 | 1895252.4719
t5785 | 2428516.0934 | 3218536.167 | 242 | 1904288.2218 | 2523771.8338
t5786 | 3364811.4547 | 4459417.5808 | 242 | 1904288.2218 | 2523771.8338
t5787 | 3803699.9053 | 5041080.7436 | 242 | 1904288.2218 | 2523771.8338
t5788 | 3745181.4452 | 4963525.6552 | 242 | 1904288.2218 | 2523771.8338
t5789 | 3481848.3749 | 4614527.7576 | 242 | 1904288.2218 | 2523771.8338
t5790 | 3364811.4547 | 4459417.5808 | 242 | 1904288.2218 | 2523771.8338
t5791 | 3159996.8444 | 4187974.7716 | 242 | 1904288.2218 | 2523771.8338
t5792 | 2369997.6333 | 3140981.0787 | 242 | 1904288.2218 | 2523771.8338
t5793 | 1931109.1827 | 2559317.916 | 242 | 1904288.2218 | 2523771.8338
t5794 | 1697035.3424 | 2249097.5625 | 242 | 1904288.2218 | 2523771.8338
t5795 | 1404443.042 | 1861322.1207 | 242 | 1904288.2218 | 2523771.8338
t5796 | 994813.8214 | 1318436.5022 | 242 | 1904288.2218 | 2523771.8338
t5797 | 555925.3708 | 736773.3394 | 242 | 1904288.2218 | 2523771.8338
t5798 | 292592.3004 | 387775.4418 | 242 | 1904288.2218 | 2523771.8338
t5799 | 146296.1502 | 193887.7209 | 242 | 1904288.2218 | 2523771.8338
t5800 | 87777.6901 | 116332.6325 | 242 | 1904288.2218 | 2523771.8338
t5801 | 29259.23 | 38777.5442 | 242 | 1904288.2218 | 2523771.8338
t5802 | 58518.4601 | 77555.0884 | 242 | 1904288.2218 | 2523771.8338
t5803 | 146296.1502 | 193887.7209 | 242 | 1904288.2218 | 2523771.8338
t5804 | 555925.3708 | 736773.3394 | 242 | 1904288.2218 | 2523771.8338
t5805 | 1462961.502 | 1938877.2091 | 242 | 1904288.2218 | 2523771.8338
t5806 | 2574812.2436 | 3412423.8879 | 242 | 1904288.2218 | 2523771.8338
t5807 | 3715922.2152 | 4924748.111 | 242 | 1904288.2218 | 2523771.8338
t5808 | 4330366.0461 | 5739076.5388 | 242 | 1904288.2218 | 2523771.8338
t5809 | 4359625.2761 | 5777854.083 | 243 | 1342267.1781 | 1778919.8393
t5810 | 4154810.6658 | 5506411.2737 | 243 | 1342267.1781 | 1778919.8393
t5811 | 3803699.9053 | 5041080.7436 | 243 | 1342267.1781 | 1778919.8393
t5812 | 3130737.6144 | 4149197.2274 | 243 | 1342267.1781 | 1778919.8393
t5813 | 2574812.2436 | 3412423.8879 | 243 | 1342267.1781 | 1778919.8393
t5814 | 2194442.2531 | 2908315.8136 | 243 | 1342267.1781 | 1778919.8393
t5815 | 1697035.3424 | 2249097.5625 | 243 | 1342267.1781 | 1778919.8393
t5816 | 1141109.9716 | 1512324.2231 | 243 | 1342267.1781 | 1778919.8393
t5817 | 965554.5913 | 1279658.958 | 243 | 1342267.1781 | 1778919.8393
t5818 | 614443.8309 | 814328.4278 | 243 | 1342267.1781 | 1778919.8393
t5819 | 321851.5304 | 426552.986 | 243 | 1342267.1781 | 1778919.8393
t5820 | 146296.1502 | 193887.7209 | 243 | 1342267.1781 | 1778919.8393
t5821 | 58518.4601 | 77555.0884 | 243 | 1342267.1781 | 1778919.8393
t5822 | 29259.23 | 38777.5442 | 243 | 1342267.1781 | 1778919.8393
t5823 | 29259.23 | 38777.5442 | 243 | 1342267.1781 | 1778919.8393
t5824 | 29259.23 | 38777.5442 | 243 | 1342267.1781 | 1778919.8393
t5825 | 29259.23 | 38777.5442 | 243 | 1342267.1781 | 1778919.8393
t5826 | 117036.9202 | 155110.1767 | 243 | 1342267.1781 | 1778919.8393
t5827 | 468147.6807 | 620440.7069 | 243 | 1342267.1781 | 1778919.8393
t5828 | 819258.4411 | 1085771.2371 | 243 | 1342267.1781 | 1778919.8393
t5829 | 1024073.0514 | 1357214.0463 | 243 | 1342267.1781 | 1778919.8393
t5830 | 1316665.3518 | 1744989.4882 | 243 | 1342267.1781 | 1778919.8393
t5831 | 1550739.1922 | 2055209.8416 | 243 | 1342267.1781 | 1778919.8393
t5832 | 1638516.8823 | 2171542.4741 | 243 | 1342267.1781 | 1778919.8393
t5833 | 1521479.9621 | 2016432.2974 | 244 | 220663.3599 | 292447.3124
t5834 | 1287406.1218 | 1706211.944 | 244 | 220663.3599 | 292447.3124
t5835 | 965554.5913 | 1279658.958 | 244 | 220663.3599 | 292447.3124
t5836 | 614443.8309 | 814328.4278 | 244 | 220663.3599 | 292447.3124
t5837 | 351110.7605 | 465330.5302 | 244 | 220663.3599 | 292447.3124
t5838 | 204814.6103 | 271442.8093 | 244 | 220663.3599 | 292447.3124
t5839 | 117036.9202 | 155110.1767 | 244 | 220663.3599 | 292447.3124
t5840 | 29259.23 | 38777.5442 | 244 | 220663.3599 | 292447.3124
t5841 | 29259.23 | 38777.5442 | 244 | 220663.3599 | 292447.3124
t5842 | 0 | 0 | 244 | 220663.3599 | 292447.3124
t5843 | 0 | 0 | 244 | 220663.3599 | 292447.3124
t5844 | 0 | 0 | 244 | 220663.3599 | 292447.3124
t5845 | 0 | 0 | 244 | 220663.3599 | 292447.3124
t5846 | 0 | 0 | 244 | 220663.3599 | 292447.3124
t5847 | 0 | 0 | 244 | 220663.3599 | 292447.3124
t5848 | 29259.23 | 38777.5442 | 244 | 220663.3599 | 292447.3124
t5849 | 29259.23 | 38777.5442 | 244 | 220663.3599 | 292447.3124
t5850 | 29259.23 | 38777.5442 | 244 | 220663.3599 | 292447.3124
t5851 | 29259.23 | 38777.5442 | 244 | 220663.3599 | 292447.3124
t5852 | 0 | 0 | 244 | 220663.3599 | 292447.3124
t5853 | 0 | 0 | 244 | 220663.3599 | 292447.3124
t5854 | 0 | 0 | 244 | 220663.3599 | 292447.3124
t5855 | 29259.23 | 38777.5442 | 244 | 220663.3599 | 292447.3124
t5856 | 29259.23 | 38777.5442 | 244 | 220663.3599 | 292447.3124
t5857 | 58518.4601 | 77555.0884 | 245 | 908255.2659 | 1203719.6006
t5858 | 87777.6901 | 116332.6325 | 245 | 908255.2659 | 1203719.6006
t5859 | 87777.6901 | 116332.6325 | 245 | 908255.2659 | 1203719.6006
t5860 | 58518.4601 | 77555.0884 | 245 | 908255.2659 | 1203719.6006
t5861 | 58518.4601 | 77555.0884 | 245 | 908255.2659 | 1203719.6006
t5862 | 117036.9202 | 155110.1767 | 245 | 908255.2659 | 1203719.6006
t5863 | 175555.3802 | 232665.2651 | 245 | 908255.2659 | 1203719.6006
t5864 | 117036.9202 | 155110.1767 | 245 | 908255.2659 | 1203719.6006
t5865 | 146296.1502 | 193887.7209 | 245 | 908255.2659 | 1203719.6006
t5866 | 321851.5304 | 426552.986 | 245 | 908255.2659 | 1203719.6006
t5867 | 380369.9905 | 504108.0744 | 245 | 908255.2659 | 1203719.6006
t5868 | 497406.9107 | 659218.2511 | 245 | 908255.2659 | 1203719.6006
t5869 | 614443.8309 | 814328.4278 | 245 | 908255.2659 | 1203719.6006
t5870 | 643703.0609 | 853105.972 | 245 | 908255.2659 | 1203719.6006
t5871 | 614443.8309 | 814328.4278 | 245 | 908255.2659 | 1203719.6006
t5872 | 848517.6712 | 1124548.7813 | 245 | 908255.2659 | 1203719.6006
t5873 | 1375183.8119 | 1822544.5765 | 245 | 908255.2659 | 1203719.6006
t5874 | 2106664.5629 | 2791983.181 | 245 | 908255.2659 | 1203719.6006
t5875 | 2516293.7835 | 3334868.7996 | 245 | 908255.2659 | 1203719.6006
t5876 | 3277033.7646 | 4343084.9483 | 245 | 908255.2659 | 1203719.6006
t5877 | 3979255.2856 | 5273746.0086 | 245 | 908255.2659 | 1203719.6006
t5878 | 2516293.7835 | 3334868.7996 | 245 | 908255.2659 | 1203719.6006
t5879 | 907036.1313 | 1202103.8696 | 245 | 908255.2659 | 1203719.6006
t5880 | 292592.3004 | 387775.4418 | 245 | 908255.2659 | 1203719.6006
t5881 | 87777.6901 | 116332.6325 | 246 | 3149024.6332 | 4173433.1925
t5882 | 29259.23 | 38777.5442 | 246 | 3149024.6332 | 4173433.1925
t5883 | 0 | 0 | 246 | 3149024.6332 | 4173433.1925
t5884 | 29259.23 | 38777.5442 | 246 | 3149024.6332 | 4173433.1925
t5885 | 146296.1502 | 193887.7209 | 246 | 3149024.6332 | 4173433.1925
t5886 | 321851.5304 | 426552.986 | 246 | 3149024.6332 | 4173433.1925
t5887 | 409629.2206 | 542885.6185 | 246 | 3149024.6332 | 4173433.1925
t5888 | 351110.7605 | 465330.5302 | 246 | 3149024.6332 | 4173433.1925
t5889 | 760739.9811 | 1008216.1487 | 246 | 3149024.6332 | 4173433.1925
t5890 | 877776.9012 | 1163326.3254 | 246 | 3149024.6332 | 4173433.1925
t5891 | 1082591.5115 | 1434769.1347 | 246 | 3149024.6332 | 4173433.1925
t5892 | 1462961.502 | 1938877.2091 | 246 | 3149024.6332 | 4173433.1925
t5893 | 1872590.7226 | 2481762.8276 | 246 | 3149024.6332 | 4173433.1925
t5894 | 2252960.7131 | 2985870.902 | 246 | 3149024.6332 | 4173433.1925
t5895 | 2574812.2436 | 3412423.8879 | 246 | 3149024.6332 | 4173433.1925
t5896 | 3364811.4547 | 4459417.5808 | 246 | 3149024.6332 | 4173433.1925
t5897 | 4798513.7267 | 6359517.2457 | 246 | 3149024.6332 | 4173433.1925
t5898 | 6554067.5292 | 8686169.8966 | 246 | 3149024.6332 | 4173433.1925
t5899 | 6846659.8296 | 9073945.3384 | 246 | 3149024.6332 | 4173433.1925
t5900 | 8631472.8621 | 11439375.5335 | 246 | 3149024.6332 | 4173433.1925
t5901 | 9597027.4534 | 12719034.4914 | 246 | 3149024.6332 | 4173433.1925
t5902 | 9304435.153 | 12331259.0496 | 246 | 3149024.6332 | 4173433.1925
t5903 | 7929251.3411 | 10508714.4731 | 246 | 3149024.6332 | 4173433.1925
t5904 | 6290734.4588 | 8337171.999 | 246 | 3149024.6332 | 4173433.1925
t5905 | 4974069.107 | 6592182.5108 | 247 | 3475752.7019 | 4606449.1025
t5906 | 4154810.6658 | 5506411.2737 | 247 | 3475752.7019 | 4606449.1025
t5907 | 3598885.295 | 4769637.9343 | 247 | 3475752.7019 | 4606449.1025
t5908 | 2955182.2341 | 3916531.9623 | 247 | 3475752.7019 | 4606449.1025
t5909 | 2252960.7131 | 2985870.902 | 247 | 3475752.7019 | 4606449.1025
t5910 | 1579998.4222 | 2093987.3858 | 247 | 3475752.7019 | 4606449.1025
t5911 | 907036.1313 | 1202103.8696 | 247 | 3475752.7019 | 4606449.1025
t5912 | 731480.751 | 969438.6045 | 247 | 3475752.7019 | 4606449.1025
t5913 | 1228887.6617 | 1628656.8556 | 247 | 3475752.7019 | 4606449.1025
t5914 | 1638516.8823 | 2171542.4741 | 247 | 3475752.7019 | 4606449.1025
t5915 | 2311479.1732 | 3063425.9903 | 247 | 3475752.7019 | 4606449.1025
t5916 | 3335552.2247 | 4420640.0367 | 247 | 3475752.7019 | 4606449.1025
t5917 | 4388884.5061 | 5816631.6272 | 247 | 3475752.7019 | 4606449.1025
t5918 | 5500735.2477 | 7290178.3061 | 247 | 3475752.7019 | 4606449.1025
t5919 | 6437030.609 | 8531059.7199 | 247 | 3475752.7019 | 4606449.1025
t5920 | 6554067.5292 | 8686169.8966 | 247 | 3475752.7019 | 4606449.1025
t5921 | 6056660.6185 | 8026951.6455 | 247 | 3475752.7019 | 4606449.1025
t5922 | 5266661.4074 | 6979957.9526 | 247 | 3475752.7019 | 4606449.1025
t5923 | 4067032.9757 | 5390078.6412 | 247 | 3475752.7019 | 4606449.1025
t5924 | 3774440.6753 | 5002303.1994 | 247 | 3475752.7019 | 4606449.1025
t5925 | 3306292.9946 | 4381862.4925 | 247 | 3475752.7019 | 4606449.1025
t5926 | 3159996.8444 | 4187974.7716 | 247 | 3475752.7019 | 4606449.1025
t5927 | 2896663.774 | 3838976.8739 | 247 | 3475752.7019 | 4606449.1025
t5928 | 2340738.4033 | 3102203.5345 | 247 | 3475752.7019 | 4606449.1025
t5929 | 1609257.6522 | 2132764.93 | 248 | 1417853.5224 | 1879095.1618
t5930 | 965554.5913 | 1279658.958 | 248 | 1417853.5224 | 1879095.1618
t5931 | 555925.3708 | 736773.3394 | 248 | 1417853.5224 | 1879095.1618
t5932 | 204814.6103 | 271442.8093 | 248 | 1417853.5224 | 1879095.1618
t5933 | 29259.23 | 38777.5442 | 248 | 1417853.5224 | 1879095.1618
t5934 | 0 | 0 | 248 | 1417853.5224 | 1879095.1618
t5935 | 0 | 0 | 248 | 1417853.5224 | 1879095.1618
t5936 | 0 | 0 | 248 | 1417853.5224 | 1879095.1618
t5937 | 117036.9202 | 155110.1767 | 248 | 1417853.5224 | 1879095.1618
t5938 | 789999.2111 | 1046993.6929 | 248 | 1417853.5224 | 1879095.1618
t5939 | 1287406.1218 | 1706211.944 | 248 | 1417853.5224 | 1879095.1618
t5940 | 1609257.6522 | 2132764.93 | 248 | 1417853.5224 | 1879095.1618
t5941 | 1784813.0325 | 2365430.1951 | 248 | 1417853.5224 | 1879095.1618
t5942 | 1931109.1827 | 2559317.916 | 248 | 1417853.5224 | 1879095.1618
t5943 | 2048146.1029 | 2714428.0927 | 248 | 1417853.5224 | 1879095.1618
t5944 | 2106664.5629 | 2791983.181 | 248 | 1417853.5224 | 1879095.1618
t5945 | 2165183.023 | 2869538.2694 | 248 | 1417853.5224 | 1879095.1618
t5946 | 2282219.9432 | 3024648.4461 | 248 | 1417853.5224 | 1879095.1618
t5947 | 2252960.7131 | 2985870.902 | 248 | 1417853.5224 | 1879095.1618
t5948 | 2516293.7835 | 3334868.7996 | 248 | 1417853.5224 | 1879095.1618
t5949 | 2545553.0136 | 3373646.3438 | 248 | 1417853.5224 | 1879095.1618
t5950 | 2604071.4736 | 3451201.4321 | 248 | 1417853.5224 | 1879095.1618
t5951 | 2516293.7835 | 3334868.7996 | 248 | 1417853.5224 | 1879095.1618
t5952 | 2106664.5629 | 2791983.181 | 248 | 1417853.5224 | 1879095.1618
t5953 | 1697035.3424 | 2249097.5625 | 249 | 850955.9404 | 1127780.2433
t5954 | 1521479.9621 | 2016432.2974 | 249 | 850955.9404 | 1127780.2433
t5955 | 1492220.7321 | 1977654.7532 | 249 | 850955.9404 | 1127780.2433
t5956 | 1258146.8918 | 1667434.3998 | 249 | 850955.9404 | 1127780.2433
t5957 | 877776.9012 | 1163326.3254 | 249 | 850955.9404 | 1127780.2433
t5958 | 497406.9107 | 659218.2511 | 249 | 850955.9404 | 1127780.2433
t5959 | 234073.8403 | 310220.3534 | 249 | 850955.9404 | 1127780.2433
t5960 | 58518.4601 | 77555.0884 | 249 | 850955.9404 | 1127780.2433
t5961 | 234073.8403 | 310220.3534 | 249 | 850955.9404 | 1127780.2433
t5962 | 438888.4506 | 581663.1627 | 249 | 850955.9404 | 1127780.2433
t5963 | 438888.4506 | 581663.1627 | 249 | 850955.9404 | 1127780.2433
t5964 | 438888.4506 | 581663.1627 | 249 | 850955.9404 | 1127780.2433
t5965 | 497406.9107 | 659218.2511 | 249 | 850955.9404 | 1127780.2433
t5966 | 585184.6008 | 775550.8836 | 249 | 850955.9404 | 1127780.2433
t5967 | 614443.8309 | 814328.4278 | 249 | 850955.9404 | 1127780.2433
t5968 | 585184.6008 | 775550.8836 | 249 | 850955.9404 | 1127780.2433
t5969 | 497406.9107 | 659218.2511 | 249 | 850955.9404 | 1127780.2433
t5970 | 614443.8309 | 814328.4278 | 249 | 850955.9404 | 1127780.2433
t5971 | 1287406.1218 | 1706211.944 | 249 | 850955.9404 | 1127780.2433
t5972 | 2077405.3329 | 2753205.6369 | 249 | 850955.9404 | 1127780.2433
t5973 | 2018886.8728 | 2675650.5485 | 249 | 850955.9404 | 1127780.2433
t5974 | 1404443.042 | 1861322.1207 | 249 | 850955.9404 | 1127780.2433
t5975 | 731480.751 | 969438.6045 | 249 | 850955.9404 | 1127780.2433
t5976 | 321851.5304 | 426552.986 | 249 | 850955.9404 | 1127780.2433
t5977 | 117036.9202 | 155110.1767 | 250 | 2922265.6003 | 3872907.2251
t5978 | 29259.23 | 38777.5442 | 250 | 2922265.6003 | 3872907.2251
t5979 | 0 | 0 | 250 | 2922265.6003 | 3872907.2251
t5980 | 0 | 0 | 250 | 2922265.6003 | 3872907.2251
t5981 | 0 | 0 | 250 | 2922265.6003 | 3872907.2251
t5982 | 0 | 0 | 250 | 2922265.6003 | 3872907.2251
t5983 | 0 | 0 | 250 | 2922265.6003 | 3872907.2251
t5984 | 0 | 0 | 250 | 2922265.6003 | 3872907.2251
t5985 | 146296.1502 | 193887.7209 | 250 | 2922265.6003 | 3872907.2251
t5986 | 760739.9811 | 1008216.1487 | 250 | 2922265.6003 | 3872907.2251
t5987 | 1697035.3424 | 2249097.5625 | 250 | 2922265.6003 | 3872907.2251
t5988 | 3013700.6942 | 3994087.0507 | 250 | 2922265.6003 | 3872907.2251
t5989 | 4447402.9662 | 5894186.7155 | 250 | 2922265.6003 | 3872907.2251
t5990 | 5851846.0082 | 7755508.8362 | 250 | 2922265.6003 | 3872907.2251
t5991 | 6846659.8296 | 9073945.3384 | 250 | 2922265.6003 | 3872907.2251
t5992 | 7548881.3506 | 10004606.3988 | 250 | 2922265.6003 | 3872907.2251
t5993 | 8309621.3316 | 11012822.5475 | 250 | 2922265.6003 | 3872907.2251
t5994 | 8485176.7119 | 11245487.8126 | 250 | 2922265.6003 | 3872907.2251
t5995 | 6583326.7592 | 8724947.4408 | 250 | 2922265.6003 | 3872907.2251
t5996 | 5295920.6374 | 7018735.4968 | 250 | 2922265.6003 | 3872907.2251
t5997 | 4037773.7456 | 5351301.097 | 250 | 2922265.6003 | 3872907.2251
t5998 | 2955182.2341 | 3916531.9623 | 250 | 2922265.6003 | 3872907.2251
t5999 | 2282219.9432 | 3024648.4461 | 250 | 2922265.6003 | 3872907.2251
t6000 | 1726294.5724 | 2287875.1067 | 250 | 2922265.6003 | 3872907.2251
t6001 | 1316665.3518 | 1744989.4882 | 251 | 402314.4131 | 533191.2325
t6002 | 936295.3613 | 1240881.4138 | 251 | 402314.4131 | 533191.2325
t6003 | 672962.2909 | 891883.5162 | 251 | 402314.4131 | 533191.2325
t6004 | 438888.4506 | 581663.1627 | 251 | 402314.4131 | 533191.2325
t6005 | 204814.6103 | 271442.8093 | 251 | 402314.4131 | 533191.2325
t6006 | 87777.6901 | 116332.6325 | 251 | 402314.4131 | 533191.2325
t6007 | 58518.4601 | 77555.0884 | 251 | 402314.4131 | 533191.2325
t6008 | 0 | 0 | 251 | 402314.4131 | 533191.2325
t6009 | 29259.23 | 38777.5442 | 251 | 402314.4131 | 533191.2325
t6010 | 175555.3802 | 232665.2651 | 251 | 402314.4131 | 533191.2325
t6011 | 468147.6807 | 620440.7069 | 251 | 402314.4131 | 533191.2325
t6012 | 789999.2111 | 1046993.6929 | 251 | 402314.4131 | 533191.2325
t6013 | 877776.9012 | 1163326.3254 | 251 | 402314.4131 | 533191.2325
t6014 | 819258.4411 | 1085771.2371 | 251 | 402314.4131 | 533191.2325
t6015 | 702221.521 | 930661.0603 | 251 | 402314.4131 | 533191.2325
t6016 | 585184.6008 | 775550.8836 | 251 | 402314.4131 | 533191.2325
t6017 | 468147.6807 | 620440.7069 | 251 | 402314.4131 | 533191.2325
t6018 | 321851.5304 | 426552.986 | 251 | 402314.4131 | 533191.2325
t6019 | 234073.8403 | 310220.3534 | 251 | 402314.4131 | 533191.2325
t6020 | 146296.1502 | 193887.7209 | 251 | 402314.4131 | 533191.2325
t6021 | 87777.6901 | 116332.6325 | 251 | 402314.4131 | 533191.2325
t6022 | 58518.4601 | 77555.0884 | 251 | 402314.4131 | 533191.2325
t6023 | 58518.4601 | 77555.0884 | 251 | 402314.4131 | 533191.2325
t6024 | 117036.9202 | 155110.1767 | 251 | 402314.4131 | 533191.2325
t6025 | 175555.3802 | 232665.2651 | 252 | 308441.05 | 408779.9449
t6026 | 204814.6103 | 271442.8093 | 252 | 308441.05 | 408779.9449
t6027 | 175555.3802 | 232665.2651 | 252 | 308441.05 | 408779.9449
t6028 | 146296.1502 | 193887.7209 | 252 | 308441.05 | 408779.9449
t6029 | 146296.1502 | 193887.7209 | 252 | 308441.05 | 408779.9449
t6030 | 117036.9202 | 155110.1767 | 252 | 308441.05 | 408779.9449
t6031 | 146296.1502 | 193887.7209 | 252 | 308441.05 | 408779.9449
t6032 | 117036.9202 | 155110.1767 | 252 | 308441.05 | 408779.9449
t6033 | 87777.6901 | 116332.6325 | 252 | 308441.05 | 408779.9449
t6034 | 175555.3802 | 232665.2651 | 252 | 308441.05 | 408779.9449
t6035 | 263333.0704 | 348997.8976 | 252 | 308441.05 | 408779.9449
t6036 | 380369.9905 | 504108.0744 | 252 | 308441.05 | 408779.9449
t6037 | 409629.2206 | 542885.6185 | 252 | 308441.05 | 408779.9449
t6038 | 380369.9905 | 504108.0744 | 252 | 308441.05 | 408779.9449
t6039 | 321851.5304 | 426552.986 | 252 | 308441.05 | 408779.9449
t6040 | 234073.8403 | 310220.3534 | 252 | 308441.05 | 408779.9449
t6041 | 117036.9202 | 155110.1767 | 252 | 308441.05 | 408779.9449
t6042 | 29259.23 | 38777.5442 | 252 | 308441.05 | 408779.9449
t6043 | 58518.4601 | 77555.0884 | 252 | 308441.05 | 408779.9449
t6044 | 263333.0704 | 348997.8976 | 252 | 308441.05 | 408779.9449
t6045 | 555925.3708 | 736773.3394 | 252 | 308441.05 | 408779.9449
t6046 | 848517.6712 | 1124548.7813 | 252 | 308441.05 | 408779.9449
t6047 | 1053332.2815 | 1395991.5905 | 252 | 308441.05 | 408779.9449
t6048 | 994813.8214 | 1318436.5022 | 252 | 308441.05 | 408779.9449
t6049 | 877776.9012 | 1163326.3254 | 253 | 3014919.8288 | 3995702.7817
t6050 | 819258.4411 | 1085771.2371 | 253 | 3014919.8288 | 3995702.7817
t6051 | 877776.9012 | 1163326.3254 | 253 | 3014919.8288 | 3995702.7817
t6052 | 789999.2111 | 1046993.6929 | 253 | 3014919.8288 | 3995702.7817
t6053 | 731480.751 | 969438.6045 | 253 | 3014919.8288 | 3995702.7817
t6054 | 877776.9012 | 1163326.3254 | 253 | 3014919.8288 | 3995702.7817
t6055 | 1053332.2815 | 1395991.5905 | 253 | 3014919.8288 | 3995702.7817
t6056 | 760739.9811 | 1008216.1487 | 253 | 3014919.8288 | 3995702.7817
t6057 | 877776.9012 | 1163326.3254 | 253 | 3014919.8288 | 3995702.7817
t6058 | 760739.9811 | 1008216.1487 | 253 | 3014919.8288 | 3995702.7817
t6059 | 819258.4411 | 1085771.2371 | 253 | 3014919.8288 | 3995702.7817
t6060 | 1228887.6617 | 1628656.8556 | 253 | 3014919.8288 | 3995702.7817
t6061 | 1697035.3424 | 2249097.5625 | 253 | 3014919.8288 | 3995702.7817
t6062 | 2165183.023 | 2869538.2694 | 253 | 3014919.8288 | 3995702.7817
t6063 | 2604071.4736 | 3451201.4321 | 253 | 3014919.8288 | 3995702.7817
t6064 | 3628144.5251 | 4808415.4785 | 253 | 3014919.8288 | 3995702.7817
t6065 | 4915550.6469 | 6514627.4224 | 253 | 3014919.8288 | 3995702.7817
t6066 | 6056660.6185 | 8026951.6455 | 253 | 3014919.8288 | 3995702.7817
t6067 | 5998142.1584 | 7949396.5572 | 253 | 3014919.8288 | 3995702.7817
t6068 | 6992955.9798 | 9267833.0593 | 253 | 3014919.8288 | 3995702.7817
t6069 | 7724436.7308 | 10237271.6638 | 253 | 3014919.8288 | 3995702.7817
t6070 | 7636659.0407 | 10120939.0313 | 253 | 3014919.8288 | 3995702.7817
t6071 | 6758882.1394 | 8957612.7059 | 253 | 3014919.8288 | 3995702.7817
t6072 | 5705549.858 | 7561621.1153 | 253 | 3014919.8288 | 3995702.7817
t6073 | 5061846.7971 | 6708515.1434 | 254 | 4220643.9334 | 5593660.7481
t6074 | 4857032.1868 | 6437072.3341 | 254 | 4220643.9334 | 5593660.7481
t6075 | 4857032.1868 | 6437072.3341 | 254 | 4220643.9334 | 5593660.7481
t6076 | 4681476.8065 | 6204407.069 | 254 | 4220643.9334 | 5593660.7481
t6077 | 4447402.9662 | 5894186.7155 | 254 | 4220643.9334 | 5593660.7481
t6078 | 3979255.2856 | 5273746.0086 | 254 | 4220643.9334 | 5593660.7481
t6079 | 2984441.4642 | 3955309.5065 | 254 | 4220643.9334 | 5593660.7481
t6080 | 2487034.5535 | 3296091.2554 | 254 | 4220643.9334 | 5593660.7481
t6081 | 2604071.4736 | 3451201.4321 | 254 | 4220643.9334 | 5593660.7481
t6082 | 2282219.9432 | 3024648.4461 | 254 | 4220643.9334 | 5593660.7481
t6083 | 2194442.2531 | 2908315.8136 | 254 | 4220643.9334 | 5593660.7481
t6084 | 2399256.8634 | 3179758.6229 | 254 | 4220643.9334 | 5593660.7481
t6085 | 2779626.8539 | 3683866.6972 | 254 | 4220643.9334 | 5593660.7481
t6086 | 3452589.1448 | 4575750.2134 | 254 | 4220643.9334 | 5593660.7481
t6087 | 4242588.3559 | 5622743.9063 | 254 | 4220643.9334 | 5593660.7481
t6088 | 5061846.7971 | 6708515.1434 | 254 | 4220643.9334 | 5593660.7481
t6089 | 5617772.1679 | 7445288.4828 | 254 | 4220643.9334 | 5593660.7481
t6090 | 5910364.4683 | 7833063.9246 | 254 | 4220643.9334 | 5593660.7481
t6091 | 5383698.3275 | 7135068.1293 | 254 | 4220643.9334 | 5593660.7481
t6092 | 5822586.7781 | 7716731.2921 | 254 | 4220643.9334 | 5593660.7481
t6093 | 6085919.8485 | 8065729.1897 | 254 | 4220643.9334 | 5593660.7481
t6094 | 5647031.3979 | 7484066.027 | 254 | 4220643.9334 | 5593660.7481
t6095 | 4652217.5765 | 6165629.5248 | 254 | 4220643.9334 | 5593660.7481
t6096 | 3803699.9053 | 5041080.7436 | 254 | 4220643.9334 | 5593660.7481
t6097 | 3218515.3045 | 4265529.8599 | 255 | 1165492.6633 | 1544638.8432
t6098 | 2896663.774 | 3838976.8739 | 255 | 1165492.6633 | 1544638.8432
t6099 | 2662589.9337 | 3528756.5205 | 255 | 1165492.6633 | 1544638.8432
t6100 | 2516293.7835 | 3334868.7996 | 255 | 1165492.6633 | 1544638.8432
t6101 | 2428516.0934 | 3218536.167 | 255 | 1165492.6633 | 1544638.8432
t6102 | 2077405.3329 | 2753205.6369 | 255 | 1165492.6633 | 1544638.8432
t6103 | 1550739.1922 | 2055209.8416 | 255 | 1165492.6633 | 1544638.8432
t6104 | 585184.6008 | 775550.8836 | 255 | 1165492.6633 | 1544638.8432
t6105 | 409629.2206 | 542885.6185 | 255 | 1165492.6633 | 1544638.8432
t6106 | 146296.1502 | 193887.7209 | 255 | 1165492.6633 | 1544638.8432
t6107 | 117036.9202 | 155110.1767 | 255 | 1165492.6633 | 1544638.8432
t6108 | 175555.3802 | 232665.2651 | 255 | 1165492.6633 | 1544638.8432
t6109 | 263333.0704 | 348997.8976 | 255 | 1165492.6633 | 1544638.8432
t6110 | 351110.7605 | 465330.5302 | 255 | 1165492.6633 | 1544638.8432
t6111 | 409629.2206 | 542885.6185 | 255 | 1165492.6633 | 1544638.8432
t6112 | 585184.6008 | 775550.8836 | 255 | 1165492.6633 | 1544638.8432
t6113 | 731480.751 | 969438.6045 | 255 | 1165492.6633 | 1544638.8432
t6114 | 731480.751 | 969438.6045 | 255 | 1165492.6633 | 1544638.8432
t6115 | 877776.9012 | 1163326.3254 | 255 | 1165492.6633 | 1544638.8432
t6116 | 1111850.7416 | 1473546.6789 | 255 | 1165492.6633 | 1544638.8432
t6117 | 1228887.6617 | 1628656.8556 | 255 | 1165492.6633 | 1544638.8432
t6118 | 1111850.7416 | 1473546.6789 | 255 | 1165492.6633 | 1544638.8432
t6119 | 965554.5913 | 1279658.958 | 255 | 1165492.6633 | 1544638.8432
t6120 | 819258.4411 | 1085771.2371 | 255 | 1165492.6633 | 1544638.8432
t6121 | 643703.0609 | 853105.972 | 256 | 1679967.4582 | 2226477.3284
t6122 | 468147.6807 | 620440.7069 | 256 | 1679967.4582 | 2226477.3284
t6123 | 321851.5304 | 426552.986 | 256 | 1679967.4582 | 2226477.3284
t6124 | 263333.0704 | 348997.8976 | 256 | 1679967.4582 | 2226477.3284
t6125 | 321851.5304 | 426552.986 | 256 | 1679967.4582 | 2226477.3284
t6126 | 409629.2206 | 542885.6185 | 256 | 1679967.4582 | 2226477.3284
t6127 | 438888.4506 | 581663.1627 | 256 | 1679967.4582 | 2226477.3284
t6128 | 204814.6103 | 271442.8093 | 256 | 1679967.4582 | 2226477.3284
t6129 | 29259.23 | 38777.5442 | 256 | 1679967.4582 | 2226477.3284
t6130 | 468147.6807 | 620440.7069 | 256 | 1679967.4582 | 2226477.3284
t6131 | 965554.5913 | 1279658.958 | 256 | 1679967.4582 | 2226477.3284
t6132 | 1170369.2016 | 1551101.7672 | 256 | 1679967.4582 | 2226477.3284
t6133 | 1258146.8918 | 1667434.3998 | 256 | 1679967.4582 | 2226477.3284
t6134 | 1433702.272 | 1900099.6649 | 256 | 1679967.4582 | 2226477.3284
t6135 | 1697035.3424 | 2249097.5625 | 256 | 1679967.4582 | 2226477.3284
t6136 | 1931109.1827 | 2559317.916 | 256 | 1679967.4582 | 2226477.3284
t6137 | 2252960.7131 | 2985870.902 | 256 | 1679967.4582 | 2226477.3284
t6138 | 2604071.4736 | 3451201.4321 | 256 | 1679967.4582 | 2226477.3284
t6139 | 3364811.4547 | 4459417.5808 | 256 | 1679967.4582 | 2226477.3284
t6140 | 4330366.0461 | 5739076.5388 | 256 | 1679967.4582 | 2226477.3284
t6141 | 4739995.2666 | 6281962.1574 | 256 | 1679967.4582 | 2226477.3284
t6142 | 4593699.1164 | 6088074.4365 | 256 | 1679967.4582 | 2226477.3284
t6143 | 3774440.6753 | 5002303.1994 | 256 | 1679967.4582 | 2226477.3284
t6144 | 2633330.7037 | 3489978.9763 | 256 | 1679967.4582 | 2226477.3284
t6145 | 1814072.2625 | 2404207.7392 | 257 | 2501664.1685 | 3315480.0275
t6146 | 1375183.8119 | 1822544.5765 | 257 | 2501664.1685 | 3315480.0275
t6147 | 1316665.3518 | 1744989.4882 | 257 | 2501664.1685 | 3315480.0275
t6148 | 1111850.7416 | 1473546.6789 | 257 | 2501664.1685 | 3315480.0275
t6149 | 760739.9811 | 1008216.1487 | 257 | 2501664.1685 | 3315480.0275
t6150 | 497406.9107 | 659218.2511 | 257 | 2501664.1685 | 3315480.0275
t6151 | 321851.5304 | 426552.986 | 257 | 2501664.1685 | 3315480.0275
t6152 | 146296.1502 | 193887.7209 | 257 | 2501664.1685 | 3315480.0275
t6153 | 497406.9107 | 659218.2511 | 257 | 2501664.1685 | 3315480.0275
t6154 | 1404443.042 | 1861322.1207 | 257 | 2501664.1685 | 3315480.0275
t6155 | 1931109.1827 | 2559317.916 | 257 | 2501664.1685 | 3315480.0275
t6156 | 2282219.9432 | 3024648.4461 | 257 | 2501664.1685 | 3315480.0275
t6157 | 2691849.1638 | 3567534.0647 | 257 | 2501664.1685 | 3315480.0275
t6158 | 3130737.6144 | 4149197.2274 | 257 | 2501664.1685 | 3315480.0275
t6159 | 3423329.9148 | 4536972.6692 | 257 | 2501664.1685 | 3315480.0275
t6160 | 3686662.9852 | 4885970.5668 | 257 | 2501664.1685 | 3315480.0275
t6161 | 3745181.4452 | 4963525.6552 | 257 | 2501664.1685 | 3315480.0275
t6162 | 3657403.7551 | 4847193.0227 | 257 | 2501664.1685 | 3315480.0275
t6163 | 3540366.8349 | 4692082.8459 | 257 | 2501664.1685 | 3315480.0275
t6164 | 4125551.4358 | 5467633.7296 | 257 | 2501664.1685 | 3315480.0275
t6165 | 4388884.5061 | 5816631.6272 | 257 | 2501664.1685 | 3315480.0275
t6166 | 4535180.6563 | 6010519.3481 | 257 | 2501664.1685 | 3315480.0275
t6167 | 4739995.2666 | 6281962.1574 | 257 | 2501664.1685 | 3315480.0275
t6168 | 4915550.6469 | 6514627.4224 | 257 | 2501664.1685 | 3315480.0275
t6169 | 5178883.7172 | 6863625.3201 | 258 | 1230106.7963 | 1630272.5866
t6170 | 5120365.2572 | 6786070.2317 | 258 | 1230106.7963 | 1630272.5866
t6171 | 4739995.2666 | 6281962.1574 | 258 | 1230106.7963 | 1630272.5866
t6172 | 3394070.6847 | 4498195.125 | 258 | 1230106.7963 | 1630272.5866
t6173 | 2048146.1029 | 2714428.0927 | 258 | 1230106.7963 | 1630272.5866
t6174 | 1024073.0514 | 1357214.0463 | 258 | 1230106.7963 | 1630272.5866
t6175 | 292592.3004 | 387775.4418 | 258 | 1230106.7963 | 1630272.5866
t6176 | 29259.23 | 38777.5442 | 258 | 1230106.7963 | 1630272.5866
t6177 | 0 | 0 | 258 | 1230106.7963 | 1630272.5866
t6178 | 29259.23 | 38777.5442 | 258 | 1230106.7963 | 1630272.5866
t6179 | 146296.1502 | 193887.7209 | 258 | 1230106.7963 | 1630272.5866
t6180 | 380369.9905 | 504108.0744 | 258 | 1230106.7963 | 1630272.5866
t6181 | 731480.751 | 969438.6045 | 258 | 1230106.7963 | 1630272.5866
t6182 | 1053332.2815 | 1395991.5905 | 258 | 1230106.7963 | 1630272.5866
t6183 | 1111850.7416 | 1473546.6789 | 258 | 1230106.7963 | 1630272.5866
t6184 | 877776.9012 | 1163326.3254 | 258 | 1230106.7963 | 1630272.5866
t6185 | 760739.9811 | 1008216.1487 | 258 | 1230106.7963 | 1630272.5866
t6186 | 614443.8309 | 814328.4278 | 258 | 1230106.7963 | 1630272.5866
t6187 | 175555.3802 | 232665.2651 | 258 | 1230106.7963 | 1630272.5866
t6188 | 0 | 0 | 258 | 1230106.7963 | 1630272.5866
t6189 | 0 | 0 | 258 | 1230106.7963 | 1630272.5866
t6190 | 29259.23 | 38777.5442 | 258 | 1230106.7963 | 1630272.5866
t6191 | 351110.7605 | 465330.5302 | 258 | 1230106.7963 | 1630272.5866
t6192 | 1433702.272 | 1900099.6649 | 258 | 1230106.7963 | 1630272.5866
t6193 | 2955182.2341 | 3916531.9623 | 259 | 12908196.9864 | 10695304.0489
t6194 | 4476662.1963 | 5932964.2597 | 259 | 12908196.9864 | 10695304.0489
t6195 | 5705549.858 | 7561621.1153 | 259 | 12908196.9864 | 10695304.0489
t6196 | 6319993.6888 | 8375949.5431 | 259 | 12908196.9864 | 10695304.0489
t6197 | 6583326.7592 | 8724947.4408 | 259 | 12908196.9864 | 10695304.0489
t6198 | 6729622.9094 | 8918835.1617 | 259 | 12908196.9864 | 10695304.0489
t6199 | 6671104.4493 | 8841280.0733 | 259 | 12908196.9864 | 10695304.0489
t6200 | 5003328.337 | 6630960.055 | 259 | 12908196.9864 | 10695304.0489
t6201 | 5237402.1773 | 6941180.4084 | 259 | 12908196.9864 | 10695304.0489
t6202 | 8046288.2612 | 10663824.6498 | 259 | 12908196.9864 | 10695304.0489
t6203 | 11352581.2559 | 13339475.1983 | 259 | 12908196.9864 | 10695304.0489
t6204 | 14775911.1707 | 13339475.1983 | 259 | 12908196.9864 | 10695304.0489
t6205 | 18784425.6863 | 13339475.1983 | 259 | 12908196.9864 | 10695304.0489
t6206 | 22646644.0517 | 13339475.1983 | 259 | 12908196.9864 | 10695304.0489
t6207 | 25133678.6051 | 13339475.1983 | 259 | 12908196.9864 | 10695304.0489
t6208 | 26450343.957 | 13339475.1983 | 259 | 12908196.9864 | 10695304.0489
t6209 | 26538121.6471 | 13339475.1983 | 259 | 12908196.9864 | 10695304.0489
t6210 | 25367752.4455 | 13339475.1983 | 259 | 12908196.9864 | 10695304.0489
t6211 | 21359237.9299 | 13339475.1983 | 259 | 12908196.9864 | 10695304.0489
t6212 | 18228500.3155 | 13339475.1983 | 259 | 12908196.9864 | 10695304.0489
t6213 | 15009985.011 | 13339475.1983 | 259 | 12908196.9864 | 10695304.0489
t6214 | 11147766.6456 | 13203097.2603 | 259 | 12908196.9864 | 10695304.0489
t6215 | 8280362.1016 | 10974045.0033 | 259 | 12908196.9864 | 10695304.0489
t6216 | 6992955.9798 | 9267833.0593 | 259 | 12908196.9864 | 10695304.0489
t6217 | 6524808.2991 | 8647392.3524 | 260 | 8241349.7949 | 10487709.97
t6218 | 6290734.4588 | 8337171.999 | 260 | 8241349.7949 | 10487709.97
t6219 | 6407771.379 | 8492282.1757 | 260 | 8241349.7949 | 10487709.97
t6220 | 6992955.9798 | 9267833.0593 | 260 | 8241349.7949 | 10487709.97
t6221 | 7665918.2707 | 10159716.5755 | 260 | 8241349.7949 | 10487709.97
t6222 | 8046288.2612 | 10663824.6498 | 260 | 8241349.7949 | 10487709.97
t6223 | 7929251.3411 | 10508714.4731 | 260 | 8241349.7949 | 10487709.97
t6224 | 8455917.4818 | 11206710.2684 | 260 | 8241349.7949 | 10487709.97
t6225 | 10065175.1341 | 13339475.1983 | 260 | 8241349.7949 | 10487709.97
t6226 | 9333694.383 | 12370036.5938 | 260 | 8241349.7949 | 10487709.97
t6227 | 8397399.0217 | 11129155.18 | 260 | 8241349.7949 | 10487709.97
t6228 | 8192584.4115 | 10857712.3707 | 260 | 8241349.7949 | 10487709.97
t6229 | 8602213.632 | 11400597.9893 | 260 | 8241349.7949 | 10487709.97
t6230 | 9450731.3032 | 12525146.7705 | 260 | 8241349.7949 | 10487709.97
t6231 | 10504063.5847 | 13339475.1983 | 260 | 8241349.7949 | 10487709.97
t6232 | 11996284.3168 | 13339475.1983 | 260 | 8241349.7949 | 10487709.97
t6233 | 12961838.9081 | 13339475.1983 | 260 | 8241349.7949 | 10487709.97
t6234 | 12669246.6077 | 13339475.1983 | 260 | 8241349.7949 | 10487709.97
t6235 | 9626286.6835 | 12757812.0356 | 260 | 8241349.7949 | 10487709.97
t6236 | 7109992.8999 | 9422943.236 | 260 | 8241349.7949 | 10487709.97
t6237 | 6290734.4588 | 8337171.999 | 260 | 8241349.7949 | 10487709.97
t6238 | 5500735.2477 | 7290178.3061 | 260 | 8241349.7949 | 10487709.97
t6239 | 4739995.2666 | 6281962.1574 | 260 | 8241349.7949 | 10487709.97
t6240 | 4037773.7456 | 5351301.097 | 260 | 8241349.7949 | 10487709.97
t6241 | 3335552.2247 | 4420640.0367 | 261 | 2974688.3875 | 3942383.6584
t6242 | 2750367.6238 | 3645089.153 | 261 | 2974688.3875 | 3942383.6584
t6243 | 2457775.3234 | 3257313.7112 | 261 | 2974688.3875 | 3942383.6584
t6244 | 2252960.7131 | 2985870.902 | 261 | 2974688.3875 | 3942383.6584
t6245 | 2106664.5629 | 2791983.181 | 261 | 2974688.3875 | 3942383.6584
t6246 | 1901849.9527 | 2520540.3718 | 261 | 2974688.3875 | 3942383.6584
t6247 | 1667776.1123 | 2210320.0183 | 261 | 2974688.3875 | 3942383.6584
t6248 | 1697035.3424 | 2249097.5625 | 261 | 2974688.3875 | 3942383.6584
t6249 | 2340738.4033 | 3102203.5345 | 261 | 2974688.3875 | 3942383.6584
t6250 | 3189256.0745 | 4226752.3158 | 261 | 2974688.3875 | 3942383.6584
t6251 | 3949996.0555 | 5234968.4645 | 261 | 2974688.3875 | 3942383.6584
t6252 | 4974069.107 | 6592182.5108 | 261 | 2974688.3875 | 3942383.6584
t6253 | 5734809.088 | 7600398.6595 | 261 | 2974688.3875 | 3942383.6584
t6254 | 5881105.2382 | 7794286.3804 | 261 | 2974688.3875 | 3942383.6584
t6255 | 5500735.2477 | 7290178.3061 | 261 | 2974688.3875 | 3942383.6584
t6256 | 4886291.4168 | 6475849.8783 | 261 | 2974688.3875 | 3942383.6584
t6257 | 4154810.6658 | 5506411.2737 | 261 | 2974688.3875 | 3942383.6584
t6258 | 3569626.065 | 4730860.3901 | 261 | 2974688.3875 | 3942383.6584
t6259 | 2984441.4642 | 3955309.5065 | 261 | 2974688.3875 | 3942383.6584
t6260 | 2457775.3234 | 3257313.7112 | 261 | 2974688.3875 | 3942383.6584
t6261 | 1433702.272 | 1900099.6649 | 261 | 2974688.3875 | 3942383.6584
t6262 | 877776.9012 | 1163326.3254 | 261 | 2974688.3875 | 3942383.6584
t6263 | 643703.0609 | 853105.972 | 261 | 2974688.3875 | 3942383.6584
t6264 | 643703.0609 | 853105.972 | 261 | 2974688.3875 | 3942383.6584
t6265 | 877776.9012 | 1163326.3254 | 262 | 3207543.0932 | 4250988.2809
t6266 | 1316665.3518 | 1744989.4882 | 262 | 3207543.0932 | 4250988.2809
t6267 | 1872590.7226 | 2481762.8276 | 262 | 3207543.0932 | 4250988.2809
t6268 | 2574812.2436 | 3412423.8879 | 262 | 3207543.0932 | 4250988.2809
t6269 | 3159996.8444 | 4187974.7716 | 262 | 3207543.0932 | 4250988.2809
t6270 | 3159996.8444 | 4187974.7716 | 262 | 3207543.0932 | 4250988.2809
t6271 | 2779626.8539 | 3683866.6972 | 262 | 3207543.0932 | 4250988.2809
t6272 | 2282219.9432 | 3024648.4461 | 262 | 3207543.0932 | 4250988.2809
t6273 | 3803699.9053 | 5041080.7436 | 262 | 3207543.0932 | 4250988.2809
t6274 | 5032587.567 | 6669737.5992 | 262 | 3207543.0932 | 4250988.2809
t6275 | 5734809.088 | 7600398.6595 | 262 | 3207543.0932 | 4250988.2809
t6276 | 6495549.0691 | 8608614.8082 | 262 | 3207543.0932 | 4250988.2809
t6277 | 6963696.7497 | 9229055.5151 | 262 | 3207543.0932 | 4250988.2809
t6278 | 6817400.5995 | 9035167.7942 | 262 | 3207543.0932 | 4250988.2809
t6279 | 6290734.4588 | 8337171.999 | 262 | 3207543.0932 | 4250988.2809
t6280 | 5500735.2477 | 7290178.3061 | 262 | 3207543.0932 | 4250988.2809
t6281 | 4505921.4263 | 5971741.8039 | 262 | 3207543.0932 | 4250988.2809
t6282 | 2984441.4642 | 3955309.5065 | 262 | 3207543.0932 | 4250988.2809
t6283 | 1697035.3424 | 2249097.5625 | 262 | 3207543.0932 | 4250988.2809
t6284 | 1170369.2016 | 1551101.7672 | 262 | 3207543.0932 | 4250988.2809
t6285 | 643703.0609 | 853105.972 | 262 | 3207543.0932 | 4250988.2809
t6286 | 526666.1407 | 697995.7953 | 262 | 3207543.0932 | 4250988.2809
t6287 | 438888.4506 | 581663.1627 | 262 | 3207543.0932 | 4250988.2809
t6288 | 351110.7605 | 465330.5302 | 262 | 3207543.0932 | 4250988.2809
t6289 | 292592.3004 | 387775.4418 | 263 | 1332514.1014 | 1765993.9913
t6290 | 438888.4506 | 581663.1627 | 263 | 1332514.1014 | 1765993.9913
t6291 | 497406.9107 | 659218.2511 | 263 | 1332514.1014 | 1765993.9913
t6292 | 438888.4506 | 581663.1627 | 263 | 1332514.1014 | 1765993.9913
t6293 | 438888.4506 | 581663.1627 | 263 | 1332514.1014 | 1765993.9913
t6294 | 468147.6807 | 620440.7069 | 263 | 1332514.1014 | 1765993.9913
t6295 | 380369.9905 | 504108.0744 | 263 | 1332514.1014 | 1765993.9913
t6296 | 380369.9905 | 504108.0744 | 263 | 1332514.1014 | 1765993.9913
t6297 | 1024073.0514 | 1357214.0463 | 263 | 1332514.1014 | 1765993.9913
t6298 | 1697035.3424 | 2249097.5625 | 263 | 1332514.1014 | 1765993.9913
t6299 | 2106664.5629 | 2791983.181 | 263 | 1332514.1014 | 1765993.9913
t6300 | 2545553.0136 | 3373646.3438 | 263 | 1332514.1014 | 1765993.9913
t6301 | 2896663.774 | 3838976.8739 | 263 | 1332514.1014 | 1765993.9913
t6302 | 3189256.0745 | 4226752.3158 | 263 | 1332514.1014 | 1765993.9913
t6303 | 3306292.9946 | 4381862.4925 | 263 | 1332514.1014 | 1765993.9913
t6304 | 3481848.3749 | 4614527.7576 | 263 | 1332514.1014 | 1765993.9913
t6305 | 3452589.1448 | 4575750.2134 | 263 | 1332514.1014 | 1765993.9913
t6306 | 2428516.0934 | 3218536.167 | 263 | 1332514.1014 | 1765993.9913
t6307 | 1316665.3518 | 1744989.4882 | 263 | 1332514.1014 | 1765993.9913
t6308 | 760739.9811 | 1008216.1487 | 263 | 1332514.1014 | 1765993.9913
t6309 | 351110.7605 | 465330.5302 | 263 | 1332514.1014 | 1765993.9913
t6310 | 87777.6901 | 116332.6325 | 263 | 1332514.1014 | 1765993.9913
t6311 | 0 | 0 | 263 | 1332514.1014 | 1765993.9913
t6312 | 0 | 0 | 263 | 1332514.1014 | 1765993.9913
t6313 | 0 | 0 | 264 | 969211.9951 | 1284506.151
t6314 | 0 | 0 | 264 | 969211.9951 | 1284506.151
t6315 | 87777.6901 | 116332.6325 | 264 | 969211.9951 | 1284506.151
t6316 | 526666.1407 | 697995.7953 | 264 | 969211.9951 | 1284506.151
t6317 | 468147.6807 | 620440.7069 | 264 | 969211.9951 | 1284506.151
t6318 | 643703.0609 | 853105.972 | 264 | 969211.9951 | 1284506.151
t6319 | 965554.5913 | 1279658.958 | 264 | 969211.9951 | 1284506.151
t6320 | 789999.2111 | 1046993.6929 | 264 | 969211.9951 | 1284506.151
t6321 | 555925.3708 | 736773.3394 | 264 | 969211.9951 | 1284506.151
t6322 | 351110.7605 | 465330.5302 | 264 | 969211.9951 | 1284506.151
t6323 | 175555.3802 | 232665.2651 | 264 | 969211.9951 | 1284506.151
t6324 | 702221.521 | 930661.0603 | 264 | 969211.9951 | 1284506.151
t6325 | 1287406.1218 | 1706211.944 | 264 | 969211.9951 | 1284506.151
t6326 | 965554.5913 | 1279658.958 | 264 | 969211.9951 | 1284506.151
t6327 | 1199628.4317 | 1589879.3114 | 264 | 969211.9951 | 1284506.151
t6328 | 1550739.1922 | 2055209.8416 | 264 | 969211.9951 | 1284506.151
t6329 | 2223701.4831 | 2947093.3578 | 264 | 969211.9951 | 1284506.151
t6330 | 2048146.1029 | 2714428.0927 | 264 | 969211.9951 | 1284506.151
t6331 | 1726294.5724 | 2287875.1067 | 264 | 969211.9951 | 1284506.151
t6332 | 1579998.4222 | 2093987.3858 | 264 | 969211.9951 | 1284506.151
t6333 | 1550739.1922 | 2055209.8416 | 264 | 969211.9951 | 1284506.151
t6334 | 1609257.6522 | 2132764.93 | 264 | 969211.9951 | 1284506.151
t6335 | 1404443.042 | 1861322.1207 | 264 | 969211.9951 | 1284506.151
t6336 | 848517.6712 | 1124548.7813 | 264 | 969211.9951 | 1284506.151
t6337 | 438888.4506 | 581663.1627 | 265 | 836326.3253 | 1108391.4712
t6338 | 175555.3802 | 232665.2651 | 265 | 836326.3253 | 1108391.4712
t6339 | 58518.4601 | 77555.0884 | 265 | 836326.3253 | 1108391.4712
t6340 | 0 | 0 | 265 | 836326.3253 | 1108391.4712
t6341 | 0 | 0 | 265 | 836326.3253 | 1108391.4712
t6342 | 0 | 0 | 265 | 836326.3253 | 1108391.4712
t6343 | 0 | 0 | 265 | 836326.3253 | 1108391.4712
t6344 | 29259.23 | 38777.5442 | 265 | 836326.3253 | 1108391.4712
t6345 | 87777.6901 | 116332.6325 | 265 | 836326.3253 | 1108391.4712
t6346 | 351110.7605 | 465330.5302 | 265 | 836326.3253 | 1108391.4712
t6347 | 731480.751 | 969438.6045 | 265 | 836326.3253 | 1108391.4712
t6348 | 1375183.8119 | 1822544.5765 | 265 | 836326.3253 | 1108391.4712
t6349 | 1872590.7226 | 2481762.8276 | 265 | 836326.3253 | 1108391.4712
t6350 | 2106664.5629 | 2791983.181 | 265 | 836326.3253 | 1108391.4712
t6351 | 1901849.9527 | 2520540.3718 | 265 | 836326.3253 | 1108391.4712
t6352 | 1843331.4926 | 2442985.2834 | 265 | 836326.3253 | 1108391.4712
t6353 | 1697035.3424 | 2249097.5625 | 265 | 836326.3253 | 1108391.4712
t6354 | 1228887.6617 | 1628656.8556 | 265 | 836326.3253 | 1108391.4712
t6355 | 994813.8214 | 1318436.5022 | 265 | 836326.3253 | 1108391.4712
t6356 | 907036.1313 | 1202103.8696 | 265 | 836326.3253 | 1108391.4712
t6357 | 877776.9012 | 1163326.3254 | 265 | 836326.3253 | 1108391.4712
t6358 | 1111850.7416 | 1473546.6789 | 265 | 836326.3253 | 1108391.4712
t6359 | 1199628.4317 | 1589879.3114 | 265 | 836326.3253 | 1108391.4712
t6360 | 1082591.5115 | 1434769.1347 | 265 | 836326.3253 | 1108391.4712
t6361 | 965554.5913 | 1279658.958 | 266 | 614443.8309 | 814328.4278
t6362 | 819258.4411 | 1085771.2371 | 266 | 614443.8309 | 814328.4278
t6363 | 672962.2909 | 891883.5162 | 266 | 614443.8309 | 814328.4278
t6364 | 292592.3004 | 387775.4418 | 266 | 614443.8309 | 814328.4278
t6365 | 58518.4601 | 77555.0884 | 266 | 614443.8309 | 814328.4278
t6366 | 0 | 0 | 266 | 614443.8309 | 814328.4278
t6367 | 0 | 0 | 266 | 614443.8309 | 814328.4278
t6368 | 0 | 0 | 266 | 614443.8309 | 814328.4278
t6369 | 0 | 0 | 266 | 614443.8309 | 814328.4278
t6370 | 0 | 0 | 266 | 614443.8309 | 814328.4278
t6371 | 29259.23 | 38777.5442 | 266 | 614443.8309 | 814328.4278
t6372 | 146296.1502 | 193887.7209 | 266 | 614443.8309 | 814328.4278
t6373 | 438888.4506 | 581663.1627 | 266 | 614443.8309 | 814328.4278
t6374 | 731480.751 | 969438.6045 | 266 | 614443.8309 | 814328.4278
t6375 | 965554.5913 | 1279658.958 | 266 | 614443.8309 | 814328.4278
t6376 | 1170369.2016 | 1551101.7672 | 266 | 614443.8309 | 814328.4278
t6377 | 1521479.9621 | 2016432.2974 | 266 | 614443.8309 | 814328.4278
t6378 | 1492220.7321 | 1977654.7532 | 266 | 614443.8309 | 814328.4278
t6379 | 1462961.502 | 1938877.2091 | 266 | 614443.8309 | 814328.4278
t6380 | 1375183.8119 | 1822544.5765 | 266 | 614443.8309 | 814328.4278
t6381 | 1111850.7416 | 1473546.6789 | 266 | 614443.8309 | 814328.4278
t6382 | 702221.521 | 930661.0603 | 266 | 614443.8309 | 814328.4278
t6383 | 468147.6807 | 620440.7069 | 266 | 614443.8309 | 814328.4278
t6384 | 321851.5304 | 426552.986 | 266 | 614443.8309 | 814328.4278
t6385 | 175555.3802 | 232665.2651 | 267 | 432792.7777 | 573584.5077
t6386 | 87777.6901 | 116332.6325 | 267 | 432792.7777 | 573584.5077
t6387 | 29259.23 | 38777.5442 | 267 | 432792.7777 | 573584.5077
t6388 | 29259.23 | 38777.5442 | 267 | 432792.7777 | 573584.5077
t6389 | 0 | 0 | 267 | 432792.7777 | 573584.5077
t6390 | 0 | 0 | 267 | 432792.7777 | 573584.5077
t6391 | 0 | 0 | 267 | 432792.7777 | 573584.5077
t6392 | 0 | 0 | 267 | 432792.7777 | 573584.5077
t6393 | 29259.23 | 38777.5442 | 267 | 432792.7777 | 573584.5077
t6394 | 29259.23 | 38777.5442 | 267 | 432792.7777 | 573584.5077
t6395 | 58518.4601 | 77555.0884 | 267 | 432792.7777 | 573584.5077
t6396 | 117036.9202 | 155110.1767 | 267 | 432792.7777 | 573584.5077
t6397 | 117036.9202 | 155110.1767 | 267 | 432792.7777 | 573584.5077
t6398 | 58518.4601 | 77555.0884 | 267 | 432792.7777 | 573584.5077
t6399 | 0 | 0 | 267 | 432792.7777 | 573584.5077
t6400 | 29259.23 | 38777.5442 | 267 | 432792.7777 | 573584.5077
t6401 | 175555.3802 | 232665.2651 | 267 | 432792.7777 | 573584.5077
t6402 | 614443.8309 | 814328.4278 | 267 | 432792.7777 | 573584.5077
t6403 | 1141109.9716 | 1512324.2231 | 267 | 432792.7777 | 573584.5077
t6404 | 1316665.3518 | 1744989.4882 | 267 | 432792.7777 | 573584.5077
t6405 | 1404443.042 | 1861322.1207 | 267 | 432792.7777 | 573584.5077
t6406 | 1521479.9621 | 2016432.2974 | 267 | 432792.7777 | 573584.5077
t6407 | 1579998.4222 | 2093987.3858 | 267 | 432792.7777 | 573584.5077
t6408 | 1872590.7226 | 2481762.8276 | 267 | 432792.7777 | 573584.5077
t6409 | 2311479.1732 | 3063425.9903 | 268 | 2284658.2124 | 3027879.9082
t6410 | 2925923.0041 | 3877754.4181 | 268 | 2284658.2124 | 3027879.9082
t6411 | 3686662.9852 | 4885970.5668 | 268 | 2284658.2124 | 3027879.9082
t6412 | 4505921.4263 | 5971741.8039 | 268 | 2284658.2124 | 3027879.9082
t6413 | 5003328.337 | 6630960.055 | 268 | 2284658.2124 | 3027879.9082
t6414 | 5061846.7971 | 6708515.1434 | 268 | 2284658.2124 | 3027879.9082
t6415 | 4827772.9567 | 6398294.7899 | 268 | 2284658.2124 | 3027879.9082
t6416 | 3394070.6847 | 4498195.125 | 268 | 2284658.2124 | 3027879.9082
t6417 | 2867404.544 | 3800199.3298 | 268 | 2284658.2124 | 3027879.9082
t6418 | 1697035.3424 | 2249097.5625 | 268 | 2284658.2124 | 3027879.9082
t6419 | 672962.2909 | 891883.5162 | 268 | 2284658.2124 | 3027879.9082
t6420 | 234073.8403 | 310220.3534 | 268 | 2284658.2124 | 3027879.9082
t6421 | 117036.9202 | 155110.1767 | 268 | 2284658.2124 | 3027879.9082
t6422 | 87777.6901 | 116332.6325 | 268 | 2284658.2124 | 3027879.9082
t6423 | 87777.6901 | 116332.6325 | 268 | 2284658.2124 | 3027879.9082
t6424 | 146296.1502 | 193887.7209 | 268 | 2284658.2124 | 3027879.9082
t6425 | 292592.3004 | 387775.4418 | 268 | 2284658.2124 | 3027879.9082
t6426 | 555925.3708 | 736773.3394 | 268 | 2284658.2124 | 3027879.9082
t6427 | 1053332.2815 | 1395991.5905 | 268 | 2284658.2124 | 3027879.9082
t6428 | 1726294.5724 | 2287875.1067 | 268 | 2284658.2124 | 3027879.9082
t6429 | 2545553.0136 | 3373646.3438 | 268 | 2284658.2124 | 3027879.9082
t6430 | 3130737.6144 | 4149197.2274 | 268 | 2284658.2124 | 3027879.9082
t6431 | 3686662.9852 | 4885970.5668 | 268 | 2284658.2124 | 3027879.9082
t6432 | 4213329.1259 | 5583966.3621 | 268 | 2284658.2124 | 3027879.9082
t6433 | 4271847.586 | 5661521.4505 | 269 | 3991446.6314 | 5289903.3187
t6434 | 3803699.9053 | 5041080.7436 | 269 | 3991446.6314 | 5289903.3187
t6435 | 3189256.0745 | 4226752.3158 | 269 | 3991446.6314 | 5289903.3187
t6436 | 2574812.2436 | 3412423.8879 | 269 | 3991446.6314 | 5289903.3187
t6437 | 2369997.6333 | 3140981.0787 | 269 | 3991446.6314 | 5289903.3187
t6438 | 2604071.4736 | 3451201.4321 | 269 | 3991446.6314 | 5289903.3187
t6439 | 3072219.1543 | 4071642.139 | 269 | 3991446.6314 | 5289903.3187
t6440 | 2838145.314 | 3761421.7856 | 269 | 3991446.6314 | 5289903.3187
t6441 | 3394070.6847 | 4498195.125 | 269 | 3991446.6314 | 5289903.3187
t6442 | 4008514.5156 | 5312523.5528 | 269 | 3991446.6314 | 5289903.3187
t6443 | 3832959.1354 | 5079858.2877 | 269 | 3991446.6314 | 5289903.3187
t6444 | 3013700.6942 | 3994087.0507 | 269 | 3991446.6314 | 5289903.3187
t6445 | 2135923.793 | 2830760.7252 | 269 | 3991446.6314 | 5289903.3187
t6446 | 1579998.4222 | 2093987.3858 | 269 | 3991446.6314 | 5289903.3187
t6447 | 1521479.9621 | 2016432.2974 | 269 | 3991446.6314 | 5289903.3187
t6448 | 1784813.0325 | 2365430.1951 | 269 | 3991446.6314 | 5289903.3187
t6449 | 2194442.2531 | 2908315.8136 | 269 | 3991446.6314 | 5289903.3187
t6450 | 2838145.314 | 3761421.7856 | 269 | 3991446.6314 | 5289903.3187
t6451 | 4418143.7362 | 5855409.1714 | 269 | 3991446.6314 | 5289903.3187
t6452 | 6963696.7497 | 9229055.5151 | 269 | 3991446.6314 | 5289903.3187
t6453 | 8543695.1719 | 11323042.9009 | 269 | 3991446.6314 | 5289903.3187
t6454 | 8924065.1625 | 11827150.9753 | 269 | 3991446.6314 | 5289903.3187
t6455 | 8397399.0217 | 11129155.18 | 269 | 3991446.6314 | 5289903.3187
t6456 | 7519622.1205 | 9965828.8546 | 269 | 3991446.6314 | 5289903.3187
t6457 | 6846659.8296 | 9073945.3384 | 270 | 5408081.0192 | 7167382.7495
t6458 | 6524808.2991 | 8647392.3524 | 270 | 5408081.0192 | 7167382.7495
t6459 | 6378512.1489 | 8453504.6315 | 270 | 5408081.0192 | 7167382.7495
t6460 | 5822586.7781 | 7716731.2921 | 270 | 5408081.0192 | 7167382.7495
t6461 | 5412957.5576 | 7173845.6735 | 270 | 5408081.0192 | 7167382.7495
t6462 | 5325179.8674 | 7057513.041 | 270 | 5408081.0192 | 7167382.7495
t6463 | 5354439.0975 | 7096290.5852 | 270 | 5408081.0192 | 7167382.7495
t6464 | 5354439.0975 | 7096290.5852 | 270 | 5408081.0192 | 7167382.7495
t6465 | 6905178.2897 | 9151500.4268 | 270 | 5408081.0192 | 7167382.7495
t6466 | 7285548.2802 | 9655608.5011 | 270 | 5408081.0192 | 7167382.7495
t6467 | 7344066.7403 | 9733163.5895 | 270 | 5408081.0192 | 7167382.7495
t6468 | 6758882.1394 | 8957612.7059 | 270 | 5408081.0192 | 7167382.7495
t6469 | 5851846.0082 | 7755508.8362 | 270 | 5408081.0192 | 7167382.7495
t6470 | 4798513.7267 | 6359517.2457 | 270 | 5408081.0192 | 7167382.7495
t6471 | 3803699.9053 | 5041080.7436 | 270 | 5408081.0192 | 7167382.7495
t6472 | 3218515.3045 | 4265529.8599 | 270 | 5408081.0192 | 7167382.7495
t6473 | 2750367.6238 | 3645089.153 | 270 | 5408081.0192 | 7167382.7495
t6474 | 2340738.4033 | 3102203.5345 | 270 | 5408081.0192 | 7167382.7495
t6475 | 3013700.6942 | 3994087.0507 | 270 | 5408081.0192 | 7167382.7495
t6476 | 4681476.8065 | 6204407.069 | 270 | 5408081.0192 | 7167382.7495
t6477 | 6115179.0785 | 8104506.7339 | 270 | 5408081.0192 | 7167382.7495
t6478 | 6554067.5292 | 8686169.8966 | 270 | 5408081.0192 | 7167382.7495
t6479 | 6115179.0785 | 8104506.7339 | 270 | 5408081.0192 | 7167382.7495
t6480 | 5237402.1773 | 6941180.4084 | 270 | 5408081.0192 | 7167382.7495
t6481 | 4242588.3559 | 5622743.9063 | 271 | 960678.053 | 1273196.034
t6482 | 3218515.3045 | 4265529.8599 | 271 | 960678.053 | 1273196.034
t6483 | 2311479.1732 | 3063425.9903 | 271 | 960678.053 | 1273196.034
t6484 | 1843331.4926 | 2442985.2834 | 271 | 960678.053 | 1273196.034
t6485 | 1521479.9621 | 2016432.2974 | 271 | 960678.053 | 1273196.034
t6486 | 1258146.8918 | 1667434.3998 | 271 | 960678.053 | 1273196.034
t6487 | 1111850.7416 | 1473546.6789 | 271 | 960678.053 | 1273196.034
t6488 | 936295.3613 | 1240881.4138 | 271 | 960678.053 | 1273196.034
t6489 | 965554.5913 | 1279658.958 | 271 | 960678.053 | 1273196.034
t6490 | 848517.6712 | 1124548.7813 | 271 | 960678.053 | 1273196.034
t6491 | 702221.521 | 930661.0603 | 271 | 960678.053 | 1273196.034
t6492 | 643703.0609 | 853105.972 | 271 | 960678.053 | 1273196.034
t6493 | 585184.6008 | 775550.8836 | 271 | 960678.053 | 1273196.034
t6494 | 585184.6008 | 775550.8836 | 271 | 960678.053 | 1273196.034
t6495 | 614443.8309 | 814328.4278 | 271 | 960678.053 | 1273196.034
t6496 | 555925.3708 | 736773.3394 | 271 | 960678.053 | 1273196.034
t6497 | 438888.4506 | 581663.1627 | 271 | 960678.053 | 1273196.034
t6498 | 204814.6103 | 271442.8093 | 271 | 960678.053 | 1273196.034
t6499 | 87777.6901 | 116332.6325 | 271 | 960678.053 | 1273196.034
t6500 | 29259.23 | 38777.5442 | 271 | 960678.053 | 1273196.034
t6501 | 29259.23 | 38777.5442 | 271 | 960678.053 | 1273196.034
t6502 | 58518.4601 | 77555.0884 | 271 | 960678.053 | 1273196.034
t6503 | 117036.9202 | 155110.1767 | 271 | 960678.053 | 1273196.034
t6504 | 146296.1502 | 193887.7209 | 271 | 960678.053 | 1273196.034
t6505 | 146296.1502 | 193887.7209 | 272 | 270647.8779 | 358692.2837
t6506 | 87777.6901 | 116332.6325 | 272 | 270647.8779 | 358692.2837
t6507 | 87777.6901 | 116332.6325 | 272 | 270647.8779 | 358692.2837
t6508 | 29259.23 | 38777.5442 | 272 | 270647.8779 | 358692.2837
t6509 | 0 | 0 | 272 | 270647.8779 | 358692.2837
t6510 | 0 | 0 | 272 | 270647.8779 | 358692.2837
t6511 | 0 | 0 | 272 | 270647.8779 | 358692.2837
t6512 | 0 | 0 | 272 | 270647.8779 | 358692.2837
t6513 | 0 | 0 | 272 | 270647.8779 | 358692.2837
t6514 | 234073.8403 | 310220.3534 | 272 | 270647.8779 | 358692.2837
t6515 | 789999.2111 | 1046993.6929 | 272 | 270647.8779 | 358692.2837
t6516 | 1258146.8918 | 1667434.3998 | 272 | 270647.8779 | 358692.2837
t6517 | 1433702.272 | 1900099.6649 | 272 | 270647.8779 | 358692.2837
t6518 | 1316665.3518 | 1744989.4882 | 272 | 270647.8779 | 358692.2837
t6519 | 819258.4411 | 1085771.2371 | 272 | 270647.8779 | 358692.2837
t6520 | 263333.0704 | 348997.8976 | 272 | 270647.8779 | 358692.2837
t6521 | 29259.23 | 38777.5442 | 272 | 270647.8779 | 358692.2837
t6522 | 0 | 0 | 272 | 270647.8779 | 358692.2837
t6523 | 0 | 0 | 272 | 270647.8779 | 358692.2837
t6524 | 0 | 0 | 272 | 270647.8779 | 358692.2837
t6525 | 0 | 0 | 272 | 270647.8779 | 358692.2837
t6526 | 0 | 0 | 272 | 270647.8779 | 358692.2837
t6527 | 0 | 0 | 272 | 270647.8779 | 358692.2837
t6528 | 0 | 0 | 272 | 270647.8779 | 358692.2837
t6529 | 0 | 0 | 273 | 1417853.5224 | 1879095.1618
t6530 | 58518.4601 | 77555.0884 | 273 | 1417853.5224 | 1879095.1618
t6531 | 234073.8403 | 310220.3534 | 273 | 1417853.5224 | 1879095.1618
t6532 | 351110.7605 | 465330.5302 | 273 | 1417853.5224 | 1879095.1618
t6533 | 380369.9905 | 504108.0744 | 273 | 1417853.5224 | 1879095.1618
t6534 | 351110.7605 | 465330.5302 | 273 | 1417853.5224 | 1879095.1618
t6535 | 409629.2206 | 542885.6185 | 273 | 1417853.5224 | 1879095.1618
t6536 | 380369.9905 | 504108.0744 | 273 | 1417853.5224 | 1879095.1618
t6537 | 117036.9202 | 155110.1767 | 273 | 1417853.5224 | 1879095.1618
t6538 | 58518.4601 | 77555.0884 | 273 | 1417853.5224 | 1879095.1618
t6539 | 29259.23 | 38777.5442 | 273 | 1417853.5224 | 1879095.1618
t6540 | 0 | 0 | 273 | 1417853.5224 | 1879095.1618
t6541 | 0 | 0 | 273 | 1417853.5224 | 1879095.1618
t6542 | 0 | 0 | 273 | 1417853.5224 | 1879095.1618
t6543 | 0 | 0 | 273 | 1417853.5224 | 1879095.1618
t6544 | 0 | 0 | 273 | 1417853.5224 | 1879095.1618
t6545 | 58518.4601 | 77555.0884 | 273 | 1417853.5224 | 1879095.1618
t6546 | 380369.9905 | 504108.0744 | 273 | 1417853.5224 | 1879095.1618
t6547 | 1404443.042 | 1861322.1207 | 273 | 1417853.5224 | 1879095.1618
t6548 | 3130737.6144 | 4149197.2274 | 273 | 1417853.5224 | 1879095.1618
t6549 | 4886291.4168 | 6475849.8783 | 273 | 1417853.5224 | 1879095.1618
t6550 | 6349252.9189 | 8414727.0873 | 273 | 1417853.5224 | 1879095.1618
t6551 | 7402585.2003 | 9810718.6779 | 273 | 1417853.5224 | 1879095.1618
t6552 | 8046288.2612 | 10663824.6498 | 273 | 1417853.5224 | 1879095.1618
t6553 | 8017029.0312 | 10625047.1057 | 274 | 5202047.2744 | 6894324.2092
t6554 | 7578140.5806 | 10043383.9429 | 274 | 5202047.2744 | 6894324.2092
t6555 | 7051474.4399 | 9345388.1477 | 274 | 5202047.2744 | 6894324.2092
t6556 | 6056660.6185 | 8026951.6455 | 274 | 5202047.2744 | 6894324.2092
t6557 | 5032587.567 | 6669737.5992 | 274 | 5202047.2744 | 6894324.2092
t6558 | 4564439.8864 | 6049296.8923 | 274 | 5202047.2744 | 6894324.2092
t6559 | 4505921.4263 | 5971741.8039 | 274 | 5202047.2744 | 6894324.2092
t6560 | 4330366.0461 | 5739076.5388 | 274 | 5202047.2744 | 6894324.2092
t6561 | 4769254.4967 | 6320739.7015 | 274 | 5202047.2744 | 6894324.2092
t6562 | 5266661.4074 | 6979957.9526 | 274 | 5202047.2744 | 6894324.2092
t6563 | 5003328.337 | 6630960.055 | 274 | 5202047.2744 | 6894324.2092
t6564 | 4037773.7456 | 5351301.097 | 274 | 5202047.2744 | 6894324.2092
t6565 | 2984441.4642 | 3955309.5065 | 274 | 5202047.2744 | 6894324.2092
t6566 | 2487034.5535 | 3296091.2554 | 274 | 5202047.2744 | 6894324.2092
t6567 | 2691849.1638 | 3567534.0647 | 274 | 5202047.2744 | 6894324.2092
t6568 | 3335552.2247 | 4420640.0367 | 274 | 5202047.2744 | 6894324.2092
t6569 | 3862218.3654 | 5118635.8319 | 274 | 5202047.2744 | 6894324.2092
t6570 | 4242588.3559 | 5622743.9063 | 274 | 5202047.2744 | 6894324.2092
t6571 | 5676290.6279 | 7522843.5712 | 274 | 5202047.2744 | 6894324.2092
t6572 | 6700363.6794 | 8880057.6175 | 274 | 5202047.2744 | 6894324.2092
t6573 | 6875919.0596 | 9112722.8826 | 274 | 5202047.2744 | 6894324.2092
t6574 | 6846659.8296 | 9073945.3384 | 274 | 5202047.2744 | 6894324.2092
t6575 | 6671104.4493 | 8841280.0733 | 274 | 5202047.2744 | 6894324.2092
t6576 | 6261475.2288 | 8298394.4548 | 274 | 5202047.2744 | 6894324.2092
t6577 | 6261475.2288 | 8298394.4548 | 275 | 4137742.7816 | 5483791.0396
t6578 | 6641845.2193 | 8802502.5291 | 275 | 4137742.7816 | 5483791.0396
t6579 | 7227029.8201 | 9578053.4128 | 275 | 4137742.7816 | 5483791.0396
t6580 | 7139252.13 | 9461720.7802 | 275 | 4137742.7816 | 5483791.0396
t6581 | 6905178.2897 | 9151500.4268 | 275 | 4137742.7816 | 5483791.0396
t6582 | 6612585.9892 | 8763724.985 | 275 | 4137742.7816 | 5483791.0396
t6583 | 5910364.4683 | 7833063.9246 | 275 | 4137742.7816 | 5483791.0396
t6584 | 5149624.4872 | 6824847.7759 | 275 | 4137742.7816 | 5483791.0396
t6585 | 5003328.337 | 6630960.055 | 275 | 4137742.7816 | 5483791.0396
t6586 | 5091106.0271 | 6747292.6875 | 275 | 4137742.7816 | 5483791.0396
t6587 | 4505921.4263 | 5971741.8039 | 275 | 4137742.7816 | 5483791.0396
t6588 | 3540366.8349 | 4692082.8459 | 275 | 4137742.7816 | 5483791.0396
t6589 | 2838145.314 | 3761421.7856 | 275 | 4137742.7816 | 5483791.0396
t6590 | 2516293.7835 | 3334868.7996 | 275 | 4137742.7816 | 5483791.0396
t6591 | 2165183.023 | 2869538.2694 | 275 | 4137742.7816 | 5483791.0396
t6592 | 1404443.042 | 1861322.1207 | 275 | 4137742.7816 | 5483791.0396
t6593 | 789999.2111 | 1046993.6929 | 275 | 4137742.7816 | 5483791.0396
t6594 | 672962.2909 | 891883.5162 | 275 | 4137742.7816 | 5483791.0396
t6595 | 1287406.1218 | 1706211.944 | 275 | 4137742.7816 | 5483791.0396
t6596 | 2223701.4831 | 2947093.3578 | 275 | 4137742.7816 | 5483791.0396
t6597 | 3218515.3045 | 4265529.8599 | 275 | 4137742.7816 | 5483791.0396
t6598 | 4008514.5156 | 5312523.5528 | 275 | 4137742.7816 | 5483791.0396
t6599 | 4242588.3559 | 5622743.9063 | 275 | 4137742.7816 | 5483791.0396
t6600 | 3949996.0555 | 5234968.4645 | 275 | 4137742.7816 | 5483791.0396
t6601 | 3130737.6144 | 4149197.2274 | 276 | 423039.701 | 560658.6596
t6602 | 2223701.4831 | 2947093.3578 | 276 | 423039.701 | 560658.6596
t6603 | 1404443.042 | 1861322.1207 | 276 | 423039.701 | 560658.6596
t6604 | 555925.3708 | 736773.3394 | 276 | 423039.701 | 560658.6596
t6605 | 175555.3802 | 232665.2651 | 276 | 423039.701 | 560658.6596
t6606 | 58518.4601 | 77555.0884 | 276 | 423039.701 | 560658.6596
t6607 | 29259.23 | 38777.5442 | 276 | 423039.701 | 560658.6596
t6608 | 0 | 0 | 276 | 423039.701 | 560658.6596
t6609 | 0 | 0 | 276 | 423039.701 | 560658.6596
t6610 | 0 | 0 | 276 | 423039.701 | 560658.6596
t6611 | 0 | 0 | 276 | 423039.701 | 560658.6596
t6612 | 0 | 0 | 276 | 423039.701 | 560658.6596
t6613 | 0 | 0 | 276 | 423039.701 | 560658.6596
t6614 | 0 | 0 | 276 | 423039.701 | 560658.6596
t6615 | 29259.23 | 38777.5442 | 276 | 423039.701 | 560658.6596
t6616 | 87777.6901 | 116332.6325 | 276 | 423039.701 | 560658.6596
t6617 | 146296.1502 | 193887.7209 | 276 | 423039.701 | 560658.6596
t6618 | 175555.3802 | 232665.2651 | 276 | 423039.701 | 560658.6596
t6619 | 175555.3802 | 232665.2651 | 276 | 423039.701 | 560658.6596
t6620 | 234073.8403 | 310220.3534 | 276 | 423039.701 | 560658.6596
t6621 | 409629.2206 | 542885.6185 | 276 | 423039.701 | 560658.6596
t6622 | 497406.9107 | 659218.2511 | 276 | 423039.701 | 560658.6596
t6623 | 468147.6807 | 620440.7069 | 276 | 423039.701 | 560658.6596
t6624 | 351110.7605 | 465330.5302 | 276 | 423039.701 | 560658.6596
t6625 | 263333.0704 | 348997.8976 | 277 | 794875.7494 | 1053456.6169
t6626 | 234073.8403 | 310220.3534 | 277 | 794875.7494 | 1053456.6169
t6627 | 263333.0704 | 348997.8976 | 277 | 794875.7494 | 1053456.6169
t6628 | 409629.2206 | 542885.6185 | 277 | 794875.7494 | 1053456.6169
t6629 | 585184.6008 | 775550.8836 | 277 | 794875.7494 | 1053456.6169
t6630 | 819258.4411 | 1085771.2371 | 277 | 794875.7494 | 1053456.6169
t6631 | 936295.3613 | 1240881.4138 | 277 | 794875.7494 | 1053456.6169
t6632 | 731480.751 | 969438.6045 | 277 | 794875.7494 | 1053456.6169
t6633 | 351110.7605 | 465330.5302 | 277 | 794875.7494 | 1053456.6169
t6634 | 321851.5304 | 426552.986 | 277 | 794875.7494 | 1053456.6169
t6635 | 292592.3004 | 387775.4418 | 277 | 794875.7494 | 1053456.6169
t6636 | 438888.4506 | 581663.1627 | 277 | 794875.7494 | 1053456.6169
t6637 | 760739.9811 | 1008216.1487 | 277 | 794875.7494 | 1053456.6169
t6638 | 1228887.6617 | 1628656.8556 | 277 | 794875.7494 | 1053456.6169
t6639 | 1579998.4222 | 2093987.3858 | 277 | 794875.7494 | 1053456.6169
t6640 | 1814072.2625 | 2404207.7392 | 277 | 794875.7494 | 1053456.6169
t6641 | 1609257.6522 | 2132764.93 | 277 | 794875.7494 | 1053456.6169
t6642 | 994813.8214 | 1318436.5022 | 277 | 794875.7494 | 1053456.6169
t6643 | 819258.4411 | 1085771.2371 | 277 | 794875.7494 | 1053456.6169
t6644 | 907036.1313 | 1202103.8696 | 277 | 794875.7494 | 1053456.6169
t6645 | 936295.3613 | 1240881.4138 | 277 | 794875.7494 | 1053456.6169
t6646 | 936295.3613 | 1240881.4138 | 277 | 794875.7494 | 1053456.6169
t6647 | 936295.3613 | 1240881.4138 | 277 | 794875.7494 | 1053456.6169
t6648 | 907036.1313 | 1202103.8696 | 277 | 794875.7494 | 1053456.6169
t6649 | 877776.9012 | 1163326.3254 | 278 | 610786.4271 | 809481.2348
t6650 | 643703.0609 | 853105.972 | 278 | 610786.4271 | 809481.2348
t6651 | 292592.3004 | 387775.4418 | 278 | 610786.4271 | 809481.2348
t6652 | 87777.6901 | 116332.6325 | 278 | 610786.4271 | 809481.2348
t6653 | 0 | 0 | 278 | 610786.4271 | 809481.2348
t6654 | 0 | 0 | 278 | 610786.4271 | 809481.2348
t6655 | 29259.23 | 38777.5442 | 278 | 610786.4271 | 809481.2348
t6656 | 87777.6901 | 116332.6325 | 278 | 610786.4271 | 809481.2348
t6657 | 87777.6901 | 116332.6325 | 278 | 610786.4271 | 809481.2348
t6658 | 526666.1407 | 697995.7953 | 278 | 610786.4271 | 809481.2348
t6659 | 1228887.6617 | 1628656.8556 | 278 | 610786.4271 | 809481.2348
t6660 | 1492220.7321 | 1977654.7532 | 278 | 610786.4271 | 809481.2348
t6661 | 1521479.9621 | 2016432.2974 | 278 | 610786.4271 | 809481.2348
t6662 | 1492220.7321 | 1977654.7532 | 278 | 610786.4271 | 809481.2348
t6663 | 1375183.8119 | 1822544.5765 | 278 | 610786.4271 | 809481.2348
t6664 | 1228887.6617 | 1628656.8556 | 278 | 610786.4271 | 809481.2348
t6665 | 907036.1313 | 1202103.8696 | 278 | 610786.4271 | 809481.2348
t6666 | 555925.3708 | 736773.3394 | 278 | 610786.4271 | 809481.2348
t6667 | 438888.4506 | 581663.1627 | 278 | 610786.4271 | 809481.2348
t6668 | 380369.9905 | 504108.0744 | 278 | 610786.4271 | 809481.2348
t6669 | 351110.7605 | 465330.5302 | 278 | 610786.4271 | 809481.2348
t6670 | 351110.7605 | 465330.5302 | 278 | 610786.4271 | 809481.2348
t6671 | 351110.7605 | 465330.5302 | 278 | 610786.4271 | 809481.2348
t6672 | 351110.7605 | 465330.5302 | 278 | 610786.4271 | 809481.2348
t6673 | 409629.2206 | 542885.6185 | 279 | 2747929.3547 | 3641857.691
t6674 | 497406.9107 | 659218.2511 | 279 | 2747929.3547 | 3641857.691
t6675 | 614443.8309 | 814328.4278 | 279 | 2747929.3547 | 3641857.691
t6676 | 526666.1407 | 697995.7953 | 279 | 2747929.3547 | 3641857.691
t6677 | 380369.9905 | 504108.0744 | 279 | 2747929.3547 | 3641857.691
t6678 | 292592.3004 | 387775.4418 | 279 | 2747929.3547 | 3641857.691
t6679 | 380369.9905 | 504108.0744 | 279 | 2747929.3547 | 3641857.691
t6680 | 497406.9107 | 659218.2511 | 279 | 2747929.3547 | 3641857.691
t6681 | 526666.1407 | 697995.7953 | 279 | 2747929.3547 | 3641857.691
t6682 | 1843331.4926 | 2442985.2834 | 279 | 2747929.3547 | 3641857.691
t6683 | 3072219.1543 | 4071642.139 | 279 | 2747929.3547 | 3641857.691
t6684 | 3891477.5954 | 5157413.3761 | 279 | 2747929.3547 | 3641857.691
t6685 | 4505921.4263 | 5971741.8039 | 279 | 2747929.3547 | 3641857.691
t6686 | 4886291.4168 | 6475849.8783 | 279 | 2747929.3547 | 3641857.691
t6687 | 4974069.107 | 6592182.5108 | 279 | 2747929.3547 | 3641857.691
t6688 | 4359625.2761 | 5777854.083 | 279 | 2747929.3547 | 3641857.691
t6689 | 3686662.9852 | 4885970.5668 | 279 | 2747929.3547 | 3641857.691
t6690 | 2955182.2341 | 3916531.9623 | 279 | 2747929.3547 | 3641857.691
t6691 | 3306292.9946 | 4381862.4925 | 279 | 2747929.3547 | 3641857.691
t6692 | 4008514.5156 | 5312523.5528 | 279 | 2747929.3547 | 3641857.691
t6693 | 4886291.4168 | 6475849.8783 | 279 | 2747929.3547 | 3641857.691
t6694 | 5617772.1679 | 7445288.4828 | 279 | 2747929.3547 | 3641857.691
t6695 | 5412957.5576 | 7173845.6735 | 279 | 2747929.3547 | 3641857.691
t6696 | 4418143.7362 | 5855409.1714 | 279 | 2747929.3547 | 3641857.691
t6697 | 3159996.8444 | 4187974.7716 | 280 | 2368778.4987 | 3139365.3477
t6698 | 2165183.023 | 2869538.2694 | 280 | 2368778.4987 | 3139365.3477
t6699 | 1638516.8823 | 2171542.4741 | 280 | 2368778.4987 | 3139365.3477
t6700 | 1287406.1218 | 1706211.944 | 280 | 2368778.4987 | 3139365.3477
t6701 | 1199628.4317 | 1589879.3114 | 280 | 2368778.4987 | 3139365.3477
t6702 | 1404443.042 | 1861322.1207 | 280 | 2368778.4987 | 3139365.3477
t6703 | 1843331.4926 | 2442985.2834 | 280 | 2368778.4987 | 3139365.3477
t6704 | 1726294.5724 | 2287875.1067 | 280 | 2368778.4987 | 3139365.3477
t6705 | 1667776.1123 | 2210320.0183 | 280 | 2368778.4987 | 3139365.3477
t6706 | 3364811.4547 | 4459417.5808 | 280 | 2368778.4987 | 3139365.3477
t6707 | 4154810.6658 | 5506411.2737 | 280 | 2368778.4987 | 3139365.3477
t6708 | 4535180.6563 | 6010519.3481 | 280 | 2368778.4987 | 3139365.3477
t6709 | 4622958.3465 | 6126851.9806 | 280 | 2368778.4987 | 3139365.3477
t6710 | 4564439.8864 | 6049296.8923 | 280 | 2368778.4987 | 3139365.3477
t6711 | 4388884.5061 | 5816631.6272 | 280 | 2368778.4987 | 3139365.3477
t6712 | 3686662.9852 | 4885970.5668 | 280 | 2368778.4987 | 3139365.3477
t6713 | 2896663.774 | 3838976.8739 | 280 | 2368778.4987 | 3139365.3477
t6714 | 2048146.1029 | 2714428.0927 | 280 | 2368778.4987 | 3139365.3477
t6715 | 1638516.8823 | 2171542.4741 | 280 | 2368778.4987 | 3139365.3477
t6716 | 1433702.272 | 1900099.6649 | 280 | 2368778.4987 | 3139365.3477
t6717 | 1170369.2016 | 1551101.7672 | 280 | 2368778.4987 | 3139365.3477
t6718 | 965554.5913 | 1279658.958 | 280 | 2368778.4987 | 3139365.3477
t6719 | 760739.9811 | 1008216.1487 | 280 | 2368778.4987 | 3139365.3477
t6720 | 526666.1407 | 697995.7953 | 280 | 2368778.4987 | 3139365.3477
t6721 | 351110.7605 | 465330.5302 | 281 | 3575721.7379 | 4738939.0451
t6722 | 234073.8403 | 310220.3534 | 281 | 3575721.7379 | 4738939.0451
t6723 | 263333.0704 | 348997.8976 | 281 | 3575721.7379 | 4738939.0451
t6724 | 204814.6103 | 271442.8093 | 281 | 3575721.7379 | 4738939.0451
t6725 | 234073.8403 | 310220.3534 | 281 | 3575721.7379 | 4738939.0451
t6726 | 438888.4506 | 581663.1627 | 281 | 3575721.7379 | 4738939.0451
t6727 | 702221.521 | 930661.0603 | 281 | 3575721.7379 | 4738939.0451
t6728 | 848517.6712 | 1124548.7813 | 281 | 3575721.7379 | 4738939.0451
t6729 | 555925.3708 | 736773.3394 | 281 | 3575721.7379 | 4738939.0451
t6730 | 1814072.2625 | 2404207.7392 | 281 | 3575721.7379 | 4738939.0451
t6731 | 2516293.7835 | 3334868.7996 | 281 | 3575721.7379 | 4738939.0451
t6732 | 3101478.3843 | 4110419.6832 | 281 | 3575721.7379 | 4738939.0451
t6733 | 3862218.3654 | 5118635.8319 | 281 | 3575721.7379 | 4738939.0451
t6734 | 4798513.7267 | 6359517.2457 | 281 | 3575721.7379 | 4738939.0451
t6735 | 5998142.1584 | 7949396.5572 | 281 | 3575721.7379 | 4738939.0451
t6736 | 7431844.4304 | 9849496.222 | 281 | 3575721.7379 | 4738939.0451
t6737 | 8660732.0921 | 11478153.0776 | 281 | 3575721.7379 | 4738939.0451
t6738 | 7109992.8999 | 9422943.236 | 281 | 3575721.7379 | 4738939.0451
t6739 | 6729622.9094 | 8918835.1617 | 281 | 3575721.7379 | 4738939.0451
t6740 | 6085919.8485 | 8065729.1897 | 281 | 3575721.7379 | 4738939.0451
t6741 | 5471476.0176 | 7251400.7619 | 281 | 3575721.7379 | 4738939.0451
t6742 | 5764068.3181 | 7639176.2037 | 281 | 3575721.7379 | 4738939.0451
t6743 | 6173697.5386 | 8182061.8222 | 281 | 3575721.7379 | 4738939.0451
t6744 | 6466289.839 | 8569837.2641 | 281 | 3575721.7379 | 4738939.0451
t6745 | 6612585.9892 | 8763724.985 | 282 | 5334932.9441 | 7065591.696
t6746 | 6758882.1394 | 8957612.7059 | 282 | 5334932.9441 | 7065591.696
t6747 | 6992955.9798 | 9267833.0593 | 282 | 5334932.9441 | 7065591.696
t6748 | 6144438.3086 | 8143284.2781 | 282 | 5334932.9441 | 7065591.696
t6749 | 5003328.337 | 6630960.055 | 282 | 5334932.9441 | 7065591.696
t6750 | 4359625.2761 | 5777854.083 | 282 | 5334932.9441 | 7065591.696
t6751 | 3862218.3654 | 5118635.8319 | 282 | 5334932.9441 | 7065591.696
t6752 | 3686662.9852 | 4885970.5668 | 282 | 5334932.9441 | 7065591.696
t6753 | 4242588.3559 | 5622743.9063 | 282 | 5334932.9441 | 7065591.696
t6754 | 5208142.9473 | 6902402.8643 | 282 | 5334932.9441 | 7065591.696
t6755 | 6466289.839 | 8569837.2641 | 282 | 5334932.9441 | 7065591.696
t6756 | 7519622.1205 | 9965828.8546 | 282 | 5334932.9441 | 7065591.696
t6757 | 8660732.0921 | 11478153.0776 | 282 | 5334932.9441 | 7065591.696
t6758 | 9567768.2234 | 12680256.9473 | 282 | 5334932.9441 | 7065591.696
t6759 | 10152952.8242 | 13339475.1983 | 282 | 5334932.9441 | 7065591.696
t6760 | 9509249.7633 | 12602701.8589 | 282 | 5334932.9441 | 7065591.696
t6761 | 7929251.3411 | 10508714.4731 | 282 | 5334932.9441 | 7065591.696
t6762 | 4974069.107 | 6592182.5108 | 282 | 5334932.9441 | 7065591.696
t6763 | 3511107.6049 | 4653305.3017 | 282 | 5334932.9441 | 7065591.696
t6764 | 2545553.0136 | 3373646.3438 | 282 | 5334932.9441 | 7065591.696
t6765 | 1697035.3424 | 2249097.5625 | 282 | 5334932.9441 | 7065591.696
t6766 | 1141109.9716 | 1512324.2231 | 282 | 5334932.9441 | 7065591.696
t6767 | 848517.6712 | 1124548.7813 | 282 | 5334932.9441 | 7065591.696
t6768 | 643703.0609 | 853105.972 | 282 | 5334932.9441 | 7065591.696
t6769 | 497406.9107 | 659218.2511 | 283 | 4130427.9741 | 5474096.6536
t6770 | 409629.2206 | 542885.6185 | 283 | 4130427.9741 | 5474096.6536
t6771 | 468147.6807 | 620440.7069 | 283 | 4130427.9741 | 5474096.6536
t6772 | 585184.6008 | 775550.8836 | 283 | 4130427.9741 | 5474096.6536
t6773 | 1111850.7416 | 1473546.6789 | 283 | 4130427.9741 | 5474096.6536
t6774 | 2048146.1029 | 2714428.0927 | 283 | 4130427.9741 | 5474096.6536
t6775 | 2984441.4642 | 3955309.5065 | 283 | 4130427.9741 | 5474096.6536
t6776 | 3189256.0745 | 4226752.3158 | 283 | 4130427.9741 | 5474096.6536
t6777 | 3101478.3843 | 4110419.6832 | 283 | 4130427.9741 | 5474096.6536
t6778 | 5266661.4074 | 6979957.9526 | 283 | 4130427.9741 | 5474096.6536
t6779 | 7109992.8999 | 9422943.236 | 283 | 4130427.9741 | 5474096.6536
t6780 | 8543695.1719 | 11323042.9009 | 283 | 4130427.9741 | 5474096.6536
t6781 | 9041102.0826 | 11982261.152 | 283 | 4130427.9741 | 5474096.6536
t6782 | 8397399.0217 | 11129155.18 | 283 | 4130427.9741 | 5474096.6536
t6783 | 7344066.7403 | 9733163.5895 | 283 | 4130427.9741 | 5474096.6536
t6784 | 7431844.4304 | 9849496.222 | 283 | 4130427.9741 | 5474096.6536
t6785 | 7168511.36 | 9500498.3244 | 283 | 4130427.9741 | 5474096.6536
t6786 | 5237402.1773 | 6941180.4084 | 283 | 4130427.9741 | 5474096.6536
t6787 | 4096292.2057 | 5428856.1854 | 283 | 4130427.9741 | 5474096.6536
t6788 | 3569626.065 | 4730860.3901 | 283 | 4130427.9741 | 5474096.6536
t6789 | 3189256.0745 | 4226752.3158 | 283 | 4130427.9741 | 5474096.6536
t6790 | 2838145.314 | 3761421.7856 | 283 | 4130427.9741 | 5474096.6536
t6791 | 2721108.3938 | 3606311.6089 | 283 | 4130427.9741 | 5474096.6536
t6792 | 2779626.8539 | 3683866.6972 | 283 | 4130427.9741 | 5474096.6536
t6793 | 3072219.1543 | 4071642.139 | 284 | 7330656.2598 | 7115679.3573
t6794 | 3189256.0745 | 4226752.3158 | 284 | 7330656.2598 | 7115679.3573
t6795 | 3101478.3843 | 4110419.6832 | 284 | 7330656.2598 | 7115679.3573
t6796 | 2925923.0041 | 3877754.4181 | 284 | 7330656.2598 | 7115679.3573
t6797 | 2399256.8634 | 3179758.6229 | 284 | 7330656.2598 | 7115679.3573
t6798 | 1697035.3424 | 2249097.5625 | 284 | 7330656.2598 | 7115679.3573
t6799 | 1082591.5115 | 1434769.1347 | 284 | 7330656.2598 | 7115679.3573
t6800 | 702221.521 | 930661.0603 | 284 | 7330656.2598 | 7115679.3573
t6801 | 526666.1407 | 697995.7953 | 284 | 7330656.2598 | 7115679.3573
t6802 | 468147.6807 | 620440.7069 | 284 | 7330656.2598 | 7115679.3573
t6803 | 1141109.9716 | 1512324.2231 | 284 | 7330656.2598 | 7115679.3573
t6804 | 2633330.7037 | 3489978.9763 | 284 | 7330656.2598 | 7115679.3573
t6805 | 4476662.1963 | 5932964.2597 | 284 | 7330656.2598 | 7115679.3573
t6806 | 6437030.609 | 8531059.7199 | 284 | 7330656.2598 | 7115679.3573
t6807 | 7987769.8012 | 10586269.5615 | 284 | 7330656.2598 | 7115679.3573
t6808 | 9041102.0826 | 11982261.152 | 284 | 7330656.2598 | 7115679.3573
t6809 | 8251102.8715 | 10935267.4591 | 284 | 7330656.2598 | 7115679.3573
t6810 | 9333694.383 | 12370036.5938 | 284 | 7330656.2598 | 7115679.3573
t6811 | 13400727.3587 | 13339475.1983 | 284 | 7330656.2598 | 7115679.3573
t6812 | 16502205.7431 | 13339475.1983 | 284 | 7330656.2598 | 7115679.3573
t6813 | 18374796.4657 | 13339475.1983 | 284 | 7330656.2598 | 7115679.3573
t6814 | 19720721.0476 | 13339475.1983 | 284 | 7330656.2598 | 7115679.3573
t6815 | 20042572.578 | 13339475.1983 | 284 | 7330656.2598 | 7115679.3573
t6816 | 19428128.7472 | 13339475.1983 | 284 | 7330656.2598 | 7115679.3573
t6817 | 18667388.7661 | 13339475.1983 | 285 | 15863379.2205 | 13337364.399
t6818 | 18082204.1653 | 13339475.1983 | 285 | 15863379.2205 | 13337364.399
t6819 | 17643315.7147 | 13339475.1983 | 285 | 15863379.2205 | 13337364.399
t6820 | 16502205.7431 | 13339475.1983 | 285 | 15863379.2205 | 13337364.399
t6821 | 14775911.1707 | 13339475.1983 | 285 | 15863379.2205 | 13337364.399
t6822 | 13459245.8188 | 13339475.1983 | 285 | 15863379.2205 | 13337364.399
t6823 | 12991098.1382 | 13339475.1983 | 285 | 15863379.2205 | 13337364.399
t6824 | 12493691.2275 | 13339475.1983 | 285 | 15863379.2205 | 13337364.399
t6825 | 14219985.7999 | 13339475.1983 | 285 | 15863379.2205 | 13337364.399
t6826 | 16794798.0435 | 13339475.1983 | 285 | 15863379.2205 | 13337364.399
t6827 | 17643315.7147 | 13339475.1983 | 285 | 15863379.2205 | 13337364.399
t6828 | 17467760.3344 | 13339475.1983 | 285 | 15863379.2205 | 13337364.399
t6829 | 17028871.8838 | 13339475.1983 | 285 | 15863379.2205 | 13337364.399
t6830 | 16560724.2031 | 13339475.1983 | 285 | 15863379.2205 | 13337364.399
t6831 | 15975539.6023 | 13339475.1983 | 285 | 15863379.2205 | 13337364.399
t6832 | 15390355.0015 | 13339475.1983 | 285 | 15863379.2205 | 13337364.399
t6833 | 14863688.8608 | 13339475.1983 | 285 | 15863379.2205 | 13337364.399
t6834 | 13283690.4386 | 13339475.1983 | 285 | 15863379.2205 | 13337364.399
t6835 | 13049616.5982 | 13339475.1983 | 285 | 15863379.2205 | 13337364.399
t6836 | 14512578.1003 | 13339475.1983 | 285 | 15863379.2205 | 13337364.399
t6837 | 16063317.2925 | 13339475.1983 | 285 | 15863379.2205 | 13337364.399
t6838 | 17116649.5739 | 13339475.1983 | 285 | 15863379.2205 | 13337364.399
t6839 | 17731093.4048 | 13339475.1983 | 285 | 15863379.2205 | 13337364.399
t6840 | 18404055.6957 | 13288816.0143 | 285 | 15863379.2205 | 13337364.399
t6841 | 19281832.5969 | 13334904.8973 | 286 | 13387316.8783 | 11608212.5044
t6842 | 20247387.1883 | 13226402.4873 | 286 | 13387316.8783 | 11608212.5044
t6843 | 20978867.9393 | 13282453.1973 | 286 | 13387316.8783 | 11608212.5044
t6844 | 21300719.4698 | 13339475.1983 | 286 | 13387316.8783 | 11608212.5044
t6845 | 20832571.7891 | 13339475.1983 | 286 | 13387316.8783 | 11608212.5044
t6846 | 19632943.3574 | 13339475.1983 | 286 | 13387316.8783 | 11608212.5044
t6847 | 18345537.2356 | 13339475.1983 | 286 | 13387316.8783 | 11608212.5044
t6848 | 16589983.4332 | 13339475.1983 | 286 | 13387316.8783 | 11608212.5044
t6849 | 16502205.7431 | 13339475.1983 | 286 | 13387316.8783 | 11608212.5044
t6850 | 15565910.3818 | 13339475.1983 | 286 | 13387316.8783 | 11608212.5044
t6851 | 14980725.7809 | 13339475.1983 | 286 | 13387316.8783 | 11608212.5044
t6852 | 14337022.72 | 13339475.1983 | 286 | 13387316.8783 | 11608212.5044
t6853 | 13898134.2694 | 13339475.1983 | 286 | 13387316.8783 | 11608212.5044
t6854 | 13488505.0489 | 13339475.1983 | 286 | 13387316.8783 | 11608212.5044
t6855 | 12669246.6077 | 13339475.1983 | 286 | 13387316.8783 | 11608212.5044
t6856 | 12054802.7768 | 13339475.1983 | 286 | 13387316.8783 | 11608212.5044
t6857 | 11352581.2559 | 13339475.1983 | 286 | 13387316.8783 | 11608212.5044
t6858 | 7695177.5008 | 10198494.1197 | 286 | 13387316.8783 | 11608212.5044
t6859 | 5003328.337 | 6630960.055 | 286 | 13387316.8783 | 11608212.5044
t6860 | 4125551.4358 | 5467633.7296 | 286 | 13387316.8783 | 11608212.5044
t6861 | 4447402.9662 | 5894186.7155 | 286 | 13387316.8783 | 11608212.5044
t6862 | 5149624.4872 | 6824847.7759 | 286 | 13387316.8783 | 11608212.5044
t6863 | 6173697.5386 | 8182061.8222 | 286 | 13387316.8783 | 11608212.5044
t6864 | 6641845.2193 | 8802502.5291 | 286 | 13387316.8783 | 11608212.5044
t6865 | 6437030.609 | 8531059.7199 | 287 | 5782355.3368 | 7577778.4254
t6866 | 6934437.5197 | 9190277.971 | 287 | 5782355.3368 | 7577778.4254
t6867 | 7402585.2003 | 9810718.6779 | 287 | 5782355.3368 | 7577778.4254
t6868 | 7314807.5102 | 9694386.0453 | 287 | 5782355.3368 | 7577778.4254
t6869 | 5529994.4777 | 7328955.8503 | 287 | 5782355.3368 | 7577778.4254
t6870 | 3335552.2247 | 4420640.0367 | 287 | 5782355.3368 | 7577778.4254
t6871 | 2399256.8634 | 3179758.6229 | 287 | 5782355.3368 | 7577778.4254
t6872 | 2369997.6333 | 3140981.0787 | 287 | 5782355.3368 | 7577778.4254
t6873 | 3598885.295 | 4769637.9343 | 287 | 5782355.3368 | 7577778.4254
t6874 | 4652217.5765 | 6165629.5248 | 287 | 5782355.3368 | 7577778.4254
t6875 | 4622958.3465 | 6126851.9806 | 287 | 5782355.3368 | 7577778.4254
t6876 | 4739995.2666 | 6281962.1574 | 287 | 5782355.3368 | 7577778.4254
t6877 | 5149624.4872 | 6824847.7759 | 287 | 5782355.3368 | 7577778.4254
t6878 | 5676290.6279 | 7522843.5712 | 287 | 5782355.3368 | 7577778.4254
t6879 | 7022215.2098 | 9306610.6035 | 287 | 5782355.3368 | 7577778.4254
t6880 | 9538508.9933 | 12641479.4031 | 287 | 5782355.3368 | 7577778.4254
t6881 | 11615914.3262 | 13339475.1983 | 287 | 5782355.3368 | 7577778.4254
t6882 | 9333694.383 | 12370036.5938 | 287 | 5782355.3368 | 7577778.4254
t6883 | 5851846.0082 | 7755508.8362 | 287 | 5782355.3368 | 7577778.4254
t6884 | 3101478.3843 | 4110419.6832 | 287 | 5782355.3368 | 7577778.4254
t6885 | 3657403.7551 | 4847193.0227 | 287 | 5782355.3368 | 7577778.4254
t6886 | 5588512.9378 | 7406510.9386 | 287 | 5782355.3368 | 7577778.4254
t6887 | 6232215.9987 | 8259616.9106 | 287 | 5782355.3368 | 7577778.4254
t6888 | 6671104.4493 | 8841280.0733 | 287 | 5782355.3368 | 7577778.4254
t6889 | 6524808.2991 | 8647392.3524 | 288 | 7648850.3865 | 9655608.5011
t6890 | 5529994.4777 | 7328955.8503 | 288 | 7648850.3865 | 9655608.5011
t6891 | 4622958.3465 | 6126851.9806 | 288 | 7648850.3865 | 9655608.5011
t6892 | 3920736.8255 | 5196190.9203 | 288 | 7648850.3865 | 9655608.5011
t6893 | 3949996.0555 | 5234968.4645 | 288 | 7648850.3865 | 9655608.5011
t6894 | 4125551.4358 | 5467633.7296 | 288 | 7648850.3865 | 9655608.5011
t6895 | 4184069.8958 | 5545188.8179 | 288 | 7648850.3865 | 9655608.5011
t6896 | 3862218.3654 | 5118635.8319 | 288 | 7648850.3865 | 9655608.5011
t6897 | 4125551.4358 | 5467633.7296 | 288 | 7648850.3865 | 9655608.5011
t6898 | 6232215.9987 | 8259616.9106 | 288 | 7648850.3865 | 9655608.5011
t6899 | 7753695.9608 | 10276049.208 | 288 | 7648850.3865 | 9655608.5011
t6900 | 9421472.0732 | 12486369.2264 | 288 | 7648850.3865 | 9655608.5011
t6901 | 11411099.7159 | 13339475.1983 | 288 | 7648850.3865 | 9655608.5011
t6902 | 12522950.4575 | 13339475.1983 | 288 | 7648850.3865 | 9655608.5011
t6903 | 12405913.5373 | 13339475.1983 | 288 | 7648850.3865 | 9655608.5011
t6904 | 11937765.8567 | 13339475.1983 | 288 | 7648850.3865 | 9655608.5011
t6905 | 10767396.655 | 13339475.1983 | 288 | 7648850.3865 | 9655608.5011
t6906 | 7987769.8012 | 10586269.5615 | 288 | 7648850.3865 | 9655608.5011
t6907 | 8075547.4913 | 10702602.194 | 288 | 7648850.3865 | 9655608.5011
t6908 | 8748509.7822 | 11594485.7102 | 288 | 7648850.3865 | 9655608.5011
t6909 | 8777769.0123 | 11633263.2544 | 288 | 7648850.3865 | 9655608.5011
t6910 | 9041102.0826 | 11982261.152 | 288 | 7648850.3865 | 9655608.5011
t6911 | 9011842.8526 | 11943483.6078 | 288 | 7648850.3865 | 9655608.5011
t6912 | 8631472.8621 | 11439375.5335 | 288 | 7648850.3865 | 9655608.5011
t6913 | 7812214.4209 | 10353604.2964 | 289 | 4874100.071 | 6459692.5682
t6914 | 6817400.5995 | 9035167.7942 | 289 | 4874100.071 | 6459692.5682
t6915 | 5968882.9283 | 7910619.013 | 289 | 4874100.071 | 6459692.5682
t6916 | 4974069.107 | 6592182.5108 | 289 | 4874100.071 | 6459692.5682
t6917 | 3832959.1354 | 5079858.2877 | 289 | 4874100.071 | 6459692.5682
t6918 | 2925923.0041 | 3877754.4181 | 289 | 4874100.071 | 6459692.5682
t6919 | 2282219.9432 | 3024648.4461 | 289 | 4874100.071 | 6459692.5682
t6920 | 1872590.7226 | 2481762.8276 | 289 | 4874100.071 | 6459692.5682
t6921 | 1784813.0325 | 2365430.1951 | 289 | 4874100.071 | 6459692.5682
t6922 | 3423329.9148 | 4536972.6692 | 289 | 4874100.071 | 6459692.5682
t6923 | 5588512.9378 | 7406510.9386 | 289 | 4874100.071 | 6459692.5682
t6924 | 7051474.4399 | 9345388.1477 | 289 | 4874100.071 | 6459692.5682
t6925 | 8485176.7119 | 11245487.8126 | 289 | 4874100.071 | 6459692.5682
t6926 | 9684805.1435 | 12835367.124 | 289 | 4874100.071 | 6459692.5682
t6927 | 9860360.5238 | 13068032.3891 | 289 | 4874100.071 | 6459692.5682
t6928 | 8865546.7024 | 11749595.8869 | 289 | 4874100.071 | 6459692.5682
t6929 | 7256289.0501 | 9616830.9569 | 289 | 4874100.071 | 6459692.5682
t6930 | 4681476.8065 | 6204407.069 | 289 | 4874100.071 | 6459692.5682
t6931 | 3774440.6753 | 5002303.1994 | 289 | 4874100.071 | 6459692.5682
t6932 | 2925923.0041 | 3877754.4181 | 289 | 4874100.071 | 6459692.5682
t6933 | 2282219.9432 | 3024648.4461 | 289 | 4874100.071 | 6459692.5682
t6934 | 1931109.1827 | 2559317.916 | 289 | 4874100.071 | 6459692.5682
t6935 | 1638516.8823 | 2171542.4741 | 289 | 4874100.071 | 6459692.5682
t6936 | 1258146.8918 | 1667434.3998 | 289 | 4874100.071 | 6459692.5682
t6937 | 936295.3613 | 1240881.4138 | 290 | 1405662.1765 | 1862937.8517
t6938 | 819258.4411 | 1085771.2371 | 290 | 1405662.1765 | 1862937.8517
t6939 | 848517.6712 | 1124548.7813 | 290 | 1405662.1765 | 1862937.8517
t6940 | 555925.3708 | 736773.3394 | 290 | 1405662.1765 | 1862937.8517
t6941 | 263333.0704 | 348997.8976 | 290 | 1405662.1765 | 1862937.8517
t6942 | 146296.1502 | 193887.7209 | 290 | 1405662.1765 | 1862937.8517
t6943 | 292592.3004 | 387775.4418 | 290 | 1405662.1765 | 1862937.8517
t6944 | 643703.0609 | 853105.972 | 290 | 1405662.1765 | 1862937.8517
t6945 | 526666.1407 | 697995.7953 | 290 | 1405662.1765 | 1862937.8517
t6946 | 965554.5913 | 1279658.958 | 290 | 1405662.1765 | 1862937.8517
t6947 | 2077405.3329 | 2753205.6369 | 290 | 1405662.1765 | 1862937.8517
t6948 | 2691849.1638 | 3567534.0647 | 290 | 1405662.1765 | 1862937.8517
t6949 | 3130737.6144 | 4149197.2274 | 290 | 1405662.1765 | 1862937.8517
t6950 | 3452589.1448 | 4575750.2134 | 290 | 1405662.1765 | 1862937.8517
t6951 | 3394070.6847 | 4498195.125 | 290 | 1405662.1765 | 1862937.8517
t6952 | 2867404.544 | 3800199.3298 | 290 | 1405662.1765 | 1862937.8517
t6953 | 1931109.1827 | 2559317.916 | 290 | 1405662.1765 | 1862937.8517
t6954 | 1111850.7416 | 1473546.6789 | 290 | 1405662.1765 | 1862937.8517
t6955 | 819258.4411 | 1085771.2371 | 290 | 1405662.1765 | 1862937.8517
t6956 | 789999.2111 | 1046993.6929 | 290 | 1405662.1765 | 1862937.8517
t6957 | 907036.1313 | 1202103.8696 | 290 | 1405662.1765 | 1862937.8517
t6958 | 1199628.4317 | 1589879.3114 | 290 | 1405662.1765 | 1862937.8517
t6959 | 1550739.1922 | 2055209.8416 | 290 | 1405662.1765 | 1862937.8517
t6960 | 1814072.2625 | 2404207.7392 | 290 | 1405662.1765 | 1862937.8517
t6961 | 1931109.1827 | 2559317.916 | 291 | 1642174.286 | 2176389.6672
t6962 | 1931109.1827 | 2559317.916 | 291 | 1642174.286 | 2176389.6672
t6963 | 1784813.0325 | 2365430.1951 | 291 | 1642174.286 | 2176389.6672
t6964 | 1375183.8119 | 1822544.5765 | 291 | 1642174.286 | 2176389.6672
t6965 | 994813.8214 | 1318436.5022 | 291 | 1642174.286 | 2176389.6672
t6966 | 848517.6712 | 1124548.7813 | 291 | 1642174.286 | 2176389.6672
t6967 | 789999.2111 | 1046993.6929 | 291 | 1642174.286 | 2176389.6672
t6968 | 877776.9012 | 1163326.3254 | 291 | 1642174.286 | 2176389.6672
t6969 | 789999.2111 | 1046993.6929 | 291 | 1642174.286 | 2176389.6672
t6970 | 526666.1407 | 697995.7953 | 291 | 1642174.286 | 2176389.6672
t6971 | 1141109.9716 | 1512324.2231 | 291 | 1642174.286 | 2176389.6672
t6972 | 2223701.4831 | 2947093.3578 | 291 | 1642174.286 | 2176389.6672
t6973 | 2604071.4736 | 3451201.4321 | 291 | 1642174.286 | 2176389.6672
t6974 | 2545553.0136 | 3373646.3438 | 291 | 1642174.286 | 2176389.6672
t6975 | 2048146.1029 | 2714428.0927 | 291 | 1642174.286 | 2176389.6672
t6976 | 1024073.0514 | 1357214.0463 | 291 | 1642174.286 | 2176389.6672
t6977 | 175555.3802 | 232665.2651 | 291 | 1642174.286 | 2176389.6672
t6978 | 29259.23 | 38777.5442 | 291 | 1642174.286 | 2176389.6672
t6979 | 29259.23 | 38777.5442 | 291 | 1642174.286 | 2176389.6672
t6980 | 146296.1502 | 193887.7209 | 291 | 1642174.286 | 2176389.6672
t6981 | 731480.751 | 969438.6045 | 291 | 1642174.286 | 2176389.6672
t6982 | 2574812.2436 | 3412423.8879 | 291 | 1642174.286 | 2176389.6672
t6983 | 5178883.7172 | 6863625.3201 | 291 | 1642174.286 | 2176389.6672
t6984 | 7109992.8999 | 9422943.236 | 291 | 1642174.286 | 2176389.6672
t6985 | 8251102.8715 | 10935267.4591 | 292 | 8047507.3958 | 9750561.1125
t6986 | 8777769.0123 | 11633263.2544 | 292 | 8047507.3958 | 9750561.1125
t6987 | 8924065.1625 | 11827150.9753 | 292 | 8047507.3958 | 9750561.1125
t6988 | 7578140.5806 | 10043383.9429 | 292 | 8047507.3958 | 9750561.1125
t6989 | 6583326.7592 | 8724947.4408 | 292 | 8047507.3958 | 9750561.1125
t6990 | 6202956.7687 | 8220839.3664 | 292 | 8047507.3958 | 9750561.1125
t6991 | 6202956.7687 | 8220839.3664 | 292 | 8047507.3958 | 9750561.1125
t6992 | 6261475.2288 | 8298394.4548 | 292 | 8047507.3958 | 9750561.1125
t6993 | 4739995.2666 | 6281962.1574 | 292 | 8047507.3958 | 9750561.1125
t6994 | 4330366.0461 | 5739076.5388 | 292 | 8047507.3958 | 9750561.1125
t6995 | 6027401.3884 | 7988174.1013 | 292 | 8047507.3958 | 9750561.1125
t6996 | 6144438.3086 | 8143284.2781 | 292 | 8047507.3958 | 9750561.1125
t6997 | 5998142.1584 | 7949396.5572 | 292 | 8047507.3958 | 9750561.1125
t6998 | 5764068.3181 | 7639176.2037 | 292 | 8047507.3958 | 9750561.1125
t6999 | 5676290.6279 | 7522843.5712 | 292 | 8047507.3958 | 9750561.1125
t7000 | 6056660.6185 | 8026951.6455 | 292 | 8047507.3958 | 9750561.1125
t7001 | 5471476.0176 | 7251400.7619 | 292 | 8047507.3958 | 9750561.1125
t7002 | 7373325.9703 | 9771941.1337 | 292 | 8047507.3958 | 9750561.1125
t7003 | 11030729.7254 | 13339475.1983 | 292 | 8047507.3958 | 9750561.1125
t7004 | 13195912.7484 | 13339475.1983 | 292 | 8047507.3958 | 9750561.1125
t7005 | 13517764.2789 | 13339475.1983 | 292 | 8047507.3958 | 9750561.1125
t7006 | 13400727.3587 | 13339475.1983 | 292 | 8047507.3958 | 9750561.1125
t7007 | 13049616.5982 | 13285351.3533 | 292 | 8047507.3958 | 9750561.1125
t7008 | 12581468.9176 | 13151921.3443 | 292 | 8047507.3958 | 9750561.1125
t7009 | 11937765.8567 | 13090130.6983 | 293 | 3554996.45 | 4528194.2493
t7010 | 11030729.7254 | 13086699.5233 | 293 | 3554996.45 | 4528194.2493
t7011 | 10035915.904 | 13165582.7653 | 293 | 3554996.45 | 4528194.2493
t7012 | 9187398.2328 | 12176148.8729 | 293 | 3554996.45 | 4528194.2493
t7013 | 8543695.1719 | 11323042.9009 | 293 | 3554996.45 | 4528194.2493
t7014 | 7987769.8012 | 10586269.5615 | 293 | 3554996.45 | 4528194.2493
t7015 | 7431844.4304 | 9849496.222 | 293 | 3554996.45 | 4528194.2493
t7016 | 6817400.5995 | 9035167.7942 | 293 | 3554996.45 | 4528194.2493
t7017 | 4388884.5061 | 5816631.6272 | 293 | 3554996.45 | 4528194.2493
t7018 | 2194442.2531 | 2908315.8136 | 293 | 3554996.45 | 4528194.2493
t7019 | 1843331.4926 | 2442985.2834 | 293 | 3554996.45 | 4528194.2493
t7020 | 819258.4411 | 1085771.2371 | 293 | 3554996.45 | 4528194.2493
t7021 | 146296.1502 | 193887.7209 | 293 | 3554996.45 | 4528194.2493
t7022 | 0 | 0 | 293 | 3554996.45 | 4528194.2493
t7023 | 0 | 0 | 293 | 3554996.45 | 4528194.2493
t7024 | 29259.23 | 38777.5442 | 293 | 3554996.45 | 4528194.2493
t7025 | 58518.4601 | 77555.0884 | 293 | 3554996.45 | 4528194.2493
t7026 | 146296.1502 | 193887.7209 | 293 | 3554996.45 | 4528194.2493
t7027 | 234073.8403 | 310220.3534 | 293 | 3554996.45 | 4528194.2493
t7028 | 292592.3004 | 387775.4418 | 293 | 3554996.45 | 4528194.2493
t7029 | 292592.3004 | 387775.4418 | 293 | 3554996.45 | 4528194.2493
t7030 | 380369.9905 | 504108.0744 | 293 | 3554996.45 | 4528194.2493
t7031 | 614443.8309 | 814328.4278 | 293 | 3554996.45 | 4528194.2493
t7032 | 907036.1313 | 1202103.8696 | 293 | 3554996.45 | 4528194.2493
t7033 | 1170369.2016 | 1551101.7672 | 294 | 2231016.2906 | 2956787.7438
t7034 | 1404443.042 | 1861322.1207 | 294 | 2231016.2906 | 2956787.7438
t7035 | 1579998.4222 | 2093987.3858 | 294 | 2231016.2906 | 2956787.7438
t7036 | 1550739.1922 | 2055209.8416 | 294 | 2231016.2906 | 2956787.7438
t7037 | 1492220.7321 | 1977654.7532 | 294 | 2231016.2906 | 2956787.7438
t7038 | 1550739.1922 | 2055209.8416 | 294 | 2231016.2906 | 2956787.7438
t7039 | 1755553.8025 | 2326652.6509 | 294 | 2231016.2906 | 2956787.7438
t7040 | 1960368.4127 | 2598095.4601 | 294 | 2231016.2906 | 2956787.7438
t7041 | 1492220.7321 | 1977654.7532 | 294 | 2231016.2906 | 2956787.7438
t7042 | 468147.6807 | 620440.7069 | 294 | 2231016.2906 | 2956787.7438
t7043 | 468147.6807 | 620440.7069 | 294 | 2231016.2906 | 2956787.7438
t7044 | 1228887.6617 | 1628656.8556 | 294 | 2231016.2906 | 2956787.7438
t7045 | 1287406.1218 | 1706211.944 | 294 | 2231016.2906 | 2956787.7438
t7046 | 1404443.042 | 1861322.1207 | 294 | 2231016.2906 | 2956787.7438
t7047 | 1521479.9621 | 2016432.2974 | 294 | 2231016.2906 | 2956787.7438
t7048 | 1784813.0325 | 2365430.1951 | 294 | 2231016.2906 | 2956787.7438
t7049 | 1872590.7226 | 2481762.8276 | 294 | 2231016.2906 | 2956787.7438
t7050 | 2223701.4831 | 2947093.3578 | 294 | 2231016.2906 | 2956787.7438
t7051 | 2896663.774 | 3838976.8739 | 294 | 2231016.2906 | 2956787.7438
t7052 | 3364811.4547 | 4459417.5808 | 294 | 2231016.2906 | 2956787.7438
t7053 | 3745181.4452 | 4963525.6552 | 294 | 2231016.2906 | 2956787.7438
t7054 | 4593699.1164 | 6088074.4365 | 294 | 2231016.2906 | 2956787.7438
t7055 | 5822586.7781 | 7716731.2921 | 294 | 2231016.2906 | 2956787.7438
t7056 | 6905178.2897 | 9151500.4268 | 294 | 2231016.2906 | 2956787.7438
t7057 | 7578140.5806 | 10043383.9429 | 295 | 7954853.1674 | 10542644.8243
t7058 | 8046288.2612 | 10663824.6498 | 295 | 7954853.1674 | 10542644.8243
t7059 | 8309621.3316 | 11012822.5475 | 295 | 7954853.1674 | 10542644.8243
t7060 | 8543695.1719 | 11323042.9009 | 295 | 7954853.1674 | 10542644.8243
t7061 | 8602213.632 | 11400597.9893 | 295 | 7954853.1674 | 10542644.8243
t7062 | 8192584.4115 | 10857712.3707 | 295 | 7954853.1674 | 10542644.8243
t7063 | 7929251.3411 | 10508714.4731 | 295 | 7954853.1674 | 10542644.8243
t7064 | 7519622.1205 | 9965828.8546 | 295 | 7954853.1674 | 10542644.8243
t7065 | 5471476.0176 | 7251400.7619 | 295 | 7954853.1674 | 10542644.8243
t7066 | 5354439.0975 | 7096290.5852 | 295 | 7954853.1674 | 10542644.8243
t7067 | 6963696.7497 | 9229055.5151 | 295 | 7954853.1674 | 10542644.8243
t7068 | 7431844.4304 | 9849496.222 | 295 | 7954853.1674 | 10542644.8243
t7069 | 7782955.1909 | 10314826.7522 | 295 | 7954853.1674 | 10542644.8243
t7070 | 8017029.0312 | 10625047.1057 | 295 | 7954853.1674 | 10542644.8243
t7071 | 7987769.8012 | 10586269.5615 | 295 | 7954853.1674 | 10542644.8243
t7072 | 8251102.8715 | 10935267.4591 | 295 | 7954853.1674 | 10542644.8243
t7073 | 7139252.13 | 9461720.7802 | 295 | 7954853.1674 | 10542644.8243
t7074 | 7373325.9703 | 9771941.1337 | 295 | 7954853.1674 | 10542644.8243
t7075 | 8719250.5522 | 11555708.166 | 295 | 7954853.1674 | 10542644.8243
t7076 | 9421472.0732 | 12486369.2264 | 295 | 7954853.1674 | 10542644.8243
t7077 | 9362953.6131 | 12408814.138 | 295 | 7954853.1674 | 10542644.8243
t7078 | 9421472.0732 | 12486369.2264 | 295 | 7954853.1674 | 10542644.8243
t7079 | 9158139.0028 | 12137371.3287 | 295 | 7954853.1674 | 10542644.8243
t7080 | 8338880.5617 | 11051600.0917 | 295 | 7954853.1674 | 10542644.8243
t7081 | 7109992.8999 | 9422943.236 | 296 | 4108483.5516 | 5445013.4954
t7082 | 5617772.1679 | 7445288.4828 | 296 | 4108483.5516 | 5445013.4954
t7083 | 4388884.5061 | 5816631.6272 | 296 | 4108483.5516 | 5445013.4954
t7084 | 3540366.8349 | 4692082.8459 | 296 | 4108483.5516 | 5445013.4954
t7085 | 2925923.0041 | 3877754.4181 | 296 | 4108483.5516 | 5445013.4954
t7086 | 2457775.3234 | 3257313.7112 | 296 | 4108483.5516 | 5445013.4954
t7087 | 2165183.023 | 2869538.2694 | 296 | 4108483.5516 | 5445013.4954
t7088 | 1931109.1827 | 2559317.916 | 296 | 4108483.5516 | 5445013.4954
t7089 | 936295.3613 | 1240881.4138 | 296 | 4108483.5516 | 5445013.4954
t7090 | 234073.8403 | 310220.3534 | 296 | 4108483.5516 | 5445013.4954
t7091 | 409629.2206 | 542885.6185 | 296 | 4108483.5516 | 5445013.4954
t7092 | 1228887.6617 | 1628656.8556 | 296 | 4108483.5516 | 5445013.4954
t7093 | 1814072.2625 | 2404207.7392 | 296 | 4108483.5516 | 5445013.4954
t7094 | 2428516.0934 | 3218536.167 | 296 | 4108483.5516 | 5445013.4954
t7095 | 3218515.3045 | 4265529.8599 | 296 | 4108483.5516 | 5445013.4954
t7096 | 4184069.8958 | 5545188.8179 | 296 | 4108483.5516 | 5445013.4954
t7097 | 3832959.1354 | 5079858.2877 | 296 | 4108483.5516 | 5445013.4954
t7098 | 4242588.3559 | 5622743.9063 | 296 | 4108483.5516 | 5445013.4954
t7099 | 5588512.9378 | 7406510.9386 | 296 | 4108483.5516 | 5445013.4954
t7100 | 6992955.9798 | 9267833.0593 | 296 | 4108483.5516 | 5445013.4954
t7101 | 8134065.9514 | 10780157.2824 | 296 | 4108483.5516 | 5445013.4954
t7102 | 8748509.7822 | 11594485.7102 | 296 | 4108483.5516 | 5445013.4954
t7103 | 8602213.632 | 11400597.9893 | 296 | 4108483.5516 | 5445013.4954
t7104 | 7870732.881 | 10431159.3848 | 296 | 4108483.5516 | 5445013.4954
t7105 | 6788141.3695 | 8996390.25 | 297 | 3038083.3859 | 4026401.6708
t7106 | 5705549.858 | 7561621.1153 | 297 | 3038083.3859 | 4026401.6708
t7107 | 4739995.2666 | 6281962.1574 | 297 | 3038083.3859 | 4026401.6708
t7108 | 3803699.9053 | 5041080.7436 | 297 | 3038083.3859 | 4026401.6708
t7109 | 3189256.0745 | 4226752.3158 | 297 | 3038083.3859 | 4026401.6708
t7110 | 3013700.6942 | 3994087.0507 | 297 | 3038083.3859 | 4026401.6708
t7111 | 3101478.3843 | 4110419.6832 | 297 | 3038083.3859 | 4026401.6708
t7112 | 3306292.9946 | 4381862.4925 | 297 | 3038083.3859 | 4026401.6708
t7113 | 2369997.6333 | 3140981.0787 | 297 | 3038083.3859 | 4026401.6708
t7114 | 1345924.5819 | 1783767.0323 | 297 | 3038083.3859 | 4026401.6708
t7115 | 2721108.3938 | 3606311.6089 | 297 | 3038083.3859 | 4026401.6708
t7116 | 3101478.3843 | 4110419.6832 | 297 | 3038083.3859 | 4026401.6708
t7117 | 2311479.1732 | 3063425.9903 | 297 | 3038083.3859 | 4026401.6708
t7118 | 1667776.1123 | 2210320.0183 | 297 | 3038083.3859 | 4026401.6708
t7119 | 1316665.3518 | 1744989.4882 | 297 | 3038083.3859 | 4026401.6708
t7120 | 1228887.6617 | 1628656.8556 | 297 | 3038083.3859 | 4026401.6708
t7121 | 1111850.7416 | 1473546.6789 | 297 | 3038083.3859 | 4026401.6708
t7122 | 1433702.272 | 1900099.6649 | 297 | 3038083.3859 | 4026401.6708
t7123 | 2077405.3329 | 2753205.6369 | 297 | 3038083.3859 | 4026401.6708
t7124 | 2779626.8539 | 3683866.6972 | 297 | 3038083.3859 | 4026401.6708
t7125 | 3452589.1448 | 4575750.2134 | 297 | 3038083.3859 | 4026401.6708
t7126 | 3920736.8255 | 5196190.9203 | 297 | 3038083.3859 | 4026401.6708
t7127 | 4154810.6658 | 5506411.2737 | 297 | 3038083.3859 | 4026401.6708
t7128 | 4271847.586 | 5661521.4505 | 297 | 3038083.3859 | 4026401.6708
t7129 | 4388884.5061 | 5816631.6272 | 298 | 2571154.8398 | 3407576.6949
t7130 | 4593699.1164 | 6088074.4365 | 298 | 2571154.8398 | 3407576.6949
t7131 | 4739995.2666 | 6281962.1574 | 298 | 2571154.8398 | 3407576.6949
t7132 | 4067032.9757 | 5390078.6412 | 298 | 2571154.8398 | 3407576.6949
t7133 | 3394070.6847 | 4498195.125 | 298 | 2571154.8398 | 3407576.6949
t7134 | 2925923.0041 | 3877754.4181 | 298 | 2571154.8398 | 3407576.6949
t7135 | 2604071.4736 | 3451201.4321 | 298 | 2571154.8398 | 3407576.6949
t7136 | 2340738.4033 | 3102203.5345 | 298 | 2571154.8398 | 3407576.6949
t7137 | 1609257.6522 | 2132764.93 | 298 | 2571154.8398 | 3407576.6949
t7138 | 731480.751 | 969438.6045 | 298 | 2571154.8398 | 3407576.6949
t7139 | 1111850.7416 | 1473546.6789 | 298 | 2571154.8398 | 3407576.6949
t7140 | 1726294.5724 | 2287875.1067 | 298 | 2571154.8398 | 3407576.6949
t7141 | 1872590.7226 | 2481762.8276 | 298 | 2571154.8398 | 3407576.6949
t7142 | 1931109.1827 | 2559317.916 | 298 | 2571154.8398 | 3407576.6949
t7143 | 1931109.1827 | 2559317.916 | 298 | 2571154.8398 | 3407576.6949
t7144 | 1726294.5724 | 2287875.1067 | 298 | 2571154.8398 | 3407576.6949
t7145 | 1345924.5819 | 1783767.0323 | 298 | 2571154.8398 | 3407576.6949
t7146 | 1345924.5819 | 1783767.0323 | 298 | 2571154.8398 | 3407576.6949
t7147 | 1872590.7226 | 2481762.8276 | 298 | 2571154.8398 | 3407576.6949
t7148 | 2604071.4736 | 3451201.4321 | 298 | 2571154.8398 | 3407576.6949
t7149 | 3130737.6144 | 4149197.2274 | 298 | 2571154.8398 | 3407576.6949
t7150 | 3481848.3749 | 4614527.7576 | 298 | 2571154.8398 | 3407576.6949
t7151 | 3364811.4547 | 4459417.5808 | 298 | 2571154.8398 | 3407576.6949
t7152 | 2867404.544 | 3800199.3298 | 298 | 2571154.8398 | 3407576.6949
t7153 | 2282219.9432 | 3024648.4461 | 299 | 3264842.4187 | 4326927.6382
t7154 | 1726294.5724 | 2287875.1067 | 299 | 3264842.4187 | 4326927.6382
t7155 | 1316665.3518 | 1744989.4882 | 299 | 3264842.4187 | 4326927.6382
t7156 | 1082591.5115 | 1434769.1347 | 299 | 3264842.4187 | 4326927.6382
t7157 | 1228887.6617 | 1628656.8556 | 299 | 3264842.4187 | 4326927.6382
t7158 | 1697035.3424 | 2249097.5625 | 299 | 3264842.4187 | 4326927.6382
t7159 | 2399256.8634 | 3179758.6229 | 299 | 3264842.4187 | 4326927.6382
t7160 | 3159996.8444 | 4187974.7716 | 299 | 3264842.4187 | 4326927.6382
t7161 | 2984441.4642 | 3955309.5065 | 299 | 3264842.4187 | 4326927.6382
t7162 | 1726294.5724 | 2287875.1067 | 299 | 3264842.4187 | 4326927.6382
t7163 | 3277033.7646 | 4343084.9483 | 299 | 3264842.4187 | 4326927.6382
t7164 | 4067032.9757 | 5390078.6412 | 299 | 3264842.4187 | 4326927.6382
t7165 | 3803699.9053 | 5041080.7436 | 299 | 3264842.4187 | 4326927.6382
t7166 | 3452589.1448 | 4575750.2134 | 299 | 3264842.4187 | 4326927.6382
t7167 | 3335552.2247 | 4420640.0367 | 299 | 3264842.4187 | 4326927.6382
t7168 | 3189256.0745 | 4226752.3158 | 299 | 3264842.4187 | 4326927.6382
t7169 | 2925923.0041 | 3877754.4181 | 299 | 3264842.4187 | 4326927.6382
t7170 | 3598885.295 | 4769637.9343 | 299 | 3264842.4187 | 4326927.6382
t7171 | 5061846.7971 | 6708515.1434 | 299 | 3264842.4187 | 4326927.6382
t7172 | 6261475.2288 | 8298394.4548 | 299 | 3264842.4187 | 4326927.6382
t7173 | 6612585.9892 | 8763724.985 | 299 | 3264842.4187 | 4326927.6382
t7174 | 5705549.858 | 7561621.1153 | 299 | 3264842.4187 | 4326927.6382
t7175 | 4330366.0461 | 5739076.5388 | 299 | 3264842.4187 | 4326927.6382
t7176 | 3130737.6144 | 4149197.2274 | 299 | 3264842.4187 | 4326927.6382
t7177 | 2223701.4831 | 2947093.3578 | 300 | 693687.5789 | 919350.9433
t7178 | 1609257.6522 | 2132764.93 | 300 | 693687.5789 | 919350.9433
t7179 | 1170369.2016 | 1551101.7672 | 300 | 693687.5789 | 919350.9433
t7180 | 907036.1313 | 1202103.8696 | 300 | 693687.5789 | 919350.9433
t7181 | 731480.751 | 969438.6045 | 300 | 693687.5789 | 919350.9433
t7182 | 672962.2909 | 891883.5162 | 300 | 693687.5789 | 919350.9433
t7183 | 702221.521 | 930661.0603 | 300 | 693687.5789 | 919350.9433
t7184 | 848517.6712 | 1124548.7813 | 300 | 693687.5789 | 919350.9433
t7185 | 614443.8309 | 814328.4278 | 300 | 693687.5789 | 919350.9433
t7186 | 234073.8403 | 310220.3534 | 300 | 693687.5789 | 919350.9433
t7187 | 731480.751 | 969438.6045 | 300 | 693687.5789 | 919350.9433
t7188 | 731480.751 | 969438.6045 | 300 | 693687.5789 | 919350.9433
t7189 | 497406.9107 | 659218.2511 | 300 | 693687.5789 | 919350.9433
t7190 | 351110.7605 | 465330.5302 | 300 | 693687.5789 | 919350.9433
t7191 | 234073.8403 | 310220.3534 | 300 | 693687.5789 | 919350.9433
t7192 | 175555.3802 | 232665.2651 | 300 | 693687.5789 | 919350.9433
t7193 | 87777.6901 | 116332.6325 | 300 | 693687.5789 | 919350.9433
t7194 | 58518.4601 | 77555.0884 | 300 | 693687.5789 | 919350.9433
t7195 | 87777.6901 | 116332.6325 | 300 | 693687.5789 | 919350.9433
t7196 | 204814.6103 | 271442.8093 | 300 | 693687.5789 | 919350.9433
t7197 | 526666.1407 | 697995.7953 | 300 | 693687.5789 | 919350.9433
t7198 | 907036.1313 | 1202103.8696 | 300 | 693687.5789 | 919350.9433
t7199 | 1170369.2016 | 1551101.7672 | 300 | 693687.5789 | 919350.9433
t7200 | 1170369.2016 | 1551101.7672 | 300 | 693687.5789 | 919350.9433
t7201 | 907036.1313 | 1202103.8696 | 301 | 475462.4882 | 630135.0929
t7202 | 497406.9107 | 659218.2511 | 301 | 475462.4882 | 630135.0929
t7203 | 146296.1502 | 193887.7209 | 301 | 475462.4882 | 630135.0929
t7204 | 0 | 0 | 301 | 475462.4882 | 630135.0929
t7205 | 0 | 0 | 301 | 475462.4882 | 630135.0929
t7206 | 0 | 0 | 301 | 475462.4882 | 630135.0929
t7207 | 87777.6901 | 116332.6325 | 301 | 475462.4882 | 630135.0929
t7208 | 555925.3708 | 736773.3394 | 301 | 475462.4882 | 630135.0929
t7209 | 731480.751 | 969438.6045 | 301 | 475462.4882 | 630135.0929
t7210 | 409629.2206 | 542885.6185 | 301 | 475462.4882 | 630135.0929
t7211 | 321851.5304 | 426552.986 | 301 | 475462.4882 | 630135.0929
t7212 | 117036.9202 | 155110.1767 | 301 | 475462.4882 | 630135.0929
t7213 | 29259.23 | 38777.5442 | 301 | 475462.4882 | 630135.0929
t7214 | 0 | 0 | 301 | 475462.4882 | 630135.0929
t7215 | 0 | 0 | 301 | 475462.4882 | 630135.0929
t7216 | 0 | 0 | 301 | 475462.4882 | 630135.0929
t7217 | 0 | 0 | 301 | 475462.4882 | 630135.0929
t7218 | 0 | 0 | 301 | 475462.4882 | 630135.0929
t7219 | 0 | 0 | 301 | 475462.4882 | 630135.0929
t7220 | 117036.9202 | 155110.1767 | 301 | 475462.4882 | 630135.0929
t7221 | 585184.6008 | 775550.8836 | 301 | 475462.4882 | 630135.0929
t7222 | 1404443.042 | 1861322.1207 | 301 | 475462.4882 | 630135.0929
t7223 | 2340738.4033 | 3102203.5345 | 301 | 475462.4882 | 630135.0929
t7224 | 3159996.8444 | 4187974.7716 | 301 | 475462.4882 | 630135.0929
t7225 | 3628144.5251 | 4808415.4785 | 302 | 2029859.0841 | 2690192.1276
t7226 | 3686662.9852 | 4885970.5668 | 302 | 2029859.0841 | 2690192.1276
t7227 | 3452589.1448 | 4575750.2134 | 302 | 2029859.0841 | 2690192.1276
t7228 | 3072219.1543 | 4071642.139 | 302 | 2029859.0841 | 2690192.1276
t7229 | 2779626.8539 | 3683866.6972 | 302 | 2029859.0841 | 2690192.1276
t7230 | 2545553.0136 | 3373646.3438 | 302 | 2029859.0841 | 2690192.1276
t7231 | 2399256.8634 | 3179758.6229 | 302 | 2029859.0841 | 2690192.1276
t7232 | 1989627.6428 | 2636873.0043 | 302 | 2029859.0841 | 2690192.1276
t7233 | 1053332.2815 | 1395991.5905 | 302 | 2029859.0841 | 2690192.1276
t7234 | 497406.9107 | 659218.2511 | 302 | 2029859.0841 | 2690192.1276
t7235 | 263333.0704 | 348997.8976 | 302 | 2029859.0841 | 2690192.1276
t7236 | 117036.9202 | 155110.1767 | 302 | 2029859.0841 | 2690192.1276
t7237 | 29259.23 | 38777.5442 | 302 | 2029859.0841 | 2690192.1276
t7238 | 0 | 0 | 302 | 2029859.0841 | 2690192.1276
t7239 | 29259.23 | 38777.5442 | 302 | 2029859.0841 | 2690192.1276
t7240 | 87777.6901 | 116332.6325 | 302 | 2029859.0841 | 2690192.1276
t7241 | 351110.7605 | 465330.5302 | 302 | 2029859.0841 | 2690192.1276
t7242 | 1170369.2016 | 1551101.7672 | 302 | 2029859.0841 | 2690192.1276
t7243 | 2223701.4831 | 2947093.3578 | 302 | 2029859.0841 | 2690192.1276
t7244 | 3130737.6144 | 4149197.2274 | 302 | 2029859.0841 | 2690192.1276
t7245 | 3774440.6753 | 5002303.1994 | 302 | 2029859.0841 | 2690192.1276
t7246 | 4096292.2057 | 5428856.1854 | 302 | 2029859.0841 | 2690192.1276
t7247 | 4184069.8958 | 5545188.8179 | 302 | 2029859.0841 | 2690192.1276
t7248 | 4154810.6658 | 5506411.2737 | 302 | 2029859.0841 | 2690192.1276
t7249 | 3920736.8255 | 5196190.9203 | 303 | 3252651.0729 | 4310770.3281
t7250 | 3715922.2152 | 4924748.111 | 303 | 3252651.0729 | 4310770.3281
t7251 | 3598885.295 | 4769637.9343 | 303 | 3252651.0729 | 4310770.3281
t7252 | 3218515.3045 | 4265529.8599 | 303 | 3252651.0729 | 4310770.3281
t7253 | 2955182.2341 | 3916531.9623 | 303 | 3252651.0729 | 4310770.3281
t7254 | 2896663.774 | 3838976.8739 | 303 | 3252651.0729 | 4310770.3281
t7255 | 2955182.2341 | 3916531.9623 | 303 | 3252651.0729 | 4310770.3281
t7256 | 3072219.1543 | 4071642.139 | 303 | 3252651.0729 | 4310770.3281
t7257 | 1901849.9527 | 2520540.3718 | 303 | 3252651.0729 | 4310770.3281
t7258 | 819258.4411 | 1085771.2371 | 303 | 3252651.0729 | 4310770.3281
t7259 | 731480.751 | 969438.6045 | 303 | 3252651.0729 | 4310770.3281
t7260 | 497406.9107 | 659218.2511 | 303 | 3252651.0729 | 4310770.3281
t7261 | 321851.5304 | 426552.986 | 303 | 3252651.0729 | 4310770.3281
t7262 | 292592.3004 | 387775.4418 | 303 | 3252651.0729 | 4310770.3281
t7263 | 438888.4506 | 581663.1627 | 303 | 3252651.0729 | 4310770.3281
t7264 | 731480.751 | 969438.6045 | 303 | 3252651.0729 | 4310770.3281
t7265 | 1404443.042 | 1861322.1207 | 303 | 3252651.0729 | 4310770.3281
t7266 | 2925923.0041 | 3877754.4181 | 303 | 3252651.0729 | 4310770.3281
t7267 | 4798513.7267 | 6359517.2457 | 303 | 3252651.0729 | 4310770.3281
t7268 | 6056660.6185 | 8026951.6455 | 303 | 3252651.0729 | 4310770.3281
t7269 | 6729622.9094 | 8918835.1617 | 303 | 3252651.0729 | 4310770.3281
t7270 | 7578140.5806 | 10043383.9429 | 303 | 3252651.0729 | 4310770.3281
t7271 | 8251102.8715 | 10935267.4591 | 303 | 3252651.0729 | 4310770.3281
t7272 | 8251102.8715 | 10935267.4591 | 303 | 3252651.0729 | 4310770.3281
t7273 | 7841473.651 | 10392381.8406 | 304 | 3296539.9179 | 4368936.6444
t7274 | 7168511.36 | 9500498.3244 | 304 | 3296539.9179 | 4368936.6444
t7275 | 6407771.379 | 8492282.1757 | 304 | 3296539.9179 | 4368936.6444
t7276 | 5617772.1679 | 7445288.4828 | 304 | 3296539.9179 | 4368936.6444
t7277 | 4915550.6469 | 6514627.4224 | 304 | 3296539.9179 | 4368936.6444
t7278 | 4388884.5061 | 5816631.6272 | 304 | 3296539.9179 | 4368936.6444
t7279 | 4242588.3559 | 5622743.9063 | 304 | 3296539.9179 | 4368936.6444
t7280 | 3774440.6753 | 5002303.1994 | 304 | 3296539.9179 | 4368936.6444
t7281 | 3511107.6049 | 4653305.3017 | 304 | 3296539.9179 | 4368936.6444
t7282 | 3364811.4547 | 4459417.5808 | 304 | 3296539.9179 | 4368936.6444
t7283 | 3072219.1543 | 4071642.139 | 304 | 3296539.9179 | 4368936.6444
t7284 | 2867404.544 | 3800199.3298 | 304 | 3296539.9179 | 4368936.6444
t7285 | 2662589.9337 | 3528756.5205 | 304 | 3296539.9179 | 4368936.6444
t7286 | 2311479.1732 | 3063425.9903 | 304 | 3296539.9179 | 4368936.6444
t7287 | 1989627.6428 | 2636873.0043 | 304 | 3296539.9179 | 4368936.6444
t7288 | 1521479.9621 | 2016432.2974 | 304 | 3296539.9179 | 4368936.6444
t7289 | 936295.3613 | 1240881.4138 | 304 | 3296539.9179 | 4368936.6444
t7290 | 819258.4411 | 1085771.2371 | 304 | 3296539.9179 | 4368936.6444
t7291 | 1082591.5115 | 1434769.1347 | 304 | 3296539.9179 | 4368936.6444
t7292 | 1521479.9621 | 2016432.2974 | 304 | 3296539.9179 | 4368936.6444
t7293 | 1931109.1827 | 2559317.916 | 304 | 3296539.9179 | 4368936.6444
t7294 | 2311479.1732 | 3063425.9903 | 304 | 3296539.9179 | 4368936.6444
t7295 | 2457775.3234 | 3257313.7112 | 304 | 3296539.9179 | 4368936.6444
t7296 | 2399256.8634 | 3179758.6229 | 304 | 3296539.9179 | 4368936.6444
t7297 | 2165183.023 | 2869538.2694 | 305 | 375493.4522 | 497645.1503
t7298 | 1843331.4926 | 2442985.2834 | 305 | 375493.4522 | 497645.1503
t7299 | 1404443.042 | 1861322.1207 | 305 | 375493.4522 | 497645.1503
t7300 | 965554.5913 | 1279658.958 | 305 | 375493.4522 | 497645.1503
t7301 | 614443.8309 | 814328.4278 | 305 | 375493.4522 | 497645.1503
t7302 | 351110.7605 | 465330.5302 | 305 | 375493.4522 | 497645.1503
t7303 | 204814.6103 | 271442.8093 | 305 | 375493.4522 | 497645.1503
t7304 | 117036.9202 | 155110.1767 | 305 | 375493.4522 | 497645.1503
t7305 | 58518.4601 | 77555.0884 | 305 | 375493.4522 | 497645.1503
t7306 | 0 | 0 | 305 | 375493.4522 | 497645.1503
t7307 | 0 | 0 | 305 | 375493.4522 | 497645.1503
t7308 | 0 | 0 | 305 | 375493.4522 | 497645.1503
t7309 | 0 | 0 | 305 | 375493.4522 | 497645.1503
t7310 | 0 | 0 | 305 | 375493.4522 | 497645.1503
t7311 | 0 | 0 | 305 | 375493.4522 | 497645.1503
t7312 | 0 | 0 | 305 | 375493.4522 | 497645.1503
t7313 | 0 | 0 | 305 | 375493.4522 | 497645.1503
t7314 | 0 | 0 | 305 | 375493.4522 | 497645.1503
t7315 | 0 | 0 | 305 | 375493.4522 | 497645.1503
t7316 | 29259.23 | 38777.5442 | 305 | 375493.4522 | 497645.1503
t7317 | 175555.3802 | 232665.2651 | 305 | 375493.4522 | 497645.1503
t7318 | 351110.7605 | 465330.5302 | 305 | 375493.4522 | 497645.1503
t7319 | 409629.2206 | 542885.6185 | 305 | 375493.4522 | 497645.1503
t7320 | 321851.5304 | 426552.986 | 305 | 375493.4522 | 497645.1503
t7321 | 263333.0704 | 348997.8976 | 306 | 1953053.6052 | 2588401.0741
t7322 | 234073.8403 | 310220.3534 | 306 | 1953053.6052 | 2588401.0741
t7323 | 263333.0704 | 348997.8976 | 306 | 1953053.6052 | 2588401.0741
t7324 | 380369.9905 | 504108.0744 | 306 | 1953053.6052 | 2588401.0741
t7325 | 585184.6008 | 775550.8836 | 306 | 1953053.6052 | 2588401.0741
t7326 | 848517.6712 | 1124548.7813 | 306 | 1953053.6052 | 2588401.0741
t7327 | 1170369.2016 | 1551101.7672 | 306 | 1953053.6052 | 2588401.0741
t7328 | 1492220.7321 | 1977654.7532 | 306 | 1953053.6052 | 2588401.0741
t7329 | 1316665.3518 | 1744989.4882 | 306 | 1953053.6052 | 2588401.0741
t7330 | 1024073.0514 | 1357214.0463 | 306 | 1953053.6052 | 2588401.0741
t7331 | 1579998.4222 | 2093987.3858 | 306 | 1953053.6052 | 2588401.0741
t7332 | 2252960.7131 | 2985870.902 | 306 | 1953053.6052 | 2588401.0741
t7333 | 2750367.6238 | 3645089.153 | 306 | 1953053.6052 | 2588401.0741
t7334 | 3189256.0745 | 4226752.3158 | 306 | 1953053.6052 | 2588401.0741
t7335 | 3774440.6753 | 5002303.1994 | 306 | 1953053.6052 | 2588401.0741
t7336 | 4447402.9662 | 5894186.7155 | 306 | 1953053.6052 | 2588401.0741
t7337 | 4593699.1164 | 6088074.4365 | 306 | 1953053.6052 | 2588401.0741
t7338 | 4125551.4358 | 5467633.7296 | 306 | 1953053.6052 | 2588401.0741
t7339 | 3540366.8349 | 4692082.8459 | 306 | 1953053.6052 | 2588401.0741
t7340 | 2604071.4736 | 3451201.4321 | 306 | 1953053.6052 | 2588401.0741
t7341 | 1931109.1827 | 2559317.916 | 306 | 1953053.6052 | 2588401.0741
t7342 | 1521479.9621 | 2016432.2974 | 306 | 1953053.6052 | 2588401.0741
t7343 | 1433702.272 | 1900099.6649 | 306 | 1953053.6052 | 2588401.0741
t7344 | 1550739.1922 | 2055209.8416 | 306 | 1953053.6052 | 2588401.0741
t7345 | 1726294.5724 | 2287875.1067 | 307 | 11474494.7144 | 6342814.1048
t7346 | 1989627.6428 | 2636873.0043 | 307 | 11474494.7144 | 6342814.1048
t7347 | 2282219.9432 | 3024648.4461 | 307 | 11474494.7144 | 6342814.1048
t7348 | 2399256.8634 | 3179758.6229 | 307 | 11474494.7144 | 6342814.1048
t7349 | 2399256.8634 | 3179758.6229 | 307 | 11474494.7144 | 6342814.1048
t7350 | 2516293.7835 | 3334868.7996 | 307 | 11474494.7144 | 6342814.1048
t7351 | 2896663.774 | 3838976.8739 | 307 | 11474494.7144 | 6342814.1048
t7352 | 2925923.0041 | 3877754.4181 | 307 | 11474494.7144 | 6342814.1048
t7353 | 2545553.0136 | 3373646.3438 | 307 | 11474494.7144 | 6342814.1048
t7354 | 4271847.586 | 4813661.0735 | 307 | 11474494.7144 | 6342814.1048
t7355 | 6729622.9094 | 8918835.1617 | 307 | 11474494.7144 | 6342814.1048
t7356 | 8017029.0312 | 4567591.4245 | 307 | 11474494.7144 | 6342814.1048
t7357 | 9918878.9839 | 4519591.711 | 307 | 11474494.7144 | 6342814.1048
t7358 | 12493691.2275 | 11967179.8377 | 307 | 11474494.7144 | 6342814.1048
t7359 | 14892948.0908 | 8963065.0443 | 307 | 11474494.7144 | 6342814.1048
t7360 | 16911834.9636 | 12096553.8667 | 307 | 11474494.7144 | 6342814.1048
t7361 | 16765538.8134 | 9597171.7173 | 307 | 11474494.7144 | 6342814.1048
t7362 | 16063317.2925 | 13339475.1983 | 307 | 11474494.7144 | 6342814.1048
t7363 | 19867017.1978 | 4384139.048 | 307 | 11474494.7144 | 6342814.1048
t7364 | 23319606.3426 | 8723376.1033 | 307 | 11474494.7144 | 6342814.1048
t7365 | 24928863.9948 | 8520162.0063 | 307 | 11474494.7144 | 6342814.1048
t7366 | 25865159.3562 | 5896109.3912 | 307 | 11474494.7144 | 6342814.1048
t7367 | 26596640.1072 | 8007928.2313 | 307 | 11474494.7144 | 6342814.1048
t7368 | 27064787.7878 | 9178538.462 | 307 | 11474494.7144 | 6342814.1048
t7369 | 27415898.5483 | 13100481.5453 | 308 | 16233996.1344 | 7147749.7963
t7370 | 27591453.9286 | 872357.563 | 308 | 16233996.1344 | 7147749.7963
t7371 | 27503676.2384 | 2947716.251 | 308 | 16233996.1344 | 7147749.7963
t7372 | 26596640.1072 | 13001215.2713 | 308 | 16233996.1344 | 7147749.7963
t7373 | 24372938.6241 | 928885.694 | 308 | 16233996.1344 | 7147749.7963
t7374 | 21710348.6903 | 5594832.6647 | 308 | 16233996.1344 | 7147749.7963
t7375 | 19018499.5266 | 13339475.1983 | 308 | 16233996.1344 | 7147749.7963
t7376 | 13956652.7295 | 0 | 308 | 16233996.1344 | 7147749.7963
t7377 | 11323322.0258 | 3987987.943 | 308 | 16233996.1344 | 7147749.7963
t7378 | 12786283.5279 | 13339475.1983 | 308 | 16233996.1344 | 7147749.7963
t7379 | 13371468.1287 | 7894920.3238 | 308 | 16233996.1344 | 7147749.7963
t7380 | 12932579.6781 | 8697359.7586 | 308 | 16233996.1344 | 7147749.7963
t7381 | 13459245.8188 | 3960487.5945 | 308 | 16233996.1344 | 7147749.7963
t7382 | 14775911.1707 | 13339475.1983 | 308 | 16233996.1344 | 7147749.7963
t7383 | 15917021.1422 | 2651437.1633 | 308 | 16233996.1344 | 7147749.7963
t7384 | 16589983.4332 | 4073024.242 | 308 | 16233996.1344 | 7147749.7963
t7385 | 16121835.7525 | 10715469.029 | 308 | 16233996.1344 | 7147749.7963
t7386 | 14044430.4196 | 4441232.854 | 308 | 16233996.1344 | 7147749.7963
t7387 | 12698505.8377 | 13339475.1983 | 308 | 16233996.1344 | 7147749.7963
t7388 | 11147766.6456 | 8472833.1043 | 308 | 16233996.1344 | 7147749.7963
t7389 | 9626286.6835 | 12757812.0356 | 308 | 16233996.1344 | 7147749.7963
t7390 | 8689991.3221 | 3310759.42 | 308 | 16233996.1344 | 7147749.7963
t7391 | 8689991.3221 | 3126322.069 | 308 | 16233996.1344 | 7147749.7963
t7392 | 9275175.923 | 7652959.7913 | 308 | 16233996.1344 | 7147749.7963
t7393 | 9801842.0637 | 12990477.3007 | 309 | 8882614.5866 | 9025033.2472
t7394 | 9801842.0637 | 12990477.3007 | 309 | 8882614.5866 | 9025033.2472
t7395 | 9333694.383 | 12370036.5938 | 309 | 8882614.5866 | 9025033.2472
t7396 | 9362953.6131 | 12408814.138 | 309 | 8882614.5866 | 9025033.2472
t7397 | 9918878.9839 | 13027097.3003 | 309 | 8882614.5866 | 9025033.2472
t7398 | 10416285.8946 | 13197648.1163 | 309 | 8882614.5866 | 9025033.2472
t7399 | 10416285.8946 | 13339475.1983 | 309 | 8882614.5866 | 9025033.2472
t7400 | 9918878.9839 | 13145587.4774 | 309 | 8882614.5866 | 9025033.2472
t7401 | 8397399.0217 | 11129155.18 | 309 | 8882614.5866 | 9025033.2472
t7402 | 10562582.0448 | 13339475.1983 | 309 | 8882614.5866 | 9025033.2472
t7403 | 11879247.3966 | 12844941.2892 | 309 | 8882614.5866 | 9025033.2472
t7404 | 11615914.3262 | 13339475.1983 | 309 | 8882614.5866 | 9025033.2472
t7405 | 10679618.9649 | 13339475.1983 | 309 | 8882614.5866 | 9025033.2472
t7406 | 9655545.9135 | 8502321.9363 | 309 | 8882614.5866 | 9025033.2472
t7407 | 8924065.1625 | 3838135.0712 | 309 | 8882614.5866 | 9025033.2472
t7408 | 8807028.2423 | 11672040.7986 | 309 | 8882614.5866 | 9025033.2472
t7409 | 7987769.8012 | 4662833.387 | 309 | 8882614.5866 | 9025033.2472
t7410 | 7051474.4399 | 4524078.379 | 309 | 8882614.5866 | 9025033.2472
t7411 | 7431844.4304 | 9849496.222 | 309 | 8882614.5866 | 9025033.2472
t7412 | 7256289.0501 | 0 | 309 | 8882614.5866 | 9025033.2472
t7413 | 6583326.7592 | 0 | 309 | 8882614.5866 | 9025033.2472
t7414 | 6056660.6185 | 0 | 309 | 8882614.5866 | 9025033.2472
t7415 | 5588512.9378 | 3123247.852 | 309 | 8882614.5866 | 9025033.2472
t7416 | 5734809.088 | 2966508.796 | 309 | 8882614.5866 | 9025033.2472
t7417 | 5295920.6374 | 0 | 310 | 4093853.9366 | 3392918.2155
t7418 | 4184069.8958 | 5545188.8179 | 310 | 4093853.9366 | 3392918.2155
t7419 | 3423329.9148 | 2864475.815 | 310 | 4093853.9366 | 3392918.2155
t7420 | 2691849.1638 | 0 | 310 | 4093853.9366 | 3392918.2155
t7421 | 2223701.4831 | 0 | 310 | 4093853.9366 | 3392918.2155
t7422 | 1901849.9527 | 2520540.3718 | 310 | 4093853.9366 | 3392918.2155
t7423 | 1492220.7321 | 1977654.7532 | 310 | 4093853.9366 | 3392918.2155
t7424 | 994813.8214 | 1318436.5022 | 310 | 4093853.9366 | 3392918.2155
t7425 | 321851.5304 | 426552.986 | 310 | 4093853.9366 | 3392918.2155
t7426 | 58518.4601 | 0 | 310 | 4093853.9366 | 3392918.2155
t7427 | 643703.0609 | 853105.972 | 310 | 4093853.9366 | 3392918.2155
t7428 | 1492220.7321 | 1977654.7532 | 310 | 4093853.9366 | 3392918.2155
t7429 | 2311479.1732 | 3063425.9903 | 310 | 4093853.9366 | 3392918.2155
t7430 | 3042959.9243 | 4032864.5948 | 310 | 4093853.9366 | 3392918.2155
t7431 | 3979255.2856 | 5273746.0086 | 310 | 4093853.9366 | 3392918.2155
t7432 | 5617772.1679 | 7445288.4828 | 310 | 4093853.9366 | 3392918.2155
t7433 | 5851846.0082 | 5300096.346 | 310 | 4093853.9366 | 3392918.2155
t7434 | 5149624.4872 | 6824847.7759 | 310 | 4093853.9366 | 3392918.2155
t7435 | 5178883.7172 | 4743759.649 | 310 | 4093853.9366 | 3392918.2155
t7436 | 5500735.2477 | 4410456.666 | 310 | 4093853.9366 | 3392918.2155
t7437 | 6817400.5995 | 4106921.949 | 310 | 4093853.9366 | 3392918.2155
t7438 | 8689991.3221 | 11516930.6218 | 310 | 4093853.9366 | 3392918.2155
t7439 | 10123693.5941 | 4001903.7916 | 310 | 4093853.9366 | 3392918.2155
t7440 | 11264803.5657 | 3226185.325 | 310 | 4093853.9366 | 3392918.2155
t7441 | 12171839.697 | 3125399.939 | 311 | 11370868.2746 | 10531318.0565
t7442 | 12903320.448 | 9244793.853 | 311 | 11370868.2746 | 10531318.0565
t7443 | 13517764.2789 | 13339475.1983 | 311 | 11370868.2746 | 10531318.0565
t7444 | 14073689.6497 | 13339475.1983 | 311 | 11370868.2746 | 10531318.0565
t7445 | 14629615.0204 | 13339475.1983 | 311 | 11370868.2746 | 10531318.0565
t7446 | 15185540.3912 | 7367176.5793 | 311 | 11370868.2746 | 10531318.0565
t7447 | 15448873.4616 | 13339475.1983 | 311 | 11370868.2746 | 10531318.0565
t7448 | 15185540.3912 | 13339475.1983 | 311 | 11370868.2746 | 10531318.0565
t7449 | 13868875.0394 | 13339475.1983 | 311 | 11370868.2746 | 10531318.0565
t7450 | 12318135.8472 | 13339475.1983 | 311 | 11370868.2746 | 10531318.0565
t7451 | 12991098.1382 | 13339475.1983 | 311 | 11370868.2746 | 10531318.0565
t7452 | 14073689.6497 | 13339475.1983 | 311 | 11370868.2746 | 10531318.0565
t7453 | 15448873.4616 | 13339475.1983 | 311 | 11370868.2746 | 10531318.0565
t7454 | 16589983.4332 | 13339475.1983 | 311 | 11370868.2746 | 10531318.0565
t7455 | 15624428.8418 | 13339475.1983 | 311 | 11370868.2746 | 10531318.0565
t7456 | 13898134.2694 | 13339475.1983 | 311 | 11370868.2746 | 10531318.0565
t7457 | 9860360.5238 | 13068032.3891 | 311 | 11370868.2746 | 10531318.0565
t7458 | 7636659.0407 | 10120939.0313 | 311 | 11370868.2746 | 10531318.0565
t7459 | 6934437.5197 | 9190277.971 | 311 | 11370868.2746 | 10531318.0565
t7460 | 6202956.7687 | 8220839.3664 | 311 | 11370868.2746 | 10531318.0565
t7461 | 5237402.1773 | 6941180.4084 | 311 | 11370868.2746 | 10531318.0565
t7462 | 3979255.2856 | 5273746.0086 | 311 | 11370868.2746 | 10531318.0565
t7463 | 2925923.0041 | 3877754.4181 | 311 | 11370868.2746 | 10531318.0565
t7464 | 2194442.2531 | 2908315.8136 | 311 | 11370868.2746 | 10531318.0565
t7465 | 1667776.1123 | 2210320.0183 | 312 | 7085610.2082 | 8322630.4199
t7466 | 1521479.9621 | 2016432.2974 | 312 | 7085610.2082 | 8322630.4199
t7467 | 1784813.0325 | 2365430.1951 | 312 | 7085610.2082 | 8322630.4199
t7468 | 1872590.7226 | 2481762.8276 | 312 | 7085610.2082 | 8322630.4199
t7469 | 1901849.9527 | 2520540.3718 | 312 | 7085610.2082 | 8322630.4199
t7470 | 1726294.5724 | 2287875.1067 | 312 | 7085610.2082 | 8322630.4199
t7471 | 1521479.9621 | 2016432.2974 | 312 | 7085610.2082 | 8322630.4199
t7472 | 1550739.1922 | 2055209.8416 | 312 | 7085610.2082 | 8322630.4199
t7473 | 1433702.272 | 1900099.6649 | 312 | 7085610.2082 | 8322630.4199
t7474 | 2984441.4642 | 3955309.5065 | 312 | 7085610.2082 | 8322630.4199
t7475 | 5412957.5576 | 7173845.6735 | 312 | 7085610.2082 | 8322630.4199
t7476 | 7314807.5102 | 9694386.0453 | 312 | 7085610.2082 | 8322630.4199
t7477 | 9918878.9839 | 13145587.4774 | 312 | 7085610.2082 | 8322630.4199
t7478 | 12025543.5468 | 13339475.1983 | 312 | 7085610.2082 | 8322630.4199
t7479 | 12610728.1476 | 13339475.1983 | 312 | 7085610.2082 | 8322630.4199
t7480 | 12464431.9974 | 13339475.1983 | 312 | 7085610.2082 | 8322630.4199
t7481 | 11089248.1855 | 13339475.1983 | 312 | 7085610.2082 | 8322630.4199
t7482 | 9450731.3032 | 12525146.7705 | 312 | 7085610.2082 | 8322630.4199
t7483 | 10328508.2044 | 13339475.1983 | 312 | 7085610.2082 | 8322630.4199
t7484 | 11528136.6361 | 13339475.1983 | 312 | 7085610.2082 | 8322630.4199
t7485 | 12581468.9176 | 13339475.1983 | 312 | 7085610.2082 | 8322630.4199
t7486 | 13108135.0583 | 13339475.1983 | 312 | 7085610.2082 | 8322630.4199
t7487 | 12786283.5279 | 13339475.1983 | 312 | 7085610.2082 | 8322630.4199
t7488 | 11469618.176 | 13339475.1983 | 312 | 7085610.2082 | 8322630.4199
t7489 | 9362953.6131 | 12408814.138 | 313 | 3089287.0385 | 4094262.3731
t7490 | 7051474.4399 | 9345388.1477 | 313 | 3089287.0385 | 4094262.3731
t7491 | 5325179.8674 | 7057513.041 | 313 | 3089287.0385 | 4094262.3731
t7492 | 4242588.3559 | 5622743.9063 | 313 | 3089287.0385 | 4094262.3731
t7493 | 3306292.9946 | 4381862.4925 | 313 | 3089287.0385 | 4094262.3731
t7494 | 2574812.2436 | 3412423.8879 | 313 | 3089287.0385 | 4094262.3731
t7495 | 2428516.0934 | 3218536.167 | 313 | 3089287.0385 | 4094262.3731
t7496 | 2399256.8634 | 3179758.6229 | 313 | 3089287.0385 | 4094262.3731
t7497 | 2369997.6333 | 3140981.0787 | 313 | 3089287.0385 | 4094262.3731
t7498 | 2106664.5629 | 2791983.181 | 313 | 3089287.0385 | 4094262.3731
t7499 | 2106664.5629 | 2791983.181 | 313 | 3089287.0385 | 4094262.3731
t7500 | 2574812.2436 | 3412423.8879 | 313 | 3089287.0385 | 4094262.3731
t7501 | 3130737.6144 | 4149197.2274 | 313 | 3089287.0385 | 4094262.3731
t7502 | 2925923.0041 | 3877754.4181 | 313 | 3089287.0385 | 4094262.3731
t7503 | 2574812.2436 | 3412423.8879 | 313 | 3089287.0385 | 4094262.3731
t7504 | 2779626.8539 | 3683866.6972 | 313 | 3089287.0385 | 4094262.3731
t7505 | 2721108.3938 | 3606311.6089 | 313 | 3089287.0385 | 4094262.3731
t7506 | 2282219.9432 | 3024648.4461 | 313 | 3089287.0385 | 4094262.3731
t7507 | 2252960.7131 | 2985870.902 | 313 | 3089287.0385 | 4094262.3731
t7508 | 2077405.3329 | 2753205.6369 | 313 | 3089287.0385 | 4094262.3731
t7509 | 1872590.7226 | 2481762.8276 | 313 | 3089287.0385 | 4094262.3731
t7510 | 1872590.7226 | 2481762.8276 | 313 | 3089287.0385 | 4094262.3731
t7511 | 1843331.4926 | 2442985.2834 | 313 | 3089287.0385 | 4094262.3731
t7512 | 1960368.4127 | 2598095.4601 | 313 | 3089287.0385 | 4094262.3731
t7513 | 2077405.3329 | 2753205.6369 | 314 | 1972559.7586 | 2210857.0048
t7514 | 2223701.4831 | 2947093.3578 | 314 | 1972559.7586 | 2210857.0048
t7515 | 2282219.9432 | 3024648.4461 | 314 | 1972559.7586 | 2210857.0048
t7516 | 1989627.6428 | 2636873.0043 | 314 | 1972559.7586 | 2210857.0048
t7517 | 1404443.042 | 1861322.1207 | 314 | 1972559.7586 | 2210857.0048
t7518 | 731480.751 | 969438.6045 | 314 | 1972559.7586 | 2210857.0048
t7519 | 263333.0704 | 348997.8976 | 314 | 1972559.7586 | 2210857.0048
t7520 | 58518.4601 | 77555.0884 | 314 | 1972559.7586 | 2210857.0048
t7521 | 0 | 0 | 314 | 1972559.7586 | 2210857.0048
t7522 | 0 | 0 | 314 | 1972559.7586 | 2210857.0048
t7523 | 0 | 0 | 314 | 1972559.7586 | 2210857.0048
t7524 | 146296.1502 | 193887.7209 | 314 | 1972559.7586 | 2210857.0048
t7525 | 292592.3004 | 387775.4418 | 314 | 1972559.7586 | 2210857.0048
t7526 | 438888.4506 | 581663.1627 | 314 | 1972559.7586 | 2210857.0048
t7527 | 585184.6008 | 775550.8836 | 314 | 1972559.7586 | 2210857.0048
t7528 | 702221.521 | 930661.0603 | 314 | 1972559.7586 | 2210857.0048
t7529 | 672962.2909 | 891883.5162 | 314 | 1972559.7586 | 2210857.0048
t7530 | 789999.2111 | 1046993.6929 | 314 | 1972559.7586 | 2210857.0048
t7531 | 1404443.042 | 1861322.1207 | 314 | 1972559.7586 | 2210857.0048
t7532 | 2574812.2436 | 3412423.8879 | 314 | 1972559.7586 | 2210857.0048
t7533 | 4301106.816 | 5700298.9946 | 314 | 1972559.7586 | 2210857.0048
t7534 | 6554067.5292 | 3450459.8043 | 314 | 1972559.7586 | 2210857.0048
t7535 | 8485176.7119 | 11245487.8126 | 314 | 1972559.7586 | 2210857.0048
t7536 | 9362953.6131 | 7963025.8593 | 314 | 1972559.7586 | 2210857.0048
t7537 | 9597027.4534 | 12719034.4914 | 315 | 16872822.6569 | 10658419.8955
t7538 | 9860360.5238 | 0 | 315 | 16872822.6569 | 10658419.8955
t7539 | 10913692.8053 | 3133839.58 | 315 | 16872822.6569 | 10658419.8955
t7540 | 12464431.9974 | 3062209.64 | 315 | 16872822.6569 | 10658419.8955
t7541 | 14307763.49 | 9257323.877 | 315 | 16872822.6569 | 10658419.8955
t7542 | 15917021.1422 | 9633251.404 | 315 | 16872822.6569 | 10658419.8955
t7543 | 17467760.3344 | 3782326.741 | 315 | 16872822.6569 | 10658419.8955
t7544 | 18901462.6064 | 13339475.1983 | 315 | 16872822.6569 | 10658419.8955
t7545 | 19837757.9677 | 13339475.1983 | 315 | 16872822.6569 | 10658419.8955
t7546 | 19837757.9677 | 782488.586 | 315 | 16872822.6569 | 10658419.8955
t7547 | 18813684.9163 | 13339475.1983 | 315 | 16872822.6569 | 10658419.8955
t7548 | 17555538.0245 | 13339475.1983 | 315 | 16872822.6569 | 10658419.8955
t7549 | 18257759.5455 | 13339475.1983 | 315 | 16872822.6569 | 10658419.8955
t7550 | 19457387.9772 | 13339475.1983 | 315 | 16872822.6569 | 10658419.8955
t7551 | 19749980.2776 | 13339475.1983 | 315 | 16872822.6569 | 10658419.8955
t7552 | 18696647.9961 | 13339475.1983 | 315 | 16872822.6569 | 10658419.8955
t7553 | 17789611.8649 | 13339475.1983 | 315 | 16872822.6569 | 10658419.8955
t7554 | 18521092.6159 | 13339475.1983 | 315 | 16872822.6569 | 10658419.8955
t7555 | 19077017.9867 | 13339475.1983 | 315 | 16872822.6569 | 10658419.8955
t7556 | 18930721.8365 | 13339475.1983 | 315 | 16872822.6569 | 10658419.8955
t7557 | 18374796.4657 | 13339475.1983 | 315 | 16872822.6569 | 10658419.8955
t7558 | 17848130.3249 | 13339475.1983 | 315 | 16872822.6569 | 10658419.8955
t7559 | 16970353.4237 | 13339475.1983 | 315 | 16872822.6569 | 10658419.8955
t7560 | 15799984.2221 | 13339475.1983 | 315 | 16872822.6569 | 10658419.8955
t7561 | 14337022.72 | 13233974.2583 | 316 | 9899372.8305 | 10790414.4427
t7562 | 13254431.2085 | 13158505.1043 | 316 | 9899372.8305 | 10790414.4427
t7563 | 12903320.448 | 13126772.3103 | 316 | 9899372.8305 | 10790414.4427
t7564 | 12639987.3777 | 13192251.4693 | 316 | 9899372.8305 | 10790414.4427
t7565 | 11615914.3262 | 13188373.7043 | 316 | 9899372.8305 | 10790414.4427
t7566 | 10445545.1246 | 13336152.4973 | 316 | 9899372.8305 | 10790414.4427
t7567 | 9538508.9933 | 12641479.4031 | 316 | 9899372.8305 | 10790414.4427
t7568 | 8777769.0123 | 11633263.2544 | 316 | 9899372.8305 | 10790414.4427
t7569 | 8280362.1016 | 10974045.0033 | 316 | 9899372.8305 | 10790414.4427
t7570 | 8982583.6226 | 11904706.0636 | 316 | 9899372.8305 | 10790414.4427
t7571 | 11645173.5563 | 13339475.1983 | 316 | 9899372.8305 | 10790414.4427
t7572 | 14073689.6497 | 13339475.1983 | 316 | 9899372.8305 | 10790414.4427
t7573 | 16092576.5225 | 13339475.1983 | 316 | 9899372.8305 | 10790414.4427
t7574 | 16794798.0435 | 13339475.1983 | 316 | 9899372.8305 | 10790414.4427
t7575 | 15565910.3818 | 13339475.1983 | 316 | 9899372.8305 | 10790414.4427
t7576 | 12991098.1382 | 13339475.1983 | 316 | 9899372.8305 | 10790414.4427
t7577 | 8953324.3925 | 11865928.5195 | 316 | 9899372.8305 | 10790414.4427
t7578 | 6407771.379 | 8492282.1757 | 316 | 9899372.8305 | 10790414.4427
t7579 | 4798513.7267 | 6359517.2457 | 316 | 9899372.8305 | 10790414.4427
t7580 | 3569626.065 | 4730860.3901 | 316 | 9899372.8305 | 10790414.4427
t7581 | 3072219.1543 | 4071642.139 | 316 | 9899372.8305 | 10790414.4427
t7582 | 3891477.5954 | 5157413.3761 | 316 | 9899372.8305 | 10790414.4427
t7583 | 4622958.3465 | 6126851.9806 | 316 | 9899372.8305 | 10790414.4427
t7584 | 4330366.0461 | 5739076.5388 | 316 | 9899372.8305 | 10790414.4427
t7585 | 4125551.4358 | 5467633.7296 | 317 | 9933508.5989 | 10838323.5987
t7586 | 4622958.3465 | 6126851.9806 | 317 | 9933508.5989 | 10838323.5987
t7587 | 5471476.0176 | 7251400.7619 | 317 | 9933508.5989 | 10838323.5987
t7588 | 6115179.0785 | 8104506.7339 | 317 | 9933508.5989 | 10838323.5987
t7589 | 6290734.4588 | 8337171.999 | 317 | 9933508.5989 | 10838323.5987
t7590 | 6056660.6185 | 8026951.6455 | 317 | 9933508.5989 | 10838323.5987
t7591 | 5968882.9283 | 7910619.013 | 317 | 9933508.5989 | 10838323.5987
t7592 | 5998142.1584 | 7949396.5572 | 317 | 9933508.5989 | 10838323.5987
t7593 | 5851846.0082 | 7755508.8362 | 317 | 9933508.5989 | 10838323.5987
t7594 | 6407771.379 | 8492282.1757 | 317 | 9933508.5989 | 10838323.5987
t7595 | 8924065.1625 | 11827150.9753 | 317 | 9933508.5989 | 10838323.5987
t7596 | 10416285.8946 | 13339475.1983 | 317 | 9933508.5989 | 10838323.5987
t7597 | 11235544.3357 | 13339475.1983 | 317 | 9933508.5989 | 10838323.5987
t7598 | 11264803.5657 | 13339475.1983 | 317 | 9933508.5989 | 10838323.5987
t7599 | 11089248.1855 | 13339475.1983 | 317 | 9933508.5989 | 10838323.5987
t7600 | 10767396.655 | 13339475.1983 | 317 | 9933508.5989 | 10838323.5987
t7601 | 9655545.9135 | 12796589.5798 | 317 | 9933508.5989 | 10838323.5987
t7602 | 10152952.8242 | 13339475.1983 | 317 | 9933508.5989 | 10838323.5987
t7603 | 12142580.467 | 13339475.1983 | 317 | 9933508.5989 | 10838323.5987
t7604 | 14219985.7999 | 13339475.1983 | 317 | 9933508.5989 | 10838323.5987
t7605 | 16063317.2925 | 13339475.1983 | 317 | 9933508.5989 | 10838323.5987
t7606 | 17789611.8649 | 13339475.1983 | 317 | 9933508.5989 | 10838323.5987
t7607 | 18667388.7661 | 13339475.1983 | 317 | 9933508.5989 | 10838323.5987
t7608 | 19106277.2167 | 13339475.1983 | 317 | 9933508.5989 | 10838323.5987
t7609 | 19662202.5875 | 13339475.1983 | 318 | 16741156.1217 | 13197290.8697
t7610 | 20393683.3385 | 13339475.1983 | 318 | 16741156.1217 | 13197290.8697
t7611 | 20978867.9393 | 13339475.1983 | 318 | 16741156.1217 | 13197290.8697
t7612 | 21300719.4698 | 13339475.1983 | 318 | 16741156.1217 | 13197290.8697
t7613 | 21564052.5401 | 13339475.1983 | 318 | 16741156.1217 | 13197290.8697
t7614 | 21212941.7796 | 13339475.1983 | 318 | 16741156.1217 | 13197290.8697
t7615 | 20510720.2587 | 13339475.1983 | 318 | 16741156.1217 | 13197290.8697
t7616 | 19515906.4373 | 13339475.1983 | 318 | 16741156.1217 | 13197290.8697
t7617 | 18082204.1653 | 13339475.1983 | 318 | 16741156.1217 | 13197290.8697
t7618 | 17497019.5645 | 13339475.1983 | 318 | 16741156.1217 | 13197290.8697
t7619 | 18755166.4562 | 13339475.1983 | 318 | 16741156.1217 | 13197290.8697
t7620 | 20686275.6389 | 13339475.1983 | 318 | 16741156.1217 | 13197290.8697
t7621 | 21564052.5401 | 13339475.1983 | 318 | 16741156.1217 | 13197290.8697
t7622 | 21066645.6294 | 13339475.1983 | 318 | 16741156.1217 | 13197290.8697
t7623 | 19106277.2167 | 13339475.1983 | 318 | 16741156.1217 | 13197290.8697
t7624 | 16736279.5834 | 13339475.1983 | 318 | 16741156.1217 | 13197290.8697
t7625 | 12639987.3777 | 13339475.1983 | 318 | 16741156.1217 | 13197290.8697
t7626 | 10152952.8242 | 13339475.1983 | 318 | 16741156.1217 | 13197290.8697
t7627 | 9450731.3032 | 12525146.7705 | 318 | 16741156.1217 | 13197290.8697
t7628 | 9099620.5427 | 12059816.2404 | 318 | 16741156.1217 | 13197290.8697
t7629 | 9333694.383 | 12370036.5938 | 318 | 16741156.1217 | 13197290.8697
t7630 | 9801842.0637 | 12990477.3007 | 318 | 16741156.1217 | 13197290.8697
t7631 | 10650359.7349 | 13339475.1983 | 318 | 16741156.1217 | 13197290.8697
t7632 | 12025543.5468 | 13339475.1983 | 318 | 16741156.1217 | 13197290.8697
t7633 | 14015171.1896 | 13339475.1983 | 319 | 16543656.319 | 13339126.5311
t7634 | 15653688.0719 | 13331107.1853 | 319 | 16543656.319 | 13339126.5311
t7635 | 17204427.264 | 13339475.1983 | 319 | 16543656.319 | 13339126.5311
t7636 | 17818871.0949 | 13339475.1983 | 319 | 16543656.319 | 13339126.5311
t7637 | 17467760.3344 | 13339475.1983 | 319 | 16543656.319 | 13339126.5311
t7638 | 16326650.3628 | 13339475.1983 | 319 | 16543656.319 | 13339126.5311
t7639 | 14424800.4102 | 13339475.1983 | 319 | 16543656.319 | 13339126.5311
t7640 | 12464431.9974 | 13339475.1983 | 319 | 16543656.319 | 13339126.5311
t7641 | 11615914.3262 | 13339475.1983 | 319 | 16543656.319 | 13339126.5311
t7642 | 12991098.1382 | 13339475.1983 | 319 | 16543656.319 | 13339126.5311
t7643 | 15185540.3912 | 13339475.1983 | 319 | 16543656.319 | 13339126.5311
t7644 | 16824057.2735 | 13339475.1983 | 319 | 16543656.319 | 13339126.5311
t7645 | 17438501.1044 | 13339475.1983 | 319 | 16543656.319 | 13339126.5311
t7646 | 18082204.1653 | 13339475.1983 | 319 | 16543656.319 | 13339126.5311
t7647 | 18374796.4657 | 13339475.1983 | 319 | 16543656.319 | 13339126.5311
t7648 | 18842944.1463 | 13339475.1983 | 319 | 16543656.319 | 13339126.5311
t7649 | 17409241.8743 | 13339475.1983 | 319 | 16543656.319 | 13339126.5311
t7650 | 16911834.9636 | 13339475.1983 | 319 | 16543656.319 | 13339126.5311
t7651 | 17438501.1044 | 13339475.1983 | 319 | 16543656.319 | 13339126.5311
t7652 | 18257759.5455 | 13339475.1983 | 319 | 16543656.319 | 13339126.5311
t7653 | 18813684.9163 | 13339475.1983 | 319 | 16543656.319 | 13339126.5311
t7654 | 18842944.1463 | 13339475.1983 | 319 | 16543656.319 | 13339126.5311
t7655 | 18111463.3953 | 13339475.1983 | 319 | 16543656.319 | 13339126.5311
t7656 | 16531464.9731 | 13339475.1983 | 319 | 16543656.319 | 13339126.5311
t7657 | 15214799.6213 | 13339475.1983 | 320 | 10393122.3374 | 12009728.5791
t7658 | 13664060.4291 | 13339475.1983 | 320 | 10393122.3374 | 12009728.5791
t7659 | 11147766.6456 | 13339475.1983 | 320 | 10393122.3374 | 12009728.5791
t7660 | 9275175.923 | 12292481.5055 | 320 | 10393122.3374 | 12009728.5791
t7661 | 8046288.2612 | 10663824.6498 | 320 | 10393122.3374 | 12009728.5791
t7662 | 7636659.0407 | 10120939.0313 | 320 | 10393122.3374 | 12009728.5791
t7663 | 6729622.9094 | 8918835.1617 | 320 | 10393122.3374 | 12009728.5791
t7664 | 5822586.7781 | 7716731.2921 | 320 | 10393122.3374 | 12009728.5791
t7665 | 5676290.6279 | 7522843.5712 | 320 | 10393122.3374 | 12009728.5791
t7666 | 5968882.9283 | 7910619.013 | 320 | 10393122.3374 | 12009728.5791
t7667 | 8485176.7119 | 11245487.8126 | 320 | 10393122.3374 | 12009728.5791
t7668 | 11440358.946 | 13339475.1983 | 320 | 10393122.3374 | 12009728.5791
t7669 | 13108135.0583 | 13339475.1983 | 320 | 10393122.3374 | 12009728.5791
t7670 | 14190726.5698 | 13339475.1983 | 320 | 10393122.3374 | 12009728.5791
t7671 | 14424800.4102 | 13339475.1983 | 320 | 10393122.3374 | 12009728.5791
t7672 | 13195912.7484 | 13339475.1983 | 320 | 10393122.3374 | 12009728.5791
t7673 | 10416285.8946 | 13339475.1983 | 320 | 10393122.3374 | 12009728.5791
t7674 | 9158139.0028 | 12137371.3287 | 320 | 10393122.3374 | 12009728.5791
t7675 | 9772582.8337 | 12951699.7565 | 320 | 10393122.3374 | 12009728.5791
t7676 | 10474804.3546 | 13339475.1983 | 320 | 10393122.3374 | 12009728.5791
t7677 | 10972211.2653 | 13339475.1983 | 320 | 10393122.3374 | 12009728.5791
t7678 | 11294062.7958 | 13339475.1983 | 320 | 10393122.3374 | 12009728.5791
t7679 | 11615914.3262 | 13339475.1983 | 320 | 10393122.3374 | 12009728.5791
t7680 | 11703692.0164 | 13339475.1983 | 320 | 10393122.3374 | 12009728.5791
t7681 | 11235544.3357 | 13339475.1983 | 321 | 5551938.9003 | 7249785.0309
t7682 | 10621100.5048 | 13339475.1983 | 321 | 5551938.9003 | 7249785.0309
t7683 | 10035915.904 | 13300697.6542 | 321 | 5551938.9003 | 7249785.0309
t7684 | 10269989.7444 | 13339475.1983 | 321 | 5551938.9003 | 7249785.0309
t7685 | 10094434.3641 | 13339475.1983 | 321 | 5551938.9003 | 7249785.0309
t7686 | 9655545.9135 | 12796589.5798 | 321 | 5551938.9003 | 7249785.0309
t7687 | 8748509.7822 | 11594485.7102 | 321 | 5551938.9003 | 7249785.0309
t7688 | 7929251.3411 | 10508714.4731 | 321 | 5551938.9003 | 7249785.0309
t7689 | 7197770.5901 | 9539275.8686 | 321 | 5551938.9003 | 7249785.0309
t7690 | 6524808.2991 | 8647392.3524 | 321 | 5551938.9003 | 7249785.0309
t7691 | 7227029.8201 | 9578053.4128 | 321 | 5551938.9003 | 7249785.0309
t7692 | 7109992.8999 | 9422943.236 | 321 | 5551938.9003 | 7249785.0309
t7693 | 6027401.3884 | 7988174.1013 | 321 | 5551938.9003 | 7249785.0309
t7694 | 4593699.1164 | 6088074.4365 | 321 | 5551938.9003 | 7249785.0309
t7695 | 3364811.4547 | 4459417.5808 | 321 | 5551938.9003 | 7249785.0309
t7696 | 2399256.8634 | 3179758.6229 | 321 | 5551938.9003 | 7249785.0309
t7697 | 1521479.9621 | 2016432.2974 | 321 | 5551938.9003 | 7249785.0309
t7698 | 1199628.4317 | 1589879.3114 | 321 | 5551938.9003 | 7249785.0309
t7699 | 1170369.2016 | 1551101.7672 | 321 | 5551938.9003 | 7249785.0309
t7700 | 1228887.6617 | 1628656.8556 | 321 | 5551938.9003 | 7249785.0309
t7701 | 1258146.8918 | 1667434.3998 | 321 | 5551938.9003 | 7249785.0309
t7702 | 1258146.8918 | 1667434.3998 | 321 | 5551938.9003 | 7249785.0309
t7703 | 1316665.3518 | 1744989.4882 | 321 | 5551938.9003 | 7249785.0309
t7704 | 1258146.8918 | 1667434.3998 | 321 | 5551938.9003 | 7249785.0309
t7705 | 1141109.9716 | 1512324.2231 | 322 | 405971.8168 | 538038.4255
t7706 | 1053332.2815 | 1395991.5905 | 322 | 405971.8168 | 538038.4255
t7707 | 936295.3613 | 1240881.4138 | 322 | 405971.8168 | 538038.4255
t7708 | 497406.9107 | 659218.2511 | 322 | 405971.8168 | 538038.4255
t7709 | 146296.1502 | 193887.7209 | 322 | 405971.8168 | 538038.4255
t7710 | 29259.23 | 38777.5442 | 322 | 405971.8168 | 538038.4255
t7711 | 29259.23 | 38777.5442 | 322 | 405971.8168 | 538038.4255
t7712 | 29259.23 | 38777.5442 | 322 | 405971.8168 | 538038.4255
t7713 | 29259.23 | 38777.5442 | 322 | 405971.8168 | 538038.4255
t7714 | 58518.4601 | 77555.0884 | 322 | 405971.8168 | 538038.4255
t7715 | 58518.4601 | 77555.0884 | 322 | 405971.8168 | 538038.4255
t7716 | 146296.1502 | 193887.7209 | 322 | 405971.8168 | 538038.4255
t7717 | 292592.3004 | 387775.4418 | 322 | 405971.8168 | 538038.4255
t7718 | 351110.7605 | 465330.5302 | 322 | 405971.8168 | 538038.4255
t7719 | 321851.5304 | 426552.986 | 322 | 405971.8168 | 538038.4255
t7720 | 204814.6103 | 271442.8093 | 322 | 405971.8168 | 538038.4255
t7721 | 29259.23 | 38777.5442 | 322 | 405971.8168 | 538038.4255
t7722 | 0 | 0 | 322 | 405971.8168 | 538038.4255
t7723 | 29259.23 | 38777.5442 | 322 | 405971.8168 | 538038.4255
t7724 | 146296.1502 | 193887.7209 | 322 | 405971.8168 | 538038.4255
t7725 | 409629.2206 | 542885.6185 | 322 | 405971.8168 | 538038.4255
t7726 | 819258.4411 | 1085771.2371 | 322 | 405971.8168 | 538038.4255
t7727 | 1287406.1218 | 1706211.944 | 322 | 405971.8168 | 538038.4255
t7728 | 1697035.3424 | 2249097.5625 | 322 | 405971.8168 | 538038.4255
t7729 | 2106664.5629 | 2791983.181 | 323 | 2966154.4454 | 3931073.5414
t7730 | 2282219.9432 | 3024648.4461 | 323 | 2966154.4454 | 3931073.5414
t7731 | 2223701.4831 | 2947093.3578 | 323 | 2966154.4454 | 3931073.5414
t7732 | 1550739.1922 | 2055209.8416 | 323 | 2966154.4454 | 3931073.5414
t7733 | 789999.2111 | 1046993.6929 | 323 | 2966154.4454 | 3931073.5414
t7734 | 292592.3004 | 387775.4418 | 323 | 2966154.4454 | 3931073.5414
t7735 | 87777.6901 | 116332.6325 | 323 | 2966154.4454 | 3931073.5414
t7736 | 117036.9202 | 155110.1767 | 323 | 2966154.4454 | 3931073.5414
t7737 | 409629.2206 | 542885.6185 | 323 | 2966154.4454 | 3931073.5414
t7738 | 351110.7605 | 465330.5302 | 323 | 2966154.4454 | 3931073.5414
t7739 | 380369.9905 | 504108.0744 | 323 | 2966154.4454 | 3931073.5414
t7740 | 614443.8309 | 814328.4278 | 323 | 2966154.4454 | 3931073.5414
t7741 | 877776.9012 | 1163326.3254 | 323 | 2966154.4454 | 3931073.5414
t7742 | 1111850.7416 | 1473546.6789 | 323 | 2966154.4454 | 3931073.5414
t7743 | 1228887.6617 | 1628656.8556 | 323 | 2966154.4454 | 3931073.5414
t7744 | 1111850.7416 | 1473546.6789 | 323 | 2966154.4454 | 3931073.5414
t7745 | 1258146.8918 | 1667434.3998 | 323 | 2966154.4454 | 3931073.5414
t7746 | 2779626.8539 | 3683866.6972 | 323 | 2966154.4454 | 3931073.5414
t7747 | 5237402.1773 | 6941180.4084 | 323 | 2966154.4454 | 3931073.5414
t7748 | 7490362.8905 | 9927051.3104 | 323 | 2966154.4454 | 3931073.5414
t7749 | 9041102.0826 | 11982261.152 | 323 | 2966154.4454 | 3931073.5414
t7750 | 9860360.5238 | 13068032.3891 | 323 | 2966154.4454 | 3931073.5414
t7751 | 10065175.1341 | 13339475.1983 | 323 | 2966154.4454 | 3931073.5414
t7752 | 9918878.9839 | 13145587.4774 | 323 | 2966154.4454 | 3931073.5414
t7753 | 9801842.0637 | 12990477.3007 | 324 | 12782626.1241 | 13206985.2557
t7754 | 9860360.5238 | 13068032.3891 | 324 | 12782626.1241 | 13206985.2557
t7755 | 9918878.9839 | 13145587.4774 | 324 | 12782626.1241 | 13206985.2557
t7756 | 9597027.4534 | 12719034.4914 | 324 | 12782626.1241 | 13206985.2557
t7757 | 9216657.4629 | 12214926.4171 | 324 | 12782626.1241 | 13206985.2557
t7758 | 9801842.0637 | 12990477.3007 | 324 | 12782626.1241 | 13206985.2557
t7759 | 10445545.1246 | 13339475.1983 | 324 | 12782626.1241 | 13206985.2557
t7760 | 11089248.1855 | 13339475.1983 | 324 | 12782626.1241 | 13206985.2557
t7761 | 11235544.3357 | 13339475.1983 | 324 | 12782626.1241 | 13206985.2557
t7762 | 10942952.0353 | 13339475.1983 | 324 | 12782626.1241 | 13206985.2557
t7763 | 12815542.7579 | 13339475.1983 | 324 | 12782626.1241 | 13206985.2557
t7764 | 14541837.3303 | 13339475.1983 | 324 | 12782626.1241 | 13206985.2557
t7765 | 15624428.8418 | 13339475.1983 | 324 | 12782626.1241 | 13206985.2557
t7766 | 16268131.9027 | 13339475.1983 | 324 | 12782626.1241 | 13206985.2557
t7767 | 16355909.5929 | 13339475.1983 | 324 | 12782626.1241 | 13206985.2557
t7768 | 16209613.4427 | 13339475.1983 | 324 | 12782626.1241 | 13206985.2557
t7769 | 15127021.9311 | 13339475.1983 | 324 | 12782626.1241 | 13206985.2557
t7770 | 16297391.1328 | 13339475.1983 | 324 | 12782626.1241 | 13206985.2557
t7771 | 16707020.3534 | 13339475.1983 | 324 | 12782626.1241 | 13206985.2557
t7772 | 15917021.1422 | 13339475.1983 | 324 | 12782626.1241 | 13206985.2557
t7773 | 14922207.3209 | 13339475.1983 | 324 | 12782626.1241 | 13206985.2557
t7774 | 13137394.2884 | 13339475.1983 | 324 | 12782626.1241 | 13206985.2557
t7775 | 11089248.1855 | 13339475.1983 | 324 | 12782626.1241 | 13206985.2557
t7776 | 9860360.5238 | 13068032.3891 | 324 | 12782626.1241 | 13206985.2557
t7777 | 8807028.2423 | 11672040.7986 | 325 | 7344066.7403 | 9723469.2034
t7778 | 7753695.9608 | 10276049.208 | 325 | 7344066.7403 | 9723469.2034
t7779 | 7109992.8999 | 9422943.236 | 325 | 7344066.7403 | 9723469.2034
t7780 | 6905178.2897 | 9151500.4268 | 325 | 7344066.7403 | 9723469.2034
t7781 | 6934437.5197 | 9190277.971 | 325 | 7344066.7403 | 9723469.2034
t7782 | 7080733.6699 | 9384165.6919 | 325 | 7344066.7403 | 9723469.2034
t7783 | 7548881.3506 | 10004606.3988 | 325 | 7344066.7403 | 9723469.2034
t7784 | 8397399.0217 | 11129155.18 | 325 | 7344066.7403 | 9723469.2034
t7785 | 8894805.9324 | 11788373.4311 | 325 | 7344066.7403 | 9723469.2034
t7786 | 8748509.7822 | 11594485.7102 | 325 | 7344066.7403 | 9723469.2034
t7787 | 9889619.7538 | 13106809.9333 | 325 | 7344066.7403 | 9723469.2034
t7788 | 10240730.5143 | 13339475.1983 | 325 | 7344066.7403 | 9723469.2034
t7789 | 9392212.8431 | 12447591.6822 | 325 | 7344066.7403 | 9723469.2034
t7790 | 7987769.8012 | 10586269.5615 | 325 | 7344066.7403 | 9723469.2034
t7791 | 5998142.1584 | 7949396.5572 | 325 | 7344066.7403 | 9723469.2034
t7792 | 3452589.1448 | 4575750.2134 | 325 | 7344066.7403 | 9723469.2034
t7793 | 1784813.0325 | 2365430.1951 | 325 | 7344066.7403 | 9723469.2034
t7794 | 3130737.6144 | 4149197.2274 | 325 | 7344066.7403 | 9723469.2034
t7795 | 6583326.7592 | 8724947.4408 | 325 | 7344066.7403 | 9723469.2034
t7796 | 8748509.7822 | 11594485.7102 | 325 | 7344066.7403 | 9723469.2034
t7797 | 8836287.4724 | 11710818.3427 | 325 | 7344066.7403 | 9723469.2034
t7798 | 7987769.8012 | 10586269.5615 | 325 | 7344066.7403 | 9723469.2034
t7799 | 7314807.5102 | 9694386.0453 | 325 | 7344066.7403 | 9723469.2034
t7800 | 6729622.9094 | 8918835.1617 | 325 | 7344066.7403 | 9723469.2034
t7801 | 5968882.9283 | 7910619.013 | 326 | 12147457.0053 | 10125786.2243
t7802 | 4827772.9567 | 6398294.7899 | 326 | 12147457.0053 | 10125786.2243
t7803 | 3657403.7551 | 4847193.0227 | 326 | 12147457.0053 | 10125786.2243
t7804 | 2867404.544 | 3800199.3298 | 326 | 12147457.0053 | 10125786.2243
t7805 | 2691849.1638 | 3567534.0647 | 326 | 12147457.0053 | 10125786.2243
t7806 | 3277033.7646 | 4343084.9483 | 326 | 12147457.0053 | 10125786.2243
t7807 | 4652217.5765 | 6165629.5248 | 326 | 12147457.0053 | 10125786.2243
t7808 | 6349252.9189 | 8414727.0873 | 326 | 12147457.0053 | 10125786.2243
t7809 | 7022215.2098 | 9306610.6035 | 326 | 12147457.0053 | 10125786.2243
t7810 | 5354439.0975 | 7096290.5852 | 326 | 12147457.0053 | 10125786.2243
t7811 | 6349252.9189 | 8414727.0873 | 326 | 12147457.0053 | 10125786.2243
t7812 | 9567768.2234 | 12680256.9473 | 326 | 12147457.0053 | 10125786.2243
t7813 | 12464431.9974 | 13339475.1983 | 326 | 12147457.0053 | 10125786.2243
t7814 | 13634801.1991 | 13339475.1983 | 326 | 12147457.0053 | 10125786.2243
t7815 | 12844801.988 | 13339475.1983 | 326 | 12147457.0053 | 10125786.2243
t7816 | 12464431.9974 | 13339475.1983 | 326 | 12147457.0053 | 10125786.2243
t7817 | 15448873.4616 | 13339475.1983 | 326 | 12147457.0053 | 10125786.2243
t7818 | 20159609.4982 | 13339475.1983 | 326 | 12147457.0053 | 10125786.2243
t7819 | 23582939.413 | 13339475.1983 | 326 | 12147457.0053 | 10125786.2243
t7820 | 24724049.3846 | 13339475.1983 | 326 | 12147457.0053 | 10125786.2243
t7821 | 24899604.7648 | 13339475.1983 | 326 | 12147457.0053 | 10125786.2243
t7822 | 24168124.0138 | 13339475.1983 | 326 | 12147457.0053 | 10125786.2243
t7823 | 23056273.2722 | 13339475.1983 | 326 | 12147457.0053 | 10125786.2243
t7824 | 21505534.0801 | 13339475.1983 | 326 | 12147457.0053 | 10125786.2243
t7825 | 19428128.7472 | 13339475.1983 | 327 | 10970992.1308 | 10944961.8452
t7826 | 17204427.264 | 13339475.1983 | 327 | 10970992.1308 | 10944961.8452
t7827 | 15361095.7715 | 13339475.1983 | 327 | 10970992.1308 | 10944961.8452
t7828 | 15185540.3912 | 13339475.1983 | 327 | 10970992.1308 | 10944961.8452
t7829 | 15273318.0813 | 13339475.1983 | 327 | 10970992.1308 | 10944961.8452
t7830 | 15331836.5414 | 13339475.1983 | 327 | 10970992.1308 | 10944961.8452
t7831 | 15595169.6118 | 13339475.1983 | 327 | 10970992.1308 | 10944961.8452
t7832 | 15682947.3019 | 13339475.1983 | 327 | 10970992.1308 | 10944961.8452
t7833 | 14161467.3398 | 13339475.1983 | 327 | 10970992.1308 | 10944961.8452
t7834 | 12025543.5468 | 13339475.1983 | 327 | 10970992.1308 | 10944961.8452
t7835 | 13312949.6686 | 13339475.1983 | 327 | 10970992.1308 | 10944961.8452
t7836 | 13839615.8093 | 13339475.1983 | 327 | 10970992.1308 | 10944961.8452
t7837 | 12610728.1476 | 13339475.1983 | 327 | 10970992.1308 | 10944961.8452
t7838 | 11001470.4954 | 13339475.1983 | 327 | 10970992.1308 | 10944961.8452
t7839 | 9070361.3127 | 12021038.6962 | 327 | 10970992.1308 | 10944961.8452
t7840 | 6671104.4493 | 8841280.0733 | 327 | 10970992.1308 | 10944961.8452
t7841 | 4857032.1868 | 6437072.3341 | 327 | 10970992.1308 | 10944961.8452
t7842 | 5237402.1773 | 6941180.4084 | 327 | 10970992.1308 | 10944961.8452
t7843 | 5910364.4683 | 7833063.9246 | 327 | 10970992.1308 | 10944961.8452
t7844 | 6115179.0785 | 8104506.7339 | 327 | 10970992.1308 | 10944961.8452
t7845 | 5676290.6279 | 7522843.5712 | 327 | 10970992.1308 | 10944961.8452
t7846 | 5208142.9473 | 6902402.8643 | 327 | 10970992.1308 | 10944961.8452
t7847 | 4652217.5765 | 6165629.5248 | 327 | 10970992.1308 | 10944961.8452
t7848 | 3891477.5954 | 5157413.3761 | 327 | 10970992.1308 | 10944961.8452
t7849 | 3218515.3045 | 4265529.8599 | 328 | 1631202.0748 | 2161848.0881
t7850 | 2925923.0041 | 3877754.4181 | 328 | 1631202.0748 | 2161848.0881
t7851 | 3101478.3843 | 4110419.6832 | 328 | 1631202.0748 | 2161848.0881
t7852 | 3452589.1448 | 4575750.2134 | 328 | 1631202.0748 | 2161848.0881
t7853 | 4067032.9757 | 5390078.6412 | 328 | 1631202.0748 | 2161848.0881
t7854 | 4593699.1164 | 6088074.4365 | 328 | 1631202.0748 | 2161848.0881
t7855 | 4710736.0366 | 6243184.6132 | 328 | 1631202.0748 | 2161848.0881
t7856 | 4535180.6563 | 6010519.3481 | 328 | 1631202.0748 | 2161848.0881
t7857 | 3598885.295 | 4769637.9343 | 328 | 1631202.0748 | 2161848.0881
t7858 | 1784813.0325 | 2365430.1951 | 328 | 1631202.0748 | 2161848.0881
t7859 | 1375183.8119 | 1822544.5765 | 328 | 1631202.0748 | 2161848.0881
t7860 | 936295.3613 | 1240881.4138 | 328 | 1631202.0748 | 2161848.0881
t7861 | 117036.9202 | 155110.1767 | 328 | 1631202.0748 | 2161848.0881
t7862 | 0 | 0 | 328 | 1631202.0748 | 2161848.0881
t7863 | 0 | 0 | 328 | 1631202.0748 | 2161848.0881
t7864 | 0 | 0 | 328 | 1631202.0748 | 2161848.0881
t7865 | 0 | 0 | 328 | 1631202.0748 | 2161848.0881
t7866 | 87777.6901 | 116332.6325 | 328 | 1631202.0748 | 2161848.0881
t7867 | 146296.1502 | 193887.7209 | 328 | 1631202.0748 | 2161848.0881
t7868 | 146296.1502 | 193887.7209 | 328 | 1631202.0748 | 2161848.0881
t7869 | 146296.1502 | 193887.7209 | 328 | 1631202.0748 | 2161848.0881
t7870 | 117036.9202 | 155110.1767 | 328 | 1631202.0748 | 2161848.0881
t7871 | 58518.4601 | 77555.0884 | 328 | 1631202.0748 | 2161848.0881
t7872 | 29259.23 | 38777.5442 | 328 | 1631202.0748 | 2161848.0881
t7873 | 0 | 0 | 329 | 707098.0593 | 937123.9844
t7874 | 0 | 0 | 329 | 707098.0593 | 937123.9844
t7875 | 0 | 0 | 329 | 707098.0593 | 937123.9844
t7876 | 0 | 0 | 329 | 707098.0593 | 937123.9844
t7877 | 0 | 0 | 329 | 707098.0593 | 937123.9844
t7878 | 0 | 0 | 329 | 707098.0593 | 937123.9844
t7879 | 0 | 0 | 329 | 707098.0593 | 937123.9844
t7880 | 0 | 0 | 329 | 707098.0593 | 937123.9844
t7881 | 0 | 0 | 329 | 707098.0593 | 937123.9844
t7882 | 0 | 0 | 329 | 707098.0593 | 937123.9844
t7883 | 29259.23 | 38777.5442 | 329 | 707098.0593 | 937123.9844
t7884 | 204814.6103 | 271442.8093 | 329 | 707098.0593 | 937123.9844
t7885 | 526666.1407 | 697995.7953 | 329 | 707098.0593 | 937123.9844
t7886 | 1082591.5115 | 1434769.1347 | 329 | 707098.0593 | 937123.9844
t7887 | 1609257.6522 | 2132764.93 | 329 | 707098.0593 | 937123.9844
t7888 | 1901849.9527 | 2520540.3718 | 329 | 707098.0593 | 937123.9844
t7889 | 1755553.8025 | 2326652.6509 | 329 | 707098.0593 | 937123.9844
t7890 | 1843331.4926 | 2442985.2834 | 329 | 707098.0593 | 937123.9844
t7891 | 1638516.8823 | 2171542.4741 | 329 | 707098.0593 | 937123.9844
t7892 | 1375183.8119 | 1822544.5765 | 329 | 707098.0593 | 937123.9844
t7893 | 1316665.3518 | 1744989.4882 | 329 | 707098.0593 | 937123.9844
t7894 | 1287406.1218 | 1706211.944 | 329 | 707098.0593 | 937123.9844
t7895 | 1199628.4317 | 1589879.3114 | 329 | 707098.0593 | 937123.9844
t7896 | 1199628.4317 | 1589879.3114 | 329 | 707098.0593 | 937123.9844
t7897 | 1492220.7321 | 1977654.7532 | 330 | 1325199.2939 | 1756299.6052
t7898 | 1755553.8025 | 2326652.6509 | 330 | 1325199.2939 | 1756299.6052
t7899 | 1697035.3424 | 2249097.5625 | 330 | 1325199.2939 | 1756299.6052
t7900 | 1404443.042 | 1861322.1207 | 330 | 1325199.2939 | 1756299.6052
t7901 | 1082591.5115 | 1434769.1347 | 330 | 1325199.2939 | 1756299.6052
t7902 | 760739.9811 | 1008216.1487 | 330 | 1325199.2939 | 1756299.6052
t7903 | 468147.6807 | 620440.7069 | 330 | 1325199.2939 | 1756299.6052
t7904 | 292592.3004 | 387775.4418 | 330 | 1325199.2939 | 1756299.6052
t7905 | 321851.5304 | 426552.986 | 330 | 1325199.2939 | 1756299.6052
t7906 | 555925.3708 | 736773.3394 | 330 | 1325199.2939 | 1756299.6052
t7907 | 731480.751 | 969438.6045 | 330 | 1325199.2939 | 1756299.6052
t7908 | 1141109.9716 | 1512324.2231 | 330 | 1325199.2939 | 1756299.6052
t7909 | 1755553.8025 | 2326652.6509 | 330 | 1325199.2939 | 1756299.6052
t7910 | 2252960.7131 | 2985870.902 | 330 | 1325199.2939 | 1756299.6052
t7911 | 2340738.4033 | 3102203.5345 | 330 | 1325199.2939 | 1756299.6052
t7912 | 1843331.4926 | 2442985.2834 | 330 | 1325199.2939 | 1756299.6052
t7913 | 965554.5913 | 1279658.958 | 330 | 1325199.2939 | 1756299.6052
t7914 | 438888.4506 | 581663.1627 | 330 | 1325199.2939 | 1756299.6052
t7915 | 438888.4506 | 581663.1627 | 330 | 1325199.2939 | 1756299.6052
t7916 | 819258.4411 | 1085771.2371 | 330 | 1325199.2939 | 1756299.6052
t7917 | 1550739.1922 | 2055209.8416 | 330 | 1325199.2939 | 1756299.6052
t7918 | 2165183.023 | 2869538.2694 | 330 | 1325199.2939 | 1756299.6052
t7919 | 2604071.4736 | 3451201.4321 | 330 | 1325199.2939 | 1756299.6052
t7920 | 2925923.0041 | 3877754.4181 | 330 | 1325199.2939 | 1756299.6052
t7921 | 3364811.4547 | 4459417.5808 | 331 | 10532103.6801 | 10726838.1591
t7922 | 4037773.7456 | 5351301.097 | 331 | 10532103.6801 | 10726838.1591
t7923 | 5061846.7971 | 6708515.1434 | 331 | 10532103.6801 | 10726838.1591
t7924 | 5998142.1584 | 7949396.5572 | 331 | 10532103.6801 | 10726838.1591
t7925 | 6378512.1489 | 8453504.6315 | 331 | 10532103.6801 | 10726838.1591
t7926 | 6524808.2991 | 8647392.3524 | 331 | 10532103.6801 | 10726838.1591
t7927 | 6466289.839 | 8569837.2641 | 331 | 10532103.6801 | 10726838.1591
t7928 | 6524808.2991 | 8647392.3524 | 331 | 10532103.6801 | 10726838.1591
t7929 | 6466289.839 | 8569837.2641 | 331 | 10532103.6801 | 10726838.1591
t7930 | 6846659.8296 | 9073945.3384 | 331 | 10532103.6801 | 10726838.1591
t7931 | 7841473.651 | 10392381.8406 | 331 | 10532103.6801 | 10726838.1591
t7932 | 8543695.1719 | 11323042.9009 | 331 | 10532103.6801 | 10726838.1591
t7933 | 9479990.5332 | 12563924.3147 | 331 | 10532103.6801 | 10726838.1591
t7934 | 10152952.8242 | 13339475.1983 | 331 | 10532103.6801 | 10726838.1591
t7935 | 10621100.5048 | 13339475.1983 | 331 | 10532103.6801 | 10726838.1591
t7936 | 11235544.3357 | 13339475.1983 | 331 | 10532103.6801 | 10726838.1591
t7937 | 12581468.9176 | 13339475.1983 | 331 | 10532103.6801 | 10726838.1591
t7938 | 15097762.7011 | 13339475.1983 | 331 | 10532103.6801 | 10726838.1591
t7939 | 17204427.264 | 13339475.1983 | 331 | 10532103.6801 | 10726838.1591
t7940 | 18608870.306 | 13339475.1983 | 331 | 10532103.6801 | 10726838.1591
t7941 | 19223314.1369 | 13339475.1983 | 331 | 10532103.6801 | 10726838.1591
t7942 | 18842944.1463 | 13339475.1983 | 331 | 10532103.6801 | 10726838.1591
t7943 | 18257759.5455 | 13339475.1983 | 331 | 10532103.6801 | 10726838.1591
t7944 | 17409241.8743 | 13339475.1983 | 331 | 10532103.6801 | 10726838.1591
t7945 | 16560724.2031 | 13339475.1983 | 332 | 13499477.2601 | 8831585.6873
t7946 | 17409241.8743 | 13339475.1983 | 332 | 13499477.2601 | 8831585.6873
t7947 | 19954794.8879 | 13339475.1983 | 332 | 13499477.2601 | 8831585.6873
t7948 | 22529607.1315 | 13339475.1983 | 332 | 13499477.2601 | 8831585.6873
t7949 | 24255901.7039 | 13339475.1983 | 332 | 13499477.2601 | 8831585.6873
t7950 | 25104419.3751 | 13339475.1983 | 332 | 13499477.2601 | 8831585.6873
t7951 | 25572567.0557 | 13339475.1983 | 332 | 13499477.2601 | 8831585.6873
t7952 | 25806640.8961 | 13339475.1983 | 332 | 13499477.2601 | 8831585.6873
t7953 | 25923677.8162 | 13339475.1983 | 332 | 13499477.2601 | 8831585.6873
t7954 | 25455530.1356 | 13339475.1983 | 332 | 13499477.2601 | 8831585.6873
t7955 | 24051087.0936 | 13339475.1983 | 332 | 13499477.2601 | 8831585.6873
t7956 | 21622571.0002 | 13339475.1983 | 332 | 13499477.2601 | 8831585.6873
t7957 | 18140722.6254 | 13339475.1983 | 332 | 13499477.2601 | 8831585.6873
t7958 | 12581468.9176 | 13339475.1983 | 332 | 13499477.2601 | 8831585.6873
t7959 | 6554067.5292 | 8686169.8966 | 332 | 13499477.2601 | 8831585.6873
t7960 | 3189256.0745 | 4226752.3158 | 332 | 13499477.2601 | 8831585.6873
t7961 | 1492220.7321 | 1977654.7532 | 332 | 13499477.2601 | 8831585.6873
t7962 | 936295.3613 | 1240881.4138 | 332 | 13499477.2601 | 8831585.6873
t7963 | 877776.9012 | 1163326.3254 | 332 | 13499477.2601 | 8831585.6873
t7964 | 1082591.5115 | 1434769.1347 | 332 | 13499477.2601 | 8831585.6873
t7965 | 1492220.7321 | 1977654.7532 | 332 | 13499477.2601 | 8831585.6873
t7966 | 1375183.8119 | 1822544.5765 | 332 | 13499477.2601 | 8831585.6873
t7967 | 1111850.7416 | 1473546.6789 | 332 | 13499477.2601 | 8831585.6873
t7968 | 907036.1313 | 1202103.8696 | 332 | 13499477.2601 | 8831585.6873
t7969 | 789999.2111 | 1046993.6929 | 333 | 594937.6775 | 788476.7317
t7970 | 907036.1313 | 1202103.8696 | 333 | 594937.6775 | 788476.7317
t7971 | 1141109.9716 | 1512324.2231 | 333 | 594937.6775 | 788476.7317
t7972 | 1170369.2016 | 1551101.7672 | 333 | 594937.6775 | 788476.7317
t7973 | 1053332.2815 | 1395991.5905 | 333 | 594937.6775 | 788476.7317
t7974 | 936295.3613 | 1240881.4138 | 333 | 594937.6775 | 788476.7317
t7975 | 1053332.2815 | 1395991.5905 | 333 | 594937.6775 | 788476.7317
t7976 | 1521479.9621 | 2016432.2974 | 333 | 594937.6775 | 788476.7317
t7977 | 2077405.3329 | 2753205.6369 | 333 | 594937.6775 | 788476.7317
t7978 | 1843331.4926 | 2442985.2834 | 333 | 594937.6775 | 788476.7317
t7979 | 1141109.9716 | 1512324.2231 | 333 | 594937.6775 | 788476.7317
t7980 | 380369.9905 | 504108.0744 | 333 | 594937.6775 | 788476.7317
t7981 | 29259.23 | 38777.5442 | 333 | 594937.6775 | 788476.7317
t7982 | 0 | 0 | 333 | 594937.6775 | 788476.7317
t7983 | 0 | 0 | 333 | 594937.6775 | 788476.7317
t7984 | 29259.23 | 38777.5442 | 333 | 594937.6775 | 788476.7317
t7985 | 29259.23 | 38777.5442 | 333 | 594937.6775 | 788476.7317
t7986 | 29259.23 | 38777.5442 | 333 | 594937.6775 | 788476.7317
t7987 | 0 | 0 | 333 | 594937.6775 | 788476.7317
t7988 | 0 | 0 | 333 | 594937.6775 | 788476.7317
t7989 | 0 | 0 | 333 | 594937.6775 | 788476.7317
t7990 | 0 | 0 | 333 | 594937.6775 | 788476.7317
t7991 | 29259.23 | 38777.5442 | 333 | 594937.6775 | 788476.7317
t7992 | 117036.9202 | 155110.1767 | 333 | 594937.6775 | 788476.7317
t7993 | 292592.3004 | 387775.4418 | 334 | 6666227.911 | 7640791.9347
t7994 | 497406.9107 | 659218.2511 | 334 | 6666227.911 | 7640791.9347
t7995 | 907036.1313 | 1202103.8696 | 334 | 6666227.911 | 7640791.9347
t7996 | 1316665.3518 | 1744989.4882 | 334 | 6666227.911 | 7640791.9347
t7997 | 1814072.2625 | 2404207.7392 | 334 | 6666227.911 | 7640791.9347
t7998 | 2574812.2436 | 3412423.8879 | 334 | 6666227.911 | 7640791.9347
t7999 | 3364811.4547 | 4459417.5808 | 334 | 6666227.911 | 7640791.9347
t8000 | 3803699.9053 | 5041080.7436 | 334 | 6666227.911 | 7640791.9347
t8001 | 3306292.9946 | 4381862.4925 | 334 | 6666227.911 | 7640791.9347
t8002 | 2165183.023 | 2869538.2694 | 334 | 6666227.911 | 7640791.9347
t8003 | 2545553.0136 | 3373646.3438 | 334 | 6666227.911 | 7640791.9347
t8004 | 3803699.9053 | 5041080.7436 | 334 | 6666227.911 | 7640791.9347
t8005 | 5383698.3275 | 7135068.1293 | 334 | 6666227.911 | 7640791.9347
t8006 | 7373325.9703 | 9771941.1337 | 334 | 6666227.911 | 7640791.9347
t8007 | 9918878.9839 | 13145587.4774 | 334 | 6666227.911 | 7640791.9347
t8008 | 11879247.3966 | 13339475.1983 | 334 | 6666227.911 | 7640791.9347
t8009 | 14161467.3398 | 13339475.1983 | 334 | 6666227.911 | 7640791.9347
t8010 | 15565910.3818 | 13339475.1983 | 334 | 6666227.911 | 7640791.9347
t8011 | 15273318.0813 | 13339475.1983 | 334 | 6666227.911 | 7640791.9347
t8012 | 13693319.6591 | 13339475.1983 | 334 | 6666227.911 | 7640791.9347
t8013 | 11440358.946 | 13339475.1983 | 334 | 6666227.911 | 7640791.9347
t8014 | 9831101.2937 | 13029254.8449 | 334 | 6666227.911 | 7640791.9347
t8015 | 9333694.383 | 12370036.5938 | 334 | 6666227.911 | 7640791.9347
t8016 | 9743323.6036 | 12912922.2124 | 334 | 6666227.911 | 7640791.9347
t8017 | 10240730.5143 | 13339475.1983 | 335 | 12207194.6 | 13106809.9333
t8018 | 10767396.655 | 13339475.1983 | 335 | 12207194.6 | 13106809.9333
t8019 | 11411099.7159 | 13339475.1983 | 335 | 12207194.6 | 13106809.9333
t8020 | 11937765.8567 | 13339475.1983 | 335 | 12207194.6 | 13106809.9333
t8021 | 12259617.3871 | 13339475.1983 | 335 | 12207194.6 | 13106809.9333
t8022 | 12084062.0069 | 13339475.1983 | 335 | 12207194.6 | 13106809.9333
t8023 | 11235544.3357 | 13339475.1983 | 335 | 12207194.6 | 13106809.9333
t8024 | 10504063.5847 | 13339475.1983 | 335 | 12207194.6 | 13106809.9333
t8025 | 9275175.923 | 12292481.5055 | 335 | 12207194.6 | 13106809.9333
t8026 | 7636659.0407 | 10120939.0313 | 335 | 12207194.6 | 13106809.9333
t8027 | 9070361.3127 | 12021038.6962 | 335 | 12207194.6 | 13106809.9333
t8028 | 10416285.8946 | 13339475.1983 | 335 | 12207194.6 | 13106809.9333
t8029 | 11235544.3357 | 13339475.1983 | 335 | 12207194.6 | 13106809.9333
t8030 | 11879247.3966 | 13339475.1983 | 335 | 12207194.6 | 13106809.9333
t8031 | 13429986.5888 | 13339475.1983 | 335 | 12207194.6 | 13106809.9333
t8032 | 12991098.1382 | 13339475.1983 | 335 | 12207194.6 | 13106809.9333
t8033 | 11440358.946 | 13339475.1983 | 335 | 12207194.6 | 13106809.9333
t8034 | 12610728.1476 | 13339475.1983 | 335 | 12207194.6 | 13106809.9333
t8035 | 13605541.969 | 13339475.1983 | 335 | 12207194.6 | 13106809.9333
t8036 | 14102948.8797 | 13339475.1983 | 335 | 12207194.6 | 13106809.9333
t8037 | 14102948.8797 | 13339475.1983 | 335 | 12207194.6 | 13106809.9333
t8038 | 15741465.762 | 13339475.1983 | 335 | 12207194.6 | 13106809.9333
t8039 | 17204427.264 | 13339475.1983 | 335 | 12207194.6 | 13106809.9333
t8040 | 17789611.8649 | 13339475.1983 | 335 | 12207194.6 | 13106809.9333
t8041 | 18052944.9352 | 13339475.1983 | 336 | 8835068.3378 | 9592594.9918
t8042 | 17906648.785 | 13339475.1983 | 336 | 8835068.3378 | 9592594.9918
t8043 | 17204427.264 | 13339475.1983 | 336 | 8835068.3378 | 9592594.9918
t8044 | 15331836.5414 | 13339475.1983 | 336 | 8835068.3378 | 9592594.9918
t8045 | 13693319.6591 | 13339475.1983 | 336 | 8835068.3378 | 9592594.9918
t8046 | 12464431.9974 | 13339475.1983 | 336 | 8835068.3378 | 9592594.9918
t8047 | 11703692.0164 | 13339475.1983 | 336 | 8835068.3378 | 9592594.9918
t8048 | 11703692.0164 | 13339475.1983 | 336 | 8835068.3378 | 9592594.9918
t8049 | 10855174.3452 | 13339475.1983 | 336 | 8835068.3378 | 9592594.9918
t8050 | 9567768.2234 | 12680256.9473 | 336 | 8835068.3378 | 9592594.9918
t8051 | 8894805.9324 | 11788373.4311 | 336 | 8835068.3378 | 9592594.9918
t8052 | 6583326.7592 | 8724947.4408 | 336 | 8835068.3378 | 9592594.9918
t8053 | 4739995.2666 | 6281962.1574 | 336 | 8835068.3378 | 9592594.9918
t8054 | 3715922.2152 | 4924748.111 | 336 | 8835068.3378 | 9592594.9918
t8055 | 3189256.0745 | 4226752.3158 | 336 | 8835068.3378 | 9592594.9918
t8056 | 3628144.5251 | 4808415.4785 | 336 | 8835068.3378 | 9592594.9918
t8057 | 3598885.295 | 4769637.9343 | 336 | 8835068.3378 | 9592594.9918
t8058 | 4593699.1164 | 6088074.4365 | 336 | 8835068.3378 | 9592594.9918
t8059 | 5676290.6279 | 7522843.5712 | 336 | 8835068.3378 | 9592594.9918
t8060 | 6407771.379 | 8492282.1757 | 336 | 8835068.3378 | 9592594.9918
t8061 | 6671104.4493 | 8841280.0733 | 336 | 8835068.3378 | 9592594.9918
t8062 | 6407771.379 | 8492282.1757 | 336 | 8835068.3378 | 9592594.9918
t8063 | 5442216.7876 | 7212623.2177 | 336 | 8835068.3378 | 9592594.9918
t8064 | 4008514.5156 | 5312523.5528 | 336 | 8835068.3378 | 9592594.9918
t8065 | 2925923.0041 | 3877754.4181 | 337 | 1308131.4097 | 1733679.3711
t8066 | 2487034.5535 | 3296091.2554 | 337 | 1308131.4097 | 1733679.3711
t8067 | 2516293.7835 | 3334868.7996 | 337 | 1308131.4097 | 1733679.3711
t8068 | 2545553.0136 | 3373646.3438 | 337 | 1308131.4097 | 1733679.3711
t8069 | 2428516.0934 | 3218536.167 | 337 | 1308131.4097 | 1733679.3711
t8070 | 1989627.6428 | 2636873.0043 | 337 | 1308131.4097 | 1733679.3711
t8071 | 1550739.1922 | 2055209.8416 | 337 | 1308131.4097 | 1733679.3711
t8072 | 1199628.4317 | 1589879.3114 | 337 | 1308131.4097 | 1733679.3711
t8073 | 789999.2111 | 1046993.6929 | 337 | 1308131.4097 | 1733679.3711
t8074 | 351110.7605 | 465330.5302 | 337 | 1308131.4097 | 1733679.3711
t8075 | 58518.4601 | 77555.0884 | 337 | 1308131.4097 | 1733679.3711
t8076 | 0 | 0 | 337 | 1308131.4097 | 1733679.3711
t8077 | 29259.23 | 38777.5442 | 337 | 1308131.4097 | 1733679.3711
t8078 | 58518.4601 | 77555.0884 | 337 | 1308131.4097 | 1733679.3711
t8079 | 146296.1502 | 193887.7209 | 337 | 1308131.4097 | 1733679.3711
t8080 | 292592.3004 | 387775.4418 | 337 | 1308131.4097 | 1733679.3711
t8081 | 672962.2909 | 891883.5162 | 337 | 1308131.4097 | 1733679.3711
t8082 | 1316665.3518 | 1744989.4882 | 337 | 1308131.4097 | 1733679.3711
t8083 | 1755553.8025 | 2326652.6509 | 337 | 1308131.4097 | 1733679.3711
t8084 | 1843331.4926 | 2442985.2834 | 337 | 1308131.4097 | 1733679.3711
t8085 | 1697035.3424 | 2249097.5625 | 337 | 1308131.4097 | 1733679.3711
t8086 | 1667776.1123 | 2210320.0183 | 337 | 1308131.4097 | 1733679.3711
t8087 | 1638516.8823 | 2171542.4741 | 337 | 1308131.4097 | 1733679.3711
t8088 | 1433702.272 | 1900099.6649 | 337 | 1308131.4097 | 1733679.3711
t8089 | 1082591.5115 | 1434769.1347 | 338 | 1968902.3548 | 2609405.5772
t8090 | 672962.2909 | 891883.5162 | 338 | 1968902.3548 | 2609405.5772
t8091 | 351110.7605 | 465330.5302 | 338 | 1968902.3548 | 2609405.5772
t8092 | 146296.1502 | 193887.7209 | 338 | 1968902.3548 | 2609405.5772
t8093 | 58518.4601 | 77555.0884 | 338 | 1968902.3548 | 2609405.5772
t8094 | 29259.23 | 38777.5442 | 338 | 1968902.3548 | 2609405.5772
t8095 | 0 | 0 | 338 | 1968902.3548 | 2609405.5772
t8096 | 0 | 0 | 338 | 1968902.3548 | 2609405.5772
t8097 | 0 | 0 | 338 | 1968902.3548 | 2609405.5772
t8098 | 29259.23 | 38777.5442 | 338 | 1968902.3548 | 2609405.5772
t8099 | 614443.8309 | 814328.4278 | 338 | 1968902.3548 | 2609405.5772
t8100 | 2048146.1029 | 2714428.0927 | 338 | 1968902.3548 | 2609405.5772
t8101 | 3540366.8349 | 4692082.8459 | 338 | 1968902.3548 | 2609405.5772
t8102 | 4769254.4967 | 6320739.7015 | 338 | 1968902.3548 | 2609405.5772
t8103 | 5676290.6279 | 7522843.5712 | 338 | 1968902.3548 | 2609405.5772
t8104 | 5471476.0176 | 7251400.7619 | 338 | 1968902.3548 | 2609405.5772
t8105 | 4125551.4358 | 5467633.7296 | 338 | 1968902.3548 | 2609405.5772
t8106 | 3891477.5954 | 5157413.3761 | 338 | 1968902.3548 | 2609405.5772
t8107 | 3774440.6753 | 5002303.1994 | 338 | 1968902.3548 | 2609405.5772
t8108 | 3247774.5345 | 4304307.4041 | 338 | 1968902.3548 | 2609405.5772
t8109 | 2428516.0934 | 3218536.167 | 338 | 1968902.3548 | 2609405.5772
t8110 | 1901849.9527 | 2520540.3718 | 338 | 1968902.3548 | 2609405.5772
t8111 | 1697035.3424 | 2249097.5625 | 338 | 1968902.3548 | 2609405.5772
t8112 | 1697035.3424 | 2249097.5625 | 338 | 1968902.3548 | 2609405.5772
t8113 | 1697035.3424 | 2249097.5625 | 339 | 1428825.7337 | 1893636.7409
t8114 | 1697035.3424 | 2249097.5625 | 339 | 1428825.7337 | 1893636.7409
t8115 | 1638516.8823 | 2171542.4741 | 339 | 1428825.7337 | 1893636.7409
t8116 | 1697035.3424 | 2249097.5625 | 339 | 1428825.7337 | 1893636.7409
t8117 | 1638516.8823 | 2171542.4741 | 339 | 1428825.7337 | 1893636.7409
t8118 | 1345924.5819 | 1783767.0323 | 339 | 1428825.7337 | 1893636.7409
t8119 | 1024073.0514 | 1357214.0463 | 339 | 1428825.7337 | 1893636.7409
t8120 | 702221.521 | 930661.0603 | 339 | 1428825.7337 | 1893636.7409
t8121 | 380369.9905 | 504108.0744 | 339 | 1428825.7337 | 1893636.7409
t8122 | 117036.9202 | 155110.1767 | 339 | 1428825.7337 | 1893636.7409
t8123 | 380369.9905 | 504108.0744 | 339 | 1428825.7337 | 1893636.7409
t8124 | 614443.8309 | 814328.4278 | 339 | 1428825.7337 | 1893636.7409
t8125 | 907036.1313 | 1202103.8696 | 339 | 1428825.7337 | 1893636.7409
t8126 | 1141109.9716 | 1512324.2231 | 339 | 1428825.7337 | 1893636.7409
t8127 | 1258146.8918 | 1667434.3998 | 339 | 1428825.7337 | 1893636.7409
t8128 | 1228887.6617 | 1628656.8556 | 339 | 1428825.7337 | 1893636.7409
t8129 | 1053332.2815 | 1395991.5905 | 339 | 1428825.7337 | 1893636.7409
t8130 | 1141109.9716 | 1512324.2231 | 339 | 1428825.7337 | 1893636.7409
t8131 | 1199628.4317 | 1589879.3114 | 339 | 1428825.7337 | 1893636.7409
t8132 | 1141109.9716 | 1512324.2231 | 339 | 1428825.7337 | 1893636.7409
t8133 | 1258146.8918 | 1667434.3998 | 339 | 1428825.7337 | 1893636.7409
t8134 | 2223701.4831 | 2947093.3578 | 339 | 1428825.7337 | 1893636.7409
t8135 | 3745181.4452 | 4963525.6552 | 339 | 1428825.7337 | 1893636.7409
t8136 | 5061846.7971 | 6708515.1434 | 339 | 1428825.7337 | 1893636.7409
t8137 | 6144438.3086 | 8143284.2781 | 340 | 9538508.9933 | 11287496.8188
t8138 | 7022215.2098 | 9306610.6035 | 340 | 9538508.9933 | 11287496.8188
t8139 | 7695177.5008 | 10198494.1197 | 340 | 9538508.9933 | 11287496.8188
t8140 | 7519622.1205 | 9965828.8546 | 340 | 9538508.9933 | 11287496.8188
t8141 | 7285548.2802 | 9655608.5011 | 340 | 9538508.9933 | 11287496.8188
t8142 | 7285548.2802 | 9655608.5011 | 340 | 9538508.9933 | 11287496.8188
t8143 | 7373325.9703 | 9771941.1337 | 340 | 9538508.9933 | 11287496.8188
t8144 | 7109992.8999 | 9422943.236 | 340 | 9538508.9933 | 11287496.8188
t8145 | 6085919.8485 | 8065729.1897 | 340 | 9538508.9933 | 11287496.8188
t8146 | 4154810.6658 | 5506411.2737 | 340 | 9538508.9933 | 11287496.8188
t8147 | 7197770.5901 | 9539275.8686 | 340 | 9538508.9933 | 11287496.8188
t8148 | 10006656.674 | 13261920.11 | 340 | 9538508.9933 | 11287496.8188
t8149 | 12025543.5468 | 13339475.1983 | 340 | 9538508.9933 | 11287496.8188
t8150 | 13751838.1192 | 13339475.1983 | 340 | 9538508.9933 | 11287496.8188
t8151 | 14717392.7106 | 13339475.1983 | 340 | 9538508.9933 | 11287496.8188
t8152 | 13488505.0489 | 13339475.1983 | 340 | 9538508.9933 | 11287496.8188
t8153 | 9714064.3736 | 12874144.6682 | 340 | 9538508.9933 | 11287496.8188
t8154 | 9275175.923 | 12292481.5055 | 340 | 9538508.9933 | 11287496.8188
t8155 | 9948138.2139 | 13184365.0216 | 340 | 9538508.9933 | 11287496.8188
t8156 | 10533322.8147 | 13339475.1983 | 340 | 9538508.9933 | 11287496.8188
t8157 | 10796655.8851 | 13339475.1983 | 340 | 9538508.9933 | 11287496.8188
t8158 | 12230358.1571 | 13339475.1983 | 340 | 9538508.9933 | 11287496.8188
t8159 | 13634801.1991 | 13339475.1983 | 340 | 9538508.9933 | 11287496.8188
t8160 | 13927393.4995 | 13339475.1983 | 340 | 9538508.9933 | 11287496.8188
t8161 | 13576282.739 | 13339475.1983 | 341 | 8674142.5725 | 10822166.2886
t8162 | 13137394.2884 | 13339475.1983 | 341 | 8674142.5725 | 10822166.2886
t8163 | 12815542.7579 | 13339475.1983 | 341 | 8674142.5725 | 10822166.2886
t8164 | 11440358.946 | 13339475.1983 | 341 | 8674142.5725 | 10822166.2886
t8165 | 10357767.4345 | 13339475.1983 | 341 | 8674142.5725 | 10822166.2886
t8166 | 9918878.9839 | 13145587.4774 | 341 | 8674142.5725 | 10822166.2886
t8167 | 9626286.6835 | 12757812.0356 | 341 | 8674142.5725 | 10822166.2886
t8168 | 9333694.383 | 12370036.5938 | 341 | 8674142.5725 | 10822166.2886
t8169 | 7812214.4209 | 10353604.2964 | 341 | 8674142.5725 | 10822166.2886
t8170 | 7080733.6699 | 9384165.6919 | 341 | 8674142.5725 | 10822166.2886
t8171 | 9041102.0826 | 11982261.152 | 341 | 8674142.5725 | 10822166.2886
t8172 | 9538508.9933 | 12641479.4031 | 341 | 8674142.5725 | 10822166.2886
t8173 | 9918878.9839 | 13145587.4774 | 341 | 8674142.5725 | 10822166.2886
t8174 | 10474804.3546 | 13339475.1983 | 341 | 8674142.5725 | 10822166.2886
t8175 | 10855174.3452 | 13339475.1983 | 341 | 8674142.5725 | 10822166.2886
t8176 | 9362953.6131 | 12408814.138 | 341 | 8674142.5725 | 10822166.2886
t8177 | 7168511.36 | 9500498.3244 | 341 | 8674142.5725 | 10822166.2886
t8178 | 7695177.5008 | 10198494.1197 | 341 | 8674142.5725 | 10822166.2886
t8179 | 7285548.2802 | 9655608.5011 | 341 | 8674142.5725 | 10822166.2886
t8180 | 6115179.0785 | 8104506.7339 | 341 | 8674142.5725 | 10822166.2886
t8181 | 4739995.2666 | 6281962.1574 | 341 | 8674142.5725 | 10822166.2886
t8182 | 3745181.4452 | 4963525.6552 | 341 | 8674142.5725 | 10822166.2886
t8183 | 3335552.2247 | 4420640.0367 | 341 | 8674142.5725 | 10822166.2886
t8184 | 3803699.9053 | 5041080.7436 | 341 | 8674142.5725 | 10822166.2886
t8185 | 5003328.337 | 6630960.055 | 342 | 4164563.7425 | 5519337.1218
t8186 | 5910364.4683 | 7833063.9246 | 342 | 4164563.7425 | 5519337.1218
t8187 | 6056660.6185 | 8026951.6455 | 342 | 4164563.7425 | 5519337.1218
t8188 | 5383698.3275 | 7135068.1293 | 342 | 4164563.7425 | 5519337.1218
t8189 | 4535180.6563 | 6010519.3481 | 342 | 4164563.7425 | 5519337.1218
t8190 | 3832959.1354 | 5079858.2877 | 342 | 4164563.7425 | 5519337.1218
t8191 | 3159996.8444 | 4187974.7716 | 342 | 4164563.7425 | 5519337.1218
t8192 | 2691849.1638 | 3567534.0647 | 342 | 4164563.7425 | 5519337.1218
t8193 | 2223701.4831 | 2947093.3578 | 342 | 4164563.7425 | 5519337.1218
t8194 | 1053332.2815 | 1395991.5905 | 342 | 4164563.7425 | 5519337.1218
t8195 | 1316665.3518 | 1744989.4882 | 342 | 4164563.7425 | 5519337.1218
t8196 | 2340738.4033 | 3102203.5345 | 342 | 4164563.7425 | 5519337.1218
t8197 | 3511107.6049 | 4653305.3017 | 342 | 4164563.7425 | 5519337.1218
t8198 | 4681476.8065 | 6204407.069 | 342 | 4164563.7425 | 5519337.1218
t8199 | 4974069.107 | 6592182.5108 | 342 | 4164563.7425 | 5519337.1218
t8200 | 3657403.7551 | 4847193.0227 | 342 | 4164563.7425 | 5519337.1218
t8201 | 2867404.544 | 3800199.3298 | 342 | 4164563.7425 | 5519337.1218
t8202 | 3306292.9946 | 4381862.4925 | 342 | 4164563.7425 | 5519337.1218
t8203 | 3832959.1354 | 5079858.2877 | 342 | 4164563.7425 | 5519337.1218
t8204 | 4622958.3465 | 6126851.9806 | 342 | 4164563.7425 | 5519337.1218
t8205 | 5120365.2572 | 6786070.2317 | 342 | 4164563.7425 | 5519337.1218
t8206 | 5442216.7876 | 7212623.2177 | 342 | 4164563.7425 | 5519337.1218
t8207 | 6437030.609 | 8531059.7199 | 342 | 4164563.7425 | 5519337.1218
t8208 | 7987769.8012 | 10586269.5615 | 342 | 4164563.7425 | 5519337.1218
t8209 | 9684805.1435 | 12835367.124 | 343 | 14021266.8625 | 13307160.5782
t8210 | 10913692.8053 | 13339475.1983 | 343 | 14021266.8625 | 13307160.5782
t8211 | 11001470.4954 | 13339475.1983 | 343 | 14021266.8625 | 13307160.5782
t8212 | 12054802.7768 | 13339475.1983 | 343 | 14021266.8625 | 13307160.5782
t8213 | 13634801.1991 | 13339475.1983 | 343 | 14021266.8625 | 13307160.5782
t8214 | 14951466.5509 | 13339475.1983 | 343 | 14021266.8625 | 13307160.5782
t8215 | 14805170.4007 | 13339475.1983 | 343 | 14021266.8625 | 13307160.5782
t8216 | 13342208.8986 | 13339475.1983 | 343 | 14021266.8625 | 13307160.5782
t8217 | 11791469.7065 | 13339475.1983 | 343 | 14021266.8625 | 13307160.5782
t8218 | 9860360.5238 | 13068032.3891 | 343 | 14021266.8625 | 13307160.5782
t8219 | 13605541.969 | 13339475.1983 | 343 | 14021266.8625 | 13307160.5782
t8220 | 15653688.0719 | 13339475.1983 | 343 | 14021266.8625 | 13307160.5782
t8221 | 16092576.5225 | 13339475.1983 | 343 | 14021266.8625 | 13307160.5782
t8222 | 16443687.283 | 13339475.1983 | 343 | 14021266.8625 | 13307160.5782
t8223 | 16941094.1937 | 13339475.1983 | 343 | 14021266.8625 | 13307160.5782
t8224 | 16765538.8134 | 13339475.1983 | 343 | 14021266.8625 | 13307160.5782
t8225 | 14629615.0204 | 13339475.1983 | 343 | 14021266.8625 | 13307160.5782
t8226 | 16092576.5225 | 13339475.1983 | 343 | 14021266.8625 | 13307160.5782
t8227 | 17321464.1842 | 13339475.1983 | 343 | 14021266.8625 | 13307160.5782
t8228 | 17262945.7241 | 13339475.1983 | 343 | 14021266.8625 | 13307160.5782
t8229 | 15946280.3723 | 13339475.1983 | 343 | 14021266.8625 | 13307160.5782
t8230 | 13839615.8093 | 13339475.1983 | 343 | 14021266.8625 | 13307160.5782
t8231 | 12376654.3073 | 13339475.1983 | 343 | 14021266.8625 | 13307160.5782
t8232 | 11498877.4061 | 13339475.1983 | 343 | 14021266.8625 | 13307160.5782
t8233 | 10884433.5752 | 13339475.1983 | 344 | 2615043.6849 | 3415655.35
t8234 | 10152952.8242 | 13339475.1983 | 344 | 2615043.6849 | 3415655.35
t8235 | 9128879.7728 | 12098593.7845 | 344 | 2615043.6849 | 3415655.35
t8236 | 6934437.5197 | 9190277.971 | 344 | 2615043.6849 | 3415655.35
t8237 | 4857032.1868 | 6437072.3341 | 344 | 2615043.6849 | 3415655.35
t8238 | 3481848.3749 | 4614527.7576 | 344 | 2615043.6849 | 3415655.35
t8239 | 2457775.3234 | 3257313.7112 | 344 | 2615043.6849 | 3415655.35
t8240 | 1755553.8025 | 2326652.6509 | 344 | 2615043.6849 | 3415655.35
t8241 | 1228887.6617 | 1628656.8556 | 344 | 2615043.6849 | 3415655.35
t8242 | 438888.4506 | 581663.1627 | 344 | 2615043.6849 | 3415655.35
t8243 | 438888.4506 | 581663.1627 | 344 | 2615043.6849 | 3415655.35
t8244 | 438888.4506 | 581663.1627 | 344 | 2615043.6849 | 3415655.35
t8245 | 468147.6807 | 620440.7069 | 344 | 2615043.6849 | 3415655.35
t8246 | 614443.8309 | 814328.4278 | 344 | 2615043.6849 | 3415655.35
t8247 | 877776.9012 | 1163326.3254 | 344 | 2615043.6849 | 3415655.35
t8248 | 1053332.2815 | 1395991.5905 | 344 | 2615043.6849 | 3415655.35
t8249 | 1024073.0514 | 1357214.0463 | 344 | 2615043.6849 | 3415655.35
t8250 | 1024073.0514 | 1357214.0463 | 344 | 2615043.6849 | 3415655.35
t8251 | 994813.8214 | 1318436.5022 | 344 | 2615043.6849 | 3415655.35
t8252 | 965554.5913 | 1279658.958 | 344 | 2615043.6849 | 3415655.35
t8253 | 789999.2111 | 1046993.6929 | 344 | 2615043.6849 | 3415655.35
t8254 | 702221.521 | 930661.0603 | 344 | 2615043.6849 | 3415655.35
t8255 | 848517.6712 | 1124548.7813 | 344 | 2615043.6849 | 3415655.35
t8256 | 1199628.4317 | 1589879.3114 | 344 | 2615043.6849 | 3415655.35
t8257 | 1755553.8025 | 2326652.6509 | 345 | 1689720.5349 | 2239403.1765
t8258 | 2516293.7835 | 3334868.7996 | 345 | 1689720.5349 | 2239403.1765
t8259 | 3628144.5251 | 4808415.4785 | 345 | 1689720.5349 | 2239403.1765
t8260 | 4769254.4967 | 6320739.7015 | 345 | 1689720.5349 | 2239403.1765
t8261 | 5529994.4777 | 7328955.8503 | 345 | 1689720.5349 | 2239403.1765
t8262 | 5178883.7172 | 6863625.3201 | 345 | 1689720.5349 | 2239403.1765
t8263 | 3949996.0555 | 5234968.4645 | 345 | 1689720.5349 | 2239403.1765
t8264 | 2545553.0136 | 3373646.3438 | 345 | 1689720.5349 | 2239403.1765
t8265 | 1375183.8119 | 1822544.5765 | 345 | 1689720.5349 | 2239403.1765
t8266 | 526666.1407 | 697995.7953 | 345 | 1689720.5349 | 2239403.1765
t8267 | 234073.8403 | 310220.3534 | 345 | 1689720.5349 | 2239403.1765
t8268 | 234073.8403 | 310220.3534 | 345 | 1689720.5349 | 2239403.1765
t8269 | 497406.9107 | 659218.2511 | 345 | 1689720.5349 | 2239403.1765
t8270 | 819258.4411 | 1085771.2371 | 345 | 1689720.5349 | 2239403.1765
t8271 | 731480.751 | 969438.6045 | 345 | 1689720.5349 | 2239403.1765
t8272 | 526666.1407 | 697995.7953 | 345 | 1689720.5349 | 2239403.1765
t8273 | 380369.9905 | 504108.0744 | 345 | 1689720.5349 | 2239403.1765
t8274 | 234073.8403 | 310220.3534 | 345 | 1689720.5349 | 2239403.1765
t8275 | 87777.6901 | 116332.6325 | 345 | 1689720.5349 | 2239403.1765
t8276 | 58518.4601 | 77555.0884 | 345 | 1689720.5349 | 2239403.1765
t8277 | 234073.8403 | 310220.3534 | 345 | 1689720.5349 | 2239403.1765
t8278 | 760739.9811 | 1008216.1487 | 345 | 1689720.5349 | 2239403.1765
t8279 | 1550739.1922 | 2055209.8416 | 345 | 1689720.5349 | 2239403.1765
t8280 | 2428516.0934 | 3218536.167 | 345 | 1689720.5349 | 2239403.1765
t8281 | 2984441.4642 | 3955309.5065 | 346 | 4067032.9757 | 5390078.6412
t8282 | 3277033.7646 | 4343084.9483 | 346 | 4067032.9757 | 5390078.6412
t8283 | 3423329.9148 | 4536972.6692 | 346 | 4067032.9757 | 5390078.6412
t8284 | 3130737.6144 | 4149197.2274 | 346 | 4067032.9757 | 5390078.6412
t8285 | 2516293.7835 | 3334868.7996 | 346 | 4067032.9757 | 5390078.6412
t8286 | 2077405.3329 | 2753205.6369 | 346 | 4067032.9757 | 5390078.6412
t8287 | 1960368.4127 | 2598095.4601 | 346 | 4067032.9757 | 5390078.6412
t8288 | 2194442.2531 | 2908315.8136 | 346 | 4067032.9757 | 5390078.6412
t8289 | 2369997.6333 | 3140981.0787 | 346 | 4067032.9757 | 5390078.6412
t8290 | 1784813.0325 | 2365430.1951 | 346 | 4067032.9757 | 5390078.6412
t8291 | 1345924.5819 | 1783767.0323 | 346 | 4067032.9757 | 5390078.6412
t8292 | 3013700.6942 | 3994087.0507 | 346 | 4067032.9757 | 5390078.6412
t8293 | 3628144.5251 | 4808415.4785 | 346 | 4067032.9757 | 5390078.6412
t8294 | 3949996.0555 | 5234968.4645 | 346 | 4067032.9757 | 5390078.6412
t8295 | 4739995.2666 | 6281962.1574 | 346 | 4067032.9757 | 5390078.6412
t8296 | 4593699.1164 | 6088074.4365 | 346 | 4067032.9757 | 5390078.6412
t8297 | 4535180.6563 | 6010519.3481 | 346 | 4067032.9757 | 5390078.6412
t8298 | 5383698.3275 | 7135068.1293 | 346 | 4067032.9757 | 5390078.6412
t8299 | 5998142.1584 | 7949396.5572 | 346 | 4067032.9757 | 5390078.6412
t8300 | 6173697.5386 | 8182061.8222 | 346 | 4067032.9757 | 5390078.6412
t8301 | 6173697.5386 | 8182061.8222 | 346 | 4067032.9757 | 5390078.6412
t8302 | 6992955.9798 | 9267833.0593 | 346 | 4067032.9757 | 5390078.6412
t8303 | 7636659.0407 | 10120939.0313 | 346 | 4067032.9757 | 5390078.6412
t8304 | 7724436.7308 | 10237271.6638 | 346 | 4067032.9757 | 5390078.6412
t8305 | 7402585.2003 | 9810718.6779 | 347 | 11274556.6424 | 12594623.2039
t8306 | 7109992.8999 | 9422943.236 | 347 | 11274556.6424 | 12594623.2039
t8307 | 6671104.4493 | 8841280.0733 | 347 | 11274556.6424 | 12594623.2039
t8308 | 6992955.9798 | 9267833.0593 | 347 | 11274556.6424 | 12594623.2039
t8309 | 8660732.0921 | 11478153.0776 | 347 | 11274556.6424 | 12594623.2039
t8310 | 10269989.7444 | 13339475.1983 | 347 | 11274556.6424 | 12594623.2039
t8311 | 11323322.0258 | 13339475.1983 | 347 | 11274556.6424 | 12594623.2039
t8312 | 12084062.0069 | 13339475.1983 | 347 | 11274556.6424 | 12594623.2039
t8313 | 12405913.5373 | 13339475.1983 | 347 | 11274556.6424 | 12594623.2039
t8314 | 11528136.6361 | 13339475.1983 | 347 | 11274556.6424 | 12594623.2039
t8315 | 10855174.3452 | 13339475.1983 | 347 | 11274556.6424 | 12594623.2039
t8316 | 11937765.8567 | 13339475.1983 | 347 | 11274556.6424 | 12594623.2039
t8317 | 12698505.8377 | 13339475.1983 | 347 | 11274556.6424 | 12594623.2039
t8318 | 13195912.7484 | 13339475.1983 | 347 | 11274556.6424 | 12594623.2039
t8319 | 13488505.0489 | 13339475.1983 | 347 | 11274556.6424 | 12594623.2039
t8320 | 12581468.9176 | 13339475.1983 | 347 | 11274556.6424 | 12594623.2039
t8321 | 12405913.5373 | 13339475.1983 | 347 | 11274556.6424 | 12594623.2039
t8322 | 13283690.4386 | 13339475.1983 | 347 | 11274556.6424 | 12594623.2039
t8323 | 13781097.3493 | 13339475.1983 | 347 | 11274556.6424 | 12594623.2039
t8324 | 13839615.8093 | 13339475.1983 | 347 | 11274556.6424 | 12594623.2039
t8325 | 13429986.5888 | 13339475.1983 | 347 | 11274556.6424 | 12594623.2039
t8326 | 12874061.218 | 13339475.1983 | 347 | 11274556.6424 | 12594623.2039
t8327 | 11674432.7863 | 13339475.1983 | 347 | 11274556.6424 | 12594623.2039
t8328 | 10094434.3641 | 13339475.1983 | 347 | 11274556.6424 | 12594623.2039
t8329 | 8719250.5522 | 11555708.166 | 348 | 2398037.7288 | 3178142.8919
t8330 | 7724436.7308 | 10237271.6638 | 348 | 2398037.7288 | 3178142.8919
t8331 | 6992955.9798 | 9267833.0593 | 348 | 2398037.7288 | 3178142.8919
t8332 | 6524808.2991 | 8647392.3524 | 348 | 2398037.7288 | 3178142.8919
t8333 | 5412957.5576 | 7173845.6735 | 348 | 2398037.7288 | 3178142.8919
t8334 | 3803699.9053 | 5041080.7436 | 348 | 2398037.7288 | 3178142.8919
t8335 | 2252960.7131 | 2985870.902 | 348 | 2398037.7288 | 3178142.8919
t8336 | 1316665.3518 | 1744989.4882 | 348 | 2398037.7288 | 3178142.8919
t8337 | 672962.2909 | 891883.5162 | 348 | 2398037.7288 | 3178142.8919
t8338 | 292592.3004 | 387775.4418 | 348 | 2398037.7288 | 3178142.8919
t8339 | 87777.6901 | 116332.6325 | 348 | 2398037.7288 | 3178142.8919
t8340 | 29259.23 | 38777.5442 | 348 | 2398037.7288 | 3178142.8919
t8341 | 0 | 0 | 348 | 2398037.7288 | 3178142.8919
t8342 | 0 | 0 | 348 | 2398037.7288 | 3178142.8919
t8343 | 29259.23 | 38777.5442 | 348 | 2398037.7288 | 3178142.8919
t8344 | 175555.3802 | 232665.2651 | 348 | 2398037.7288 | 3178142.8919
t8345 | 526666.1407 | 697995.7953 | 348 | 2398037.7288 | 3178142.8919
t8346 | 1111850.7416 | 1473546.6789 | 348 | 2398037.7288 | 3178142.8919
t8347 | 1492220.7321 | 1977654.7532 | 348 | 2398037.7288 | 3178142.8919
t8348 | 1521479.9621 | 2016432.2974 | 348 | 2398037.7288 | 3178142.8919
t8349 | 1287406.1218 | 1706211.944 | 348 | 2398037.7288 | 3178142.8919
t8350 | 1492220.7321 | 1977654.7532 | 348 | 2398037.7288 | 3178142.8919
t8351 | 2369997.6333 | 3140981.0787 | 348 | 2398037.7288 | 3178142.8919
t8352 | 3715922.2152 | 4924748.111 | 348 | 2398037.7288 | 3178142.8919
t8353 | 5120365.2572 | 6786070.2317 | 349 | 7345285.8748 | 8899446.3896
t8354 | 6671104.4493 | 8841280.0733 | 349 | 7345285.8748 | 8899446.3896
t8355 | 8163325.1814 | 10818934.8266 | 349 | 7345285.8748 | 8899446.3896
t8356 | 9128879.7728 | 12098593.7845 | 349 | 7345285.8748 | 8899446.3896
t8357 | 10387026.6645 | 13339475.1983 | 349 | 7345285.8748 | 8899446.3896
t8358 | 11703692.0164 | 13339475.1983 | 349 | 7345285.8748 | 8899446.3896
t8359 | 12727765.0678 | 13339475.1983 | 349 | 7345285.8748 | 8899446.3896
t8360 | 13517764.2789 | 13339475.1983 | 349 | 7345285.8748 | 8899446.3896
t8361 | 13342208.8986 | 13339475.1983 | 349 | 7345285.8748 | 8899446.3896
t8362 | 11879247.3966 | 13339475.1983 | 349 | 7345285.8748 | 8899446.3896
t8363 | 11762210.4764 | 13339475.1983 | 349 | 7345285.8748 | 8899446.3896
t8364 | 10328508.2044 | 13339475.1983 | 349 | 7345285.8748 | 8899446.3896
t8365 | 8865546.7024 | 11749595.8869 | 349 | 7345285.8748 | 8899446.3896
t8366 | 8192584.4115 | 10857712.3707 | 349 | 7345285.8748 | 8899446.3896
t8367 | 7841473.651 | 10392381.8406 | 349 | 7345285.8748 | 8899446.3896
t8368 | 6202956.7687 | 8220839.3664 | 349 | 7345285.8748 | 8899446.3896
t8369 | 4213329.1259 | 5583966.3621 | 349 | 7345285.8748 | 8899446.3896
t8370 | 3715922.2152 | 4924748.111 | 349 | 7345285.8748 | 8899446.3896
t8371 | 2984441.4642 | 3955309.5065 | 349 | 7345285.8748 | 8899446.3896
t8372 | 2457775.3234 | 3257313.7112 | 349 | 7345285.8748 | 8899446.3896
t8373 | 2165183.023 | 2869538.2694 | 349 | 7345285.8748 | 8899446.3896
t8374 | 1755553.8025 | 2326652.6509 | 349 | 7345285.8748 | 8899446.3896
t8375 | 1579998.4222 | 2093987.3858 | 349 | 7345285.8748 | 8899446.3896
t8376 | 1579998.4222 | 2093987.3858 | 349 | 7345285.8748 | 8899446.3896
t8377 | 1638516.8823 | 2171542.4741 | 350 | 5382479.1929 | 6928254.5604
t8378 | 1843331.4926 | 2442985.2834 | 350 | 5382479.1929 | 6928254.5604
t8379 | 2282219.9432 | 3024648.4461 | 350 | 5382479.1929 | 6928254.5604
t8380 | 2516293.7835 | 3334868.7996 | 350 | 5382479.1929 | 6928254.5604
t8381 | 2457775.3234 | 3257313.7112 | 350 | 5382479.1929 | 6928254.5604
t8382 | 2340738.4033 | 3102203.5345 | 350 | 5382479.1929 | 6928254.5604
t8383 | 2135923.793 | 2830760.7252 | 350 | 5382479.1929 | 6928254.5604
t8384 | 1960368.4127 | 2598095.4601 | 350 | 5382479.1929 | 6928254.5604
t8385 | 1843331.4926 | 2442985.2834 | 350 | 5382479.1929 | 6928254.5604
t8386 | 1345924.5819 | 1783767.0323 | 350 | 5382479.1929 | 6928254.5604
t8387 | 1462961.502 | 1938877.2091 | 350 | 5382479.1929 | 6928254.5604
t8388 | 2457775.3234 | 3257313.7112 | 350 | 5382479.1929 | 6928254.5604
t8389 | 3452589.1448 | 4575750.2134 | 350 | 5382479.1929 | 6928254.5604
t8390 | 4564439.8864 | 6049296.8923 | 350 | 5382479.1929 | 6928254.5604
t8391 | 6378512.1489 | 8453504.6315 | 350 | 5382479.1929 | 6928254.5604
t8392 | 7695177.5008 | 10198494.1197 | 350 | 5382479.1929 | 6928254.5604
t8393 | 8748509.7822 | 11594485.7102 | 350 | 5382479.1929 | 6928254.5604
t8394 | 9948138.2139 | 13184365.0216 | 350 | 5382479.1929 | 6928254.5604
t8395 | 10708878.195 | 13339475.1983 | 350 | 5382479.1929 | 6928254.5604
t8396 | 11001470.4954 | 13339475.1983 | 350 | 5382479.1929 | 6928254.5604
t8397 | 10855174.3452 | 13339475.1983 | 350 | 5382479.1929 | 6928254.5604
t8398 | 10650359.7349 | 13339475.1983 | 350 | 5382479.1929 | 6928254.5604
t8399 | 10621100.5048 | 13339475.1983 | 350 | 5382479.1929 | 6928254.5604
t8400 | 10269989.7444 | 13339475.1983 | 350 | 5382479.1929 | 6928254.5604
t8401 | 9655545.9135 | 12796589.5798 | 351 | 4552248.5405 | 6019950.9668
t8402 | 9538508.9933 | 12641479.4031 | 351 | 4552248.5405 | 6019950.9668
t8403 | 10299248.9744 | 13333168.7833 | 351 | 4552248.5405 | 6019950.9668
t8404 | 9889619.7538 | 13106809.9333 | 351 | 4552248.5405 | 6019950.9668
t8405 | 8543695.1719 | 11323042.9009 | 351 | 4552248.5405 | 6019950.9668
t8406 | 7695177.5008 | 10198494.1197 | 351 | 4552248.5405 | 6019950.9668
t8407 | 6934437.5197 | 9190277.971 | 351 | 4552248.5405 | 6019950.9668
t8408 | 5266661.4074 | 6979957.9526 | 351 | 4552248.5405 | 6019950.9668
t8409 | 2838145.314 | 3761421.7856 | 351 | 4552248.5405 | 6019950.9668
t8410 | 1258146.8918 | 1667434.3998 | 351 | 4552248.5405 | 6019950.9668
t8411 | 1843331.4926 | 2442985.2834 | 351 | 4552248.5405 | 6019950.9668
t8412 | 2633330.7037 | 3489978.9763 | 351 | 4552248.5405 | 6019950.9668
t8413 | 3598885.295 | 4769637.9343 | 351 | 4552248.5405 | 6019950.9668
t8414 | 4564439.8864 | 6049296.8923 | 351 | 4552248.5405 | 6019950.9668
t8415 | 4564439.8864 | 6049296.8923 | 351 | 4552248.5405 | 6019950.9668
t8416 | 3130737.6144 | 4149197.2274 | 351 | 4552248.5405 | 6019950.9668
t8417 | 1814072.2625 | 2404207.7392 | 351 | 4552248.5405 | 6019950.9668
t8418 | 1287406.1218 | 1706211.944 | 351 | 4552248.5405 | 6019950.9668
t8419 | 1258146.8918 | 1667434.3998 | 351 | 4552248.5405 | 6019950.9668
t8420 | 1521479.9621 | 2016432.2974 | 351 | 4552248.5405 | 6019950.9668
t8421 | 1755553.8025 | 2326652.6509 | 351 | 4552248.5405 | 6019950.9668
t8422 | 2311479.1732 | 3063425.9903 | 351 | 4552248.5405 | 6019950.9668
t8423 | 3072219.1543 | 4071642.139 | 351 | 4552248.5405 | 6019950.9668
t8424 | 3979255.2856 | 5273746.0086 | 351 | 4552248.5405 | 6019950.9668
t8425 | 4681476.8065 | 6204407.069 | 352 | 1798223.5129 | 2383203.2361
t8426 | 4681476.8065 | 6204407.069 | 352 | 1798223.5129 | 2383203.2361
t8427 | 4535180.6563 | 6010519.3481 | 352 | 1798223.5129 | 2383203.2361
t8428 | 4184069.8958 | 5545188.8179 | 352 | 1798223.5129 | 2383203.2361
t8429 | 3891477.5954 | 5157413.3761 | 352 | 1798223.5129 | 2383203.2361
t8430 | 3657403.7551 | 4847193.0227 | 352 | 1798223.5129 | 2383203.2361
t8431 | 3247774.5345 | 4304307.4041 | 352 | 1798223.5129 | 2383203.2361
t8432 | 2662589.9337 | 3528756.5205 | 352 | 1798223.5129 | 2383203.2361
t8433 | 1931109.1827 | 2559317.916 | 352 | 1798223.5129 | 2383203.2361
t8434 | 614443.8309 | 814328.4278 | 352 | 1798223.5129 | 2383203.2361
t8435 | 58518.4601 | 77555.0884 | 352 | 1798223.5129 | 2383203.2361
t8436 | 58518.4601 | 77555.0884 | 352 | 1798223.5129 | 2383203.2361
t8437 | 234073.8403 | 310220.3534 | 352 | 1798223.5129 | 2383203.2361
t8438 | 731480.751 | 969438.6045 | 352 | 1798223.5129 | 2383203.2361
t8439 | 1287406.1218 | 1706211.944 | 352 | 1798223.5129 | 2383203.2361
t8440 | 1609257.6522 | 2132764.93 | 352 | 1798223.5129 | 2383203.2361
t8441 | 1843331.4926 | 2442985.2834 | 352 | 1798223.5129 | 2383203.2361
t8442 | 1609257.6522 | 2132764.93 | 352 | 1798223.5129 | 2383203.2361
t8443 | 994813.8214 | 1318436.5022 | 352 | 1798223.5129 | 2383203.2361
t8444 | 468147.6807 | 620440.7069 | 352 | 1798223.5129 | 2383203.2361
t8445 | 146296.1502 | 193887.7209 | 352 | 1798223.5129 | 2383203.2361
t8446 | 29259.23 | 38777.5442 | 352 | 1798223.5129 | 2383203.2361
t8447 | 0 | 0 | 352 | 1798223.5129 | 2383203.2361
t8448 | 0 | 0 | 352 | 1798223.5129 | 2383203.2361
t8449 | 0 | 0 | 353 | 521789.6024 | 691532.8712
t8450 | 0 | 0 | 353 | 521789.6024 | 691532.8712
t8451 | 0 | 0 | 353 | 521789.6024 | 691532.8712
t8452 | 0 | 0 | 353 | 521789.6024 | 691532.8712
t8453 | 0 | 0 | 353 | 521789.6024 | 691532.8712
t8454 | 0 | 0 | 353 | 521789.6024 | 691532.8712
t8455 | 0 | 0 | 353 | 521789.6024 | 691532.8712
t8456 | 0 | 0 | 353 | 521789.6024 | 691532.8712
t8457 | 0 | 0 | 353 | 521789.6024 | 691532.8712
t8458 | 0 | 0 | 353 | 521789.6024 | 691532.8712
t8459 | 0 | 0 | 353 | 521789.6024 | 691532.8712
t8460 | 146296.1502 | 193887.7209 | 353 | 521789.6024 | 691532.8712
t8461 | 1024073.0514 | 1357214.0463 | 353 | 521789.6024 | 691532.8712
t8462 | 1726294.5724 | 2287875.1067 | 353 | 521789.6024 | 691532.8712
t8463 | 2048146.1029 | 2714428.0927 | 353 | 521789.6024 | 691532.8712
t8464 | 1872590.7226 | 2481762.8276 | 353 | 521789.6024 | 691532.8712
t8465 | 1784813.0325 | 2365430.1951 | 353 | 521789.6024 | 691532.8712
t8466 | 1550739.1922 | 2055209.8416 | 353 | 521789.6024 | 691532.8712
t8467 | 1053332.2815 | 1395991.5905 | 353 | 521789.6024 | 691532.8712
t8468 | 643703.0609 | 853105.972 | 353 | 521789.6024 | 691532.8712
t8469 | 380369.9905 | 504108.0744 | 353 | 521789.6024 | 691532.8712
t8470 | 175555.3802 | 232665.2651 | 353 | 521789.6024 | 691532.8712
t8471 | 58518.4601 | 77555.0884 | 353 | 521789.6024 | 691532.8712
t8472 | 58518.4601 | 77555.0884 | 353 | 521789.6024 | 691532.8712
t8473 | 58518.4601 | 77555.0884 | 354 | 2305383.5003 | 3055347.3353
t8474 | 58518.4601 | 77555.0884 | 354 | 2305383.5003 | 3055347.3353
t8475 | 58518.4601 | 77555.0884 | 354 | 2305383.5003 | 3055347.3353
t8476 | 29259.23 | 38777.5442 | 354 | 2305383.5003 | 3055347.3353
t8477 | 29259.23 | 38777.5442 | 354 | 2305383.5003 | 3055347.3353
t8478 | 29259.23 | 38777.5442 | 354 | 2305383.5003 | 3055347.3353
t8479 | 87777.6901 | 116332.6325 | 354 | 2305383.5003 | 3055347.3353
t8480 | 234073.8403 | 310220.3534 | 354 | 2305383.5003 | 3055347.3353
t8481 | 438888.4506 | 581663.1627 | 354 | 2305383.5003 | 3055347.3353
t8482 | 321851.5304 | 426552.986 | 354 | 2305383.5003 | 3055347.3353
t8483 | 117036.9202 | 155110.1767 | 354 | 2305383.5003 | 3055347.3353
t8484 | 351110.7605 | 465330.5302 | 354 | 2305383.5003 | 3055347.3353
t8485 | 1024073.0514 | 1357214.0463 | 354 | 2305383.5003 | 3055347.3353
t8486 | 1697035.3424 | 2249097.5625 | 354 | 2305383.5003 | 3055347.3353
t8487 | 2077405.3329 | 2753205.6369 | 354 | 2305383.5003 | 3055347.3353
t8488 | 2194442.2531 | 2908315.8136 | 354 | 2305383.5003 | 3055347.3353
t8489 | 2808886.0839 | 3722644.2414 | 354 | 2305383.5003 | 3055347.3353
t8490 | 3803699.9053 | 5041080.7436 | 354 | 2305383.5003 | 3055347.3353
t8491 | 4857032.1868 | 6437072.3341 | 354 | 2305383.5003 | 3055347.3353
t8492 | 5910364.4683 | 7833063.9246 | 354 | 2305383.5003 | 3055347.3353
t8493 | 6846659.8296 | 9073945.3384 | 354 | 2305383.5003 | 3055347.3353
t8494 | 7344066.7403 | 9733163.5895 | 354 | 2305383.5003 | 3055347.3353
t8495 | 7490362.8905 | 9927051.3104 | 354 | 2305383.5003 | 3055347.3353
t8496 | 7461103.6604 | 9888273.7662 | 354 | 2305383.5003 | 3055347.3353
t8497 | 7197770.5901 | 9539275.8686 | 355 | 2994194.5409 | 3968235.3545
t8498 | 6992955.9798 | 9267833.0593 | 355 | 2994194.5409 | 3968235.3545
t8499 | 6758882.1394 | 8957612.7059 | 355 | 2994194.5409 | 3968235.3545
t8500 | 5295920.6374 | 7018735.4968 | 355 | 2994194.5409 | 3968235.3545
t8501 | 3452589.1448 | 4575750.2134 | 355 | 2994194.5409 | 3968235.3545
t8502 | 2282219.9432 | 3024648.4461 | 355 | 2994194.5409 | 3968235.3545
t8503 | 1404443.042 | 1861322.1207 | 355 | 2994194.5409 | 3968235.3545
t8504 | 819258.4411 | 1085771.2371 | 355 | 2994194.5409 | 3968235.3545
t8505 | 497406.9107 | 659218.2511 | 355 | 2994194.5409 | 3968235.3545
t8506 | 438888.4506 | 581663.1627 | 355 | 2994194.5409 | 3968235.3545
t8507 | 468147.6807 | 620440.7069 | 355 | 2994194.5409 | 3968235.3545
t8508 | 468147.6807 | 620440.7069 | 355 | 2994194.5409 | 3968235.3545
t8509 | 585184.6008 | 775550.8836 | 355 | 2994194.5409 | 3968235.3545
t8510 | 1053332.2815 | 1395991.5905 | 355 | 2994194.5409 | 3968235.3545
t8511 | 1492220.7321 | 1977654.7532 | 355 | 2994194.5409 | 3968235.3545
t8512 | 1228887.6617 | 1628656.8556 | 355 | 2994194.5409 | 3968235.3545
t8513 | 1258146.8918 | 1667434.3998 | 355 | 2994194.5409 | 3968235.3545
t8514 | 1872590.7226 | 2481762.8276 | 355 | 2994194.5409 | 3968235.3545
t8515 | 2750367.6238 | 3645089.153 | 355 | 2994194.5409 | 3968235.3545
t8516 | 3832959.1354 | 5079858.2877 | 355 | 2994194.5409 | 3968235.3545
t8517 | 4769254.4967 | 6320739.7015 | 355 | 2994194.5409 | 3968235.3545
t8518 | 5471476.0176 | 7251400.7619 | 355 | 2994194.5409 | 3968235.3545
t8519 | 5793327.5481 | 7677953.7479 | 355 | 2994194.5409 | 3968235.3545
t8520 | 5676290.6279 | 7522843.5712 | 355 | 2994194.5409 | 3968235.3545
t8521 | 5266661.4074 | 6979957.9526 | 356 | 3578160.0071 | 4742170.5072
t8522 | 4769254.4967 | 6320739.7015 | 356 | 3578160.0071 | 4742170.5072
t8523 | 4447402.9662 | 5894186.7155 | 356 | 3578160.0071 | 4742170.5072
t8524 | 4593699.1164 | 6088074.4365 | 356 | 3578160.0071 | 4742170.5072
t8525 | 4213329.1259 | 5583966.3621 | 356 | 3578160.0071 | 4742170.5072
t8526 | 3774440.6753 | 5002303.1994 | 356 | 3578160.0071 | 4742170.5072
t8527 | 3394070.6847 | 4498195.125 | 356 | 3578160.0071 | 4742170.5072
t8528 | 3569626.065 | 4730860.3901 | 356 | 3578160.0071 | 4742170.5072
t8529 | 3598885.295 | 4769637.9343 | 356 | 3578160.0071 | 4742170.5072
t8530 | 3189256.0745 | 4226752.3158 | 356 | 3578160.0071 | 4742170.5072
t8531 | 3130737.6144 | 4149197.2274 | 356 | 3578160.0071 | 4742170.5072
t8532 | 3306292.9946 | 4381862.4925 | 356 | 3578160.0071 | 4742170.5072
t8533 | 3072219.1543 | 4071642.139 | 356 | 3578160.0071 | 4742170.5072
t8534 | 2604071.4736 | 3451201.4321 | 356 | 3578160.0071 | 4742170.5072
t8535 | 2018886.8728 | 2675650.5485 | 356 | 3578160.0071 | 4742170.5072
t8536 | 1345924.5819 | 1783767.0323 | 356 | 3578160.0071 | 4742170.5072
t8537 | 1404443.042 | 1861322.1207 | 356 | 3578160.0071 | 4742170.5072
t8538 | 2194442.2531 | 2908315.8136 | 356 | 3578160.0071 | 4742170.5072
t8539 | 3130737.6144 | 4149197.2274 | 356 | 3578160.0071 | 4742170.5072
t8540 | 3891477.5954 | 5157413.3761 | 356 | 3578160.0071 | 4742170.5072
t8541 | 4388884.5061 | 5816631.6272 | 356 | 3578160.0071 | 4742170.5072
t8542 | 4886291.4168 | 6475849.8783 | 356 | 3578160.0071 | 4742170.5072
t8543 | 5003328.337 | 6630960.055 | 356 | 3578160.0071 | 4742170.5072
t8544 | 4681476.8065 | 6204407.069 | 356 | 3578160.0071 | 4742170.5072
t8545 | 4184069.8958 | 5545188.8179 | 357 | 837545.4599 | 1110007.2022
t8546 | 3247774.5345 | 4304307.4041 | 357 | 837545.4599 | 1110007.2022
t8547 | 2340738.4033 | 3102203.5345 | 357 | 837545.4599 | 1110007.2022
t8548 | 1667776.1123 | 2210320.0183 | 357 | 837545.4599 | 1110007.2022
t8549 | 1345924.5819 | 1783767.0323 | 357 | 837545.4599 | 1110007.2022
t8550 | 1199628.4317 | 1589879.3114 | 357 | 837545.4599 | 1110007.2022
t8551 | 1111850.7416 | 1473546.6789 | 357 | 837545.4599 | 1110007.2022
t8552 | 994813.8214 | 1318436.5022 | 357 | 837545.4599 | 1110007.2022
t8553 | 760739.9811 | 1008216.1487 | 357 | 837545.4599 | 1110007.2022
t8554 | 468147.6807 | 620440.7069 | 357 | 837545.4599 | 1110007.2022
t8555 | 263333.0704 | 348997.8976 | 357 | 837545.4599 | 1110007.2022
t8556 | 175555.3802 | 232665.2651 | 357 | 837545.4599 | 1110007.2022
t8557 | 175555.3802 | 232665.2651 | 357 | 837545.4599 | 1110007.2022
t8558 | 292592.3004 | 387775.4418 | 357 | 837545.4599 | 1110007.2022
t8559 | 380369.9905 | 504108.0744 | 357 | 837545.4599 | 1110007.2022
t8560 | 351110.7605 | 465330.5302 | 357 | 837545.4599 | 1110007.2022
t8561 | 292592.3004 | 387775.4418 | 357 | 837545.4599 | 1110007.2022
t8562 | 263333.0704 | 348997.8976 | 357 | 837545.4599 | 1110007.2022
t8563 | 204814.6103 | 271442.8093 | 357 | 837545.4599 | 1110007.2022
t8564 | 175555.3802 | 232665.2651 | 357 | 837545.4599 | 1110007.2022
t8565 | 146296.1502 | 193887.7209 | 357 | 837545.4599 | 1110007.2022
t8566 | 58518.4601 | 77555.0884 | 357 | 837545.4599 | 1110007.2022
t8567 | 0 | 0 | 357 | 837545.4599 | 1110007.2022
t8568 | 0 | 0 | 357 | 837545.4599 | 1110007.2022
t8569 | 0 | 0 | 358 | 264552.205 | 350613.6286
t8570 | 0 | 0 | 358 | 264552.205 | 350613.6286
t8571 | 0 | 0 | 358 | 264552.205 | 350613.6286
t8572 | 0 | 0 | 358 | 264552.205 | 350613.6286
t8573 | 0 | 0 | 358 | 264552.205 | 350613.6286
t8574 | 0 | 0 | 358 | 264552.205 | 350613.6286
t8575 | 0 | 0 | 358 | 264552.205 | 350613.6286
t8576 | 0 | 0 | 358 | 264552.205 | 350613.6286
t8577 | 58518.4601 | 77555.0884 | 358 | 264552.205 | 350613.6286
t8578 | 58518.4601 | 77555.0884 | 358 | 264552.205 | 350613.6286
t8579 | 58518.4601 | 77555.0884 | 358 | 264552.205 | 350613.6286
t8580 | 438888.4506 | 581663.1627 | 358 | 264552.205 | 350613.6286
t8581 | 702221.521 | 930661.0603 | 358 | 264552.205 | 350613.6286
t8582 | 702221.521 | 930661.0603 | 358 | 264552.205 | 350613.6286
t8583 | 555925.3708 | 736773.3394 | 358 | 264552.205 | 350613.6286
t8584 | 438888.4506 | 581663.1627 | 358 | 264552.205 | 350613.6286
t8585 | 468147.6807 | 620440.7069 | 358 | 264552.205 | 350613.6286
t8586 | 555925.3708 | 736773.3394 | 358 | 264552.205 | 350613.6286
t8587 | 526666.1407 | 697995.7953 | 358 | 264552.205 | 350613.6286
t8588 | 438888.4506 | 581663.1627 | 358 | 264552.205 | 350613.6286
t8589 | 321851.5304 | 426552.986 | 358 | 264552.205 | 350613.6286
t8590 | 263333.0704 | 348997.8976 | 358 | 264552.205 | 350613.6286
t8591 | 321851.5304 | 426552.986 | 358 | 264552.205 | 350613.6286
t8592 | 438888.4506 | 581663.1627 | 358 | 264552.205 | 350613.6286
t8593 | 643703.0609 | 853105.972 | 359 | 1792127.84 | 2375124.5811
t8594 | 877776.9012 | 1163326.3254 | 359 | 1792127.84 | 2375124.5811
t8595 | 1228887.6617 | 1628656.8556 | 359 | 1792127.84 | 2375124.5811
t8596 | 1228887.6617 | 1628656.8556 | 359 | 1792127.84 | 2375124.5811
t8597 | 1141109.9716 | 1512324.2231 | 359 | 1792127.84 | 2375124.5811
t8598 | 994813.8214 | 1318436.5022 | 359 | 1792127.84 | 2375124.5811
t8599 | 789999.2111 | 1046993.6929 | 359 | 1792127.84 | 2375124.5811
t8600 | 643703.0609 | 853105.972 | 359 | 1792127.84 | 2375124.5811
t8601 | 526666.1407 | 697995.7953 | 359 | 1792127.84 | 2375124.5811
t8602 | 204814.6103 | 271442.8093 | 359 | 1792127.84 | 2375124.5811
t8603 | 58518.4601 | 77555.0884 | 359 | 1792127.84 | 2375124.5811
t8604 | 117036.9202 | 155110.1767 | 359 | 1792127.84 | 2375124.5811
t8605 | 146296.1502 | 193887.7209 | 359 | 1792127.84 | 2375124.5811
t8606 | 204814.6103 | 271442.8093 | 359 | 1792127.84 | 2375124.5811
t8607 | 409629.2206 | 542885.6185 | 359 | 1792127.84 | 2375124.5811
t8608 | 819258.4411 | 1085771.2371 | 359 | 1792127.84 | 2375124.5811
t8609 | 1726294.5724 | 2287875.1067 | 359 | 1792127.84 | 2375124.5811
t8610 | 2984441.4642 | 3955309.5065 | 359 | 1792127.84 | 2375124.5811
t8611 | 3774440.6753 | 5002303.1994 | 359 | 1792127.84 | 2375124.5811
t8612 | 4008514.5156 | 5312523.5528 | 359 | 1792127.84 | 2375124.5811
t8613 | 4242588.3559 | 5622743.9063 | 359 | 1792127.84 | 2375124.5811
t8614 | 4827772.9567 | 6398294.7899 | 359 | 1792127.84 | 2375124.5811
t8615 | 5500735.2477 | 7290178.3061 | 359 | 1792127.84 | 2375124.5811
t8616 | 5910364.4683 | 7833063.9246 | 359 | 1792127.84 | 2375124.5811
t8617 | 6115179.0785 | 8104506.7339 | 360 | 1289844.391 | 1709443.406
t8618 | 5851846.0082 | 7755508.8362 | 360 | 1289844.391 | 1709443.406
t8619 | 5120365.2572 | 6786070.2317 | 360 | 1289844.391 | 1709443.406
t8620 | 3598885.295 | 4769637.9343 | 360 | 1289844.391 | 1709443.406
t8621 | 2282219.9432 | 3024648.4461 | 360 | 1289844.391 | 1709443.406
t8622 | 1872590.7226 | 2481762.8276 | 360 | 1289844.391 | 1709443.406
t8623 | 1579998.4222 | 2093987.3858 | 360 | 1289844.391 | 1709443.406
t8624 | 1141109.9716 | 1512324.2231 | 360 | 1289844.391 | 1709443.406
t8625 | 643703.0609 | 853105.972 | 360 | 1289844.391 | 1709443.406
t8626 | 292592.3004 | 387775.4418 | 360 | 1289844.391 | 1709443.406
t8627 | 117036.9202 | 155110.1767 | 360 | 1289844.391 | 1709443.406
t8628 | 58518.4601 | 77555.0884 | 360 | 1289844.391 | 1709443.406
t8629 | 58518.4601 | 77555.0884 | 360 | 1289844.391 | 1709443.406
t8630 | 29259.23 | 38777.5442 | 360 | 1289844.391 | 1709443.406
t8631 | 29259.23 | 38777.5442 | 360 | 1289844.391 | 1709443.406
t8632 | 58518.4601 | 77555.0884 | 360 | 1289844.391 | 1709443.406
t8633 | 146296.1502 | 193887.7209 | 360 | 1289844.391 | 1709443.406
t8634 | 204814.6103 | 271442.8093 | 360 | 1289844.391 | 1709443.406
t8635 | 234073.8403 | 310220.3534 | 360 | 1289844.391 | 1709443.406
t8636 | 263333.0704 | 348997.8976 | 360 | 1289844.391 | 1709443.406
t8637 | 292592.3004 | 387775.4418 | 360 | 1289844.391 | 1709443.406
t8638 | 321851.5304 | 426552.986 | 360 | 1289844.391 | 1709443.406
t8639 | 321851.5304 | 426552.986 | 360 | 1289844.391 | 1709443.406
t8640 | 321851.5304 | 426552.986 | 360 | 1289844.391 | 1709443.406
t8641 | 292592.3004 | 387775.4418 | 361 | 4375474.0257 | 3742330.5774
t8642 | 234073.8403 | 310220.3534 | 361 | 4375474.0257 | 3742330.5774
t8643 | 175555.3802 | 232665.2651 | 361 | 4375474.0257 | 3742330.5774
t8644 | 117036.9202 | 155110.1767 | 361 | 4375474.0257 | 3742330.5774
t8645 | 117036.9202 | 155110.1767 | 361 | 4375474.0257 | 3742330.5774
t8646 | 146296.1502 | 193887.7209 | 361 | 4375474.0257 | 3742330.5774
t8647 | 146296.1502 | 193887.7209 | 361 | 4375474.0257 | 3742330.5774
t8648 | 117036.9202 | 155110.1767 | 361 | 4375474.0257 | 3742330.5774
t8649 | 146296.1502 | 193887.7209 | 361 | 4375474.0257 | 3742330.5774
t8650 | 146296.1502 | 193887.7209 | 361 | 4375474.0257 | 3742330.5774
t8651 | 263333.0704 | 348997.8976 | 361 | 4375474.0257 | 3742330.5774
t8652 | 702221.521 | 930661.0603 | 361 | 4375474.0257 | 3742330.5774
t8653 | 1901849.9527 | 2520540.3718 | 361 | 4375474.0257 | 3742330.5774
t8654 | 3277033.7646 | 4343084.9483 | 361 | 4375474.0257 | 3742330.5774
t8655 | 4330366.0461 | 4490341.885 | 361 | 4375474.0257 | 3742330.5774
t8656 | 5003328.337 | 4689578.479 | 361 | 4375474.0257 | 3742330.5774
t8657 | 6056660.6185 | 4892203.146 | 361 | 4375474.0257 | 3742330.5774
t8658 | 8397399.0217 | 4757204.402 | 361 | 4375474.0257 | 3742330.5774
t8659 | 10533322.8147 | 13339475.1983 | 361 | 4375474.0257 | 3742330.5774
t8660 | 12084062.0069 | 4192143.076 | 361 | 4375474.0257 | 3742330.5774
t8661 | 13049616.5982 | 13339475.1983 | 361 | 4375474.0257 | 3742330.5774
t8662 | 13020357.3682 | 13339475.1983 | 361 | 4375474.0257 | 3742330.5774
t8663 | 12288876.6172 | 13339475.1983 | 361 | 4375474.0257 | 3742330.5774
t8664 | 12464431.9974 | 3121735.323 | 361 | 4375474.0257 | 3742330.5774
t8665 | 12991098.1382 | 13197286.4143 | 362 | 14330927.0471 | 8535691.73
t8666 | 13576282.739 | 2871046.341 | 362 | 14330927.0471 | 8535691.73
t8667 | 14395541.1801 | 2867475.42 | 362 | 14330927.0471 | 8535691.73
t8668 | 15507391.9217 | 2922850.322 | 362 | 14330927.0471 | 8535691.73
t8669 | 16707020.3534 | 3089973.451 | 362 | 14330927.0471 | 8535691.73
t8670 | 17497019.5645 | 13339475.1983 | 362 | 14330927.0471 | 8535691.73
t8671 | 17848130.3249 | 3909090.974 | 362 | 14330927.0471 | 8535691.73
t8672 | 17643315.7147 | 4257468.476 | 362 | 14330927.0471 | 8535691.73
t8673 | 16531464.9731 | 13339475.1983 | 362 | 14330927.0471 | 8535691.73
t8674 | 13839615.8093 | 4540774.34 | 362 | 14330927.0471 | 8535691.73
t8675 | 11937765.8567 | 13339475.1983 | 362 | 14330927.0471 | 8535691.73
t8676 | 12903320.448 | 13339475.1983 | 362 | 14330927.0471 | 8535691.73
t8677 | 13868875.0394 | 4468512.106 | 362 | 14330927.0471 | 8535691.73
t8678 | 14132208.1098 | 13339475.1983 | 362 | 14330927.0471 | 8535691.73
t8679 | 12171839.697 | 13339475.1983 | 362 | 14330927.0471 | 8535691.73
t8680 | 10182212.0542 | 4649256.285 | 362 | 14330927.0471 | 8535691.73
t8681 | 9216657.4629 | 12214926.4171 | 362 | 14330927.0471 | 8535691.73
t8682 | 10796655.8851 | 4791596.744 | 362 | 14330927.0471 | 8535691.73
t8683 | 12464431.9974 | 13339475.1983 | 362 | 14330927.0471 | 8535691.73
t8684 | 14015171.1896 | 13339475.1983 | 362 | 14330927.0471 | 8535691.73
t8685 | 15595169.6118 | 3979866.353 | 362 | 14330927.0471 | 8535691.73
t8686 | 16502205.7431 | 3701725.893 | 362 | 14330927.0471 | 8535691.73
t8687 | 16736279.5834 | 13339475.1983 | 362 | 14330927.0471 | 8535691.73
t8688 | 16882575.7336 | 13339475.1983 | 362 | 14330927.0471 | 8535691.73
t8689 | 16911834.9636 | 3114758.705 | 363 | 13604322.8344 | 6399217.6994
t8690 | 17204427.264 | 13301807.3623 | 363 | 13604322.8344 | 6399217.6994
t8691 | 17877389.555 | 3028391.685 | 363 | 13604322.8344 | 6399217.6994
t8692 | 19369610.2871 | 13330920.1823 | 363 | 13604322.8344 | 6399217.6994
t8693 | 20452201.7986 | 3229805.112 | 363 | 13604322.8344 | 6399217.6994
t8694 | 20686275.6389 | 13339475.1983 | 363 | 13604322.8344 | 6399217.6994
t8695 | 20364424.1085 | 3934950.793 | 363 | 13604322.8344 | 6399217.6994
t8696 | 19691461.8175 | 4236375.551 | 363 | 13604322.8344 | 6399217.6994
t8697 | 18140722.6254 | 4401564.091 | 363 | 13604322.8344 | 6399217.6994
t8698 | 16355909.5929 | 4503405.019 | 363 | 13604322.8344 | 6399217.6994
t8699 | 15595169.6118 | 4471303.886 | 363 | 13604322.8344 | 6399217.6994
t8700 | 14834429.6307 | 4370304.08 | 363 | 13604322.8344 | 6399217.6994
t8701 | 14073689.6497 | 4318019.549 | 363 | 13604322.8344 | 6399217.6994
t8702 | 13020357.3682 | 4247373.286 | 363 | 13604322.8344 | 6399217.6994
t8703 | 11732951.2464 | 13339475.1983 | 363 | 13604322.8344 | 6399217.6994
t8704 | 8280362.1016 | 4581480.224 | 363 | 13604322.8344 | 6399217.6994
t8705 | 6495549.0691 | 8608614.8082 | 363 | 13604322.8344 | 6399217.6994
t8706 | 7636659.0407 | 4758618.441 | 363 | 13604322.8344 | 6399217.6994
t8707 | 8631472.8621 | 11439375.5335 | 363 | 13604322.8344 | 6399217.6994
t8708 | 9362953.6131 | 4154460.625 | 363 | 13604322.8344 | 6399217.6994
t8709 | 9421472.0732 | 12486369.2264 | 363 | 13604322.8344 | 6399217.6994
t8710 | 8280362.1016 | 3676601.985 | 363 | 13604322.8344 | 6399217.6994
t8711 | 6729622.9094 | 3461492.551 | 363 | 13604322.8344 | 6399217.6994
t8712 | 5354439.0975 | 3246281.692 | 363 | 13604322.8344 | 6399217.6994
t8713 | 4505921.4263 | 3103976.837 | 364 | 1800661.7821 | 1747084.1585
t8714 | 4184069.8958 | 1869992.7413 | 364 | 1800661.7821 | 1747084.1585
t8715 | 3891477.5954 | 3004234.721 | 364 | 1800661.7821 | 1747084.1585
t8716 | 3774440.6753 | 3031214.806 | 364 | 1800661.7821 | 1747084.1585
t8717 | 3803699.9053 | 3117260.681 | 364 | 1800661.7821 | 1747084.1585
t8718 | 3832959.1354 | 3270666.92 | 364 | 1800661.7821 | 1747084.1585
t8719 | 3774440.6753 | 5002303.1994 | 364 | 1800661.7821 | 1747084.1585
t8720 | 3598885.295 | 3825464.505 | 364 | 1800661.7821 | 1747084.1585
t8721 | 2779626.8539 | 3683866.6972 | 364 | 1800661.7821 | 1747084.1585
t8722 | 1287406.1218 | 1706211.944 | 364 | 1800661.7821 | 1747084.1585
t8723 | 1082591.5115 | 1434769.1347 | 364 | 1800661.7821 | 1747084.1585
t8724 | 1053332.2815 | 1395991.5905 | 364 | 1800661.7821 | 1747084.1585
t8725 | 877776.9012 | 1163326.3254 | 364 | 1800661.7821 | 1747084.1585
t8726 | 614443.8309 | 814328.4278 | 364 | 1800661.7821 | 1747084.1585
t8727 | 380369.9905 | 504108.0744 | 364 | 1800661.7821 | 1747084.1585
t8728 | 175555.3802 | 232665.2651 | 364 | 1800661.7821 | 1747084.1585
t8729 | 117036.9202 | 155110.1767 | 364 | 1800661.7821 | 1747084.1585
t8730 | 146296.1502 | 193887.7209 | 364 | 1800661.7821 | 1747084.1585
t8731 | 204814.6103 | 271442.8093 | 364 | 1800661.7821 | 1747084.1585
t8732 | 292592.3004 | 387775.4418 | 364 | 1800661.7821 | 1747084.1585
t8733 | 555925.3708 | 736773.3394 | 364 | 1800661.7821 | 1747084.1585
t8734 | 819258.4411 | 1085771.2371 | 364 | 1800661.7821 | 1747084.1585
t8735 | 819258.4411 | 1085771.2371 | 364 | 1800661.7821 | 1747084.1585
t8736 | 643703.0609 | 853105.972 | 364 | 1800661.7821 | 1747084.1585
t8737 | 380369.9905 | 504108.0744 | 365 | 2855213.1982 | 2451516.9813
t8738 | 146296.1502 | 193887.7209 | 365 | 2855213.1982 | 2451516.9813
t8739 | 58518.4601 | 77555.0884 | 365 | 2855213.1982 | 2451516.9813
t8740 | 146296.1502 | 193887.7209 | 365 | 2855213.1982 | 2451516.9813
t8741 | 409629.2206 | 542885.6185 | 365 | 2855213.1982 | 2451516.9813
t8742 | 936295.3613 | 1240881.4138 | 365 | 2855213.1982 | 2451516.9813
t8743 | 1433702.272 | 1900099.6649 | 365 | 2855213.1982 | 2451516.9813
t8744 | 1814072.2625 | 2404207.7392 | 365 | 2855213.1982 | 2451516.9813
t8745 | 1872590.7226 | 2481762.8276 | 365 | 2855213.1982 | 2451516.9813
t8746 | 1053332.2815 | 1395991.5905 | 365 | 2855213.1982 | 2451516.9813
t8747 | 585184.6008 | 775550.8836 | 365 | 2855213.1982 | 2451516.9813
t8748 | 1111850.7416 | 1473546.6789 | 365 | 2855213.1982 | 2451516.9813
t8749 | 1726294.5724 | 2287875.1067 | 365 | 2855213.1982 | 2451516.9813
t8750 | 2311479.1732 | 3063425.9903 | 365 | 2855213.1982 | 2451516.9813
t8751 | 2721108.3938 | 3606311.6089 | 365 | 2855213.1982 | 2451516.9813
t8752 | 3364811.4547 | 4459417.5808 | 365 | 2855213.1982 | 2451516.9813
t8753 | 5061846.7971 | 6708515.1434 | 365 | 2855213.1982 | 2451516.9813
t8754 | 6027401.3884 | 3725373.7697 | 365 | 2855213.1982 | 2451516.9813
t8755 | 6115179.0785 | 4099811.62 | 365 | 2855213.1982 | 2451516.9813
t8756 | 5998142.1584 | 3819045.009 | 365 | 2855213.1982 | 2451516.9813
t8757 | 5734809.088 | 3667909.989 | 365 | 2855213.1982 | 2451516.9813
t8758 | 5998142.1584 | 3530743.243 | 365 | 2855213.1982 | 2451516.9813
t8759 | 6524808.2991 | 3413764.73 | 365 | 2855213.1982 | 2451516.9813
t8760 | 6992955.9798 | 3269848.74 | 365 | 2855213.1982 | 2451516.9813

## PV production
| Raw Hourly Data |  | Daily Average
Hour | Basic | Basic + Curtailment | Day | Basic | Basic + Curtailment
t0001 | 0 | 0 | 1 | 19009.4524 | 973.3027
t0002 | 0 | 0 | 1 | 19009.4524 | 973.3027
t0003 | 0 | 0 | 1 | 19009.4524 | 973.3027
t0004 | 0 | 0 | 1 | 19009.4524 | 973.3027
t0005 | 0 | 0 | 1 | 19009.4524 | 973.3027
t0006 | 0 | 0 | 1 | 19009.4524 | 973.3027
t0007 | 0 | 0 | 1 | 19009.4524 | 973.3027
t0008 | 0 | 0 | 1 | 19009.4524 | 973.3027
t0009 | 10862.5442 | 556.173 | 1 | 19009.4524 | 973.3027
t0010 | 28242.615 | 1446.0498 | 1 | 19009.4524 | 973.3027
t0011 | 36932.6504 | 1890.9882 | 1 | 19009.4524 | 973.3027
t0012 | 65175.2654 | 3337.0379 | 1 | 19009.4524 | 973.3027
t0013 | 123833.0042 | 6340.3721 | 1 | 19009.4524 | 973.3027
t0014 | 154248.128 | 7897.6565 | 1 | 19009.4524 | 973.3027
t0015 | 36932.6504 | 1890.9882 | 1 | 19009.4524 | 973.3027
t0016 | 0 | 0 | 1 | 19009.4524 | 973.3027
t0017 | 0 | 0 | 1 | 19009.4524 | 973.3027
t0018 | 0 | 0 | 1 | 19009.4524 | 973.3027
t0019 | 0 | 0 | 1 | 19009.4524 | 973.3027
t0020 | 0 | 0 | 1 | 19009.4524 | 973.3027
t0021 | 0 | 0 | 1 | 19009.4524 | 973.3027
t0022 | 0 | 0 | 1 | 19009.4524 | 973.3027
t0023 | 0 | 0 | 1 | 19009.4524 | 973.3027
t0024 | 0 | 0 | 1 | 19009.4524 | 973.3027
t0025 | 0 | 0 | 2 | 3439.8057 | 176.1214
t0026 | 0 | 0 | 2 | 3439.8057 | 176.1214
t0027 | 0 | 0 | 2 | 3439.8057 | 176.1214
t0028 | 0 | 0 | 2 | 3439.8057 | 176.1214
t0029 | 0 | 0 | 2 | 3439.8057 | 176.1214
t0030 | 0 | 0 | 2 | 3439.8057 | 176.1214
t0031 | 0 | 0 | 2 | 3439.8057 | 176.1214
t0032 | 0 | 0 | 2 | 3439.8057 | 176.1214
t0033 | 2172.5088 | 111.2346 | 2 | 3439.8057 | 176.1214
t0034 | 13035.0531 | 667.4076 | 2 | 3439.8057 | 176.1214
t0035 | 21725.0885 | 1112.346 | 2 | 3439.8057 | 176.1214
t0036 | 26070.1061 | 1334.8152 | 2 | 3439.8057 | 176.1214
t0037 | 13035.0531 | 667.4076 | 2 | 3439.8057 | 176.1214
t0038 | 6517.5265 | 333.7038 | 2 | 3439.8057 | 176.1214
t0039 | 0 | 0 | 2 | 3439.8057 | 176.1214
t0040 | 0 | 0 | 2 | 3439.8057 | 176.1214
t0041 | 0 | 0 | 2 | 3439.8057 | 176.1214
t0042 | 0 | 0 | 2 | 3439.8057 | 176.1214
t0043 | 0 | 0 | 2 | 3439.8057 | 176.1214
t0044 | 0 | 0 | 2 | 3439.8057 | 176.1214
t0045 | 0 | 0 | 2 | 3439.8057 | 176.1214
t0046 | 0 | 0 | 2 | 3439.8057 | 176.1214
t0047 | 0 | 0 | 2 | 3439.8057 | 176.1214
t0048 | 0 | 0 | 2 | 3439.8057 | 176.1214
t0049 | 0 | 0 | 3 | 7241.6962 | 370.782
t0050 | 0 | 0 | 3 | 7241.6962 | 370.782
t0051 | 0 | 0 | 3 | 7241.6962 | 370.782
t0052 | 0 | 0 | 3 | 7241.6962 | 370.782
t0053 | 0 | 0 | 3 | 7241.6962 | 370.782
t0054 | 0 | 0 | 3 | 7241.6962 | 370.782
t0055 | 0 | 0 | 3 | 7241.6962 | 370.782
t0056 | 0 | 0 | 3 | 7241.6962 | 370.782
t0057 | 2172.5088 | 111.2346 | 3 | 7241.6962 | 370.782
t0058 | 34760.1415 | 1779.7536 | 3 | 7241.6962 | 370.782
t0059 | 41277.6681 | 2113.4574 | 3 | 7241.6962 | 370.782
t0060 | 30415.1238 | 1557.2844 | 3 | 7241.6962 | 370.782
t0061 | 47795.1946 | 2447.1612 | 3 | 7241.6962 | 370.782
t0062 | 17380.0708 | 889.8768 | 3 | 7241.6962 | 370.782
t0063 | 0 | 0 | 3 | 7241.6962 | 370.782
t0064 | 0 | 0 | 3 | 7241.6962 | 370.782
t0065 | 0 | 0 | 3 | 7241.6962 | 370.782
t0066 | 0 | 0 | 3 | 7241.6962 | 370.782
t0067 | 0 | 0 | 3 | 7241.6962 | 370.782
t0068 | 0 | 0 | 3 | 7241.6962 | 370.782
t0069 | 0 | 0 | 3 | 7241.6962 | 370.782
t0070 | 0 | 0 | 3 | 7241.6962 | 370.782
t0071 | 0 | 0 | 3 | 7241.6962 | 370.782
t0072 | 0 | 0 | 3 | 7241.6962 | 370.782
t0073 | 0 | 0 | 4 | 115957.6596 | 5937.1467
t0074 | 0 | 0 | 4 | 115957.6596 | 5937.1467
t0075 | 0 | 0 | 4 | 115957.6596 | 5937.1467
t0076 | 0 | 0 | 4 | 115957.6596 | 5937.1467
t0077 | 0 | 0 | 4 | 115957.6596 | 5937.1467
t0078 | 0 | 0 | 4 | 115957.6596 | 5937.1467
t0079 | 0 | 0 | 4 | 115957.6596 | 5937.1467
t0080 | 0 | 0 | 4 | 115957.6596 | 5937.1467
t0081 | 106452.9334 | 5450.4953 | 4 | 115957.6596 | 5937.1467
t0082 | 475779.4372 | 24360.377 | 4 | 115957.6596 | 5937.1467
t0083 | 649580.1448 | 33259.1449 | 4 | 115957.6596 | 5937.1467
t0084 | 551817.2468 | 28253.588 | 4 | 115957.6596 | 5937.1467
t0085 | 627855.0563 | 32146.7989 | 4 | 115957.6596 | 5937.1467
t0086 | 323703.818 | 16573.9551 | 4 | 115957.6596 | 5937.1467
t0087 | 47795.1946 | 2447.1612 | 4 | 115957.6596 | 5937.1467
t0088 | 0 | 0 | 4 | 115957.6596 | 5937.1467
t0089 | 0 | 0 | 4 | 115957.6596 | 5937.1467
t0090 | 0 | 0 | 4 | 115957.6596 | 5937.1467
t0091 | 0 | 0 | 4 | 115957.6596 | 5937.1467
t0092 | 0 | 0 | 4 | 115957.6596 | 5937.1467
t0093 | 0 | 0 | 4 | 115957.6596 | 5937.1467
t0094 | 0 | 0 | 4 | 115957.6596 | 5937.1467
t0095 | 0 | 0 | 4 | 115957.6596 | 5937.1467
t0096 | 0 | 0 | 4 | 115957.6596 | 5937.1467
t0097 | 0 | 0 | 5 | 15750.6891 | 806.4508
t0098 | 0 | 0 | 5 | 15750.6891 | 806.4508
t0099 | 0 | 0 | 5 | 15750.6891 | 806.4508
t0100 | 0 | 0 | 5 | 15750.6891 | 806.4508
t0101 | 0 | 0 | 5 | 15750.6891 | 806.4508
t0102 | 0 | 0 | 5 | 15750.6891 | 806.4508
t0103 | 0 | 0 | 5 | 15750.6891 | 806.4508
t0104 | 0 | 0 | 5 | 15750.6891 | 806.4508
t0105 | 8690.0354 | 444.9384 | 5 | 15750.6891 | 806.4508
t0106 | 17380.0708 | 889.8768 | 5 | 15750.6891 | 806.4508
t0107 | 19552.5796 | 1001.1114 | 5 | 15750.6891 | 806.4508
t0108 | 49967.7034 | 2558.3958 | 5 | 15750.6891 | 806.4508
t0109 | 154248.128 | 7897.6565 | 5 | 15750.6891 | 806.4508
t0110 | 110797.9511 | 5672.9645 | 5 | 15750.6891 | 806.4508
t0111 | 17380.0708 | 889.8768 | 5 | 15750.6891 | 806.4508
t0112 | 0 | 0 | 5 | 15750.6891 | 806.4508
t0113 | 0 | 0 | 5 | 15750.6891 | 806.4508
t0114 | 0 | 0 | 5 | 15750.6891 | 806.4508
t0115 | 0 | 0 | 5 | 15750.6891 | 806.4508
t0116 | 0 | 0 | 5 | 15750.6891 | 806.4508
t0117 | 0 | 0 | 5 | 15750.6891 | 806.4508
t0118 | 0 | 0 | 5 | 15750.6891 | 806.4508
t0119 | 0 | 0 | 5 | 15750.6891 | 806.4508
t0120 | 0 | 0 | 5 | 15750.6891 | 806.4508
t0121 | 0 | 0 | 6 | 9323.6838 | 477.3818
t0122 | 0 | 0 | 6 | 9323.6838 | 477.3818
t0123 | 0 | 0 | 6 | 9323.6838 | 477.3818
t0124 | 0 | 0 | 6 | 9323.6838 | 477.3818
t0125 | 0 | 0 | 6 | 9323.6838 | 477.3818
t0126 | 0 | 0 | 6 | 9323.6838 | 477.3818
t0127 | 0 | 0 | 6 | 9323.6838 | 477.3818
t0128 | 0 | 0 | 6 | 9323.6838 | 477.3818
t0129 | 0 | 0 | 6 | 9323.6838 | 477.3818
t0130 | 13035.0531 | 667.4076 | 6 | 9323.6838 | 477.3818
t0131 | 73865.3007 | 3781.9763 | 6 | 9323.6838 | 477.3818
t0132 | 73865.3007 | 3781.9763 | 6 | 9323.6838 | 477.3818
t0133 | 34760.1415 | 1779.7536 | 6 | 9323.6838 | 477.3818
t0134 | 28242.615 | 1446.0498 | 6 | 9323.6838 | 477.3818
t0135 | 0 | 0 | 6 | 9323.6838 | 477.3818
t0136 | 0 | 0 | 6 | 9323.6838 | 477.3818
t0137 | 0 | 0 | 6 | 9323.6838 | 477.3818
t0138 | 0 | 0 | 6 | 9323.6838 | 477.3818
t0139 | 0 | 0 | 6 | 9323.6838 | 477.3818
t0140 | 0 | 0 | 6 | 9323.6838 | 477.3818
t0141 | 0 | 0 | 6 | 9323.6838 | 477.3818
t0142 | 0 | 0 | 6 | 9323.6838 | 477.3818
t0143 | 0 | 0 | 6 | 9323.6838 | 477.3818
t0144 | 0 | 0 | 6 | 9323.6838 | 477.3818
t0145 | 0 | 0 | 7 | 26613.2334 | 1362.6238
t0146 | 0 | 0 | 7 | 26613.2334 | 1362.6238
t0147 | 0 | 0 | 7 | 26613.2334 | 1362.6238
t0148 | 0 | 0 | 7 | 26613.2334 | 1362.6238
t0149 | 0 | 0 | 7 | 26613.2334 | 1362.6238
t0150 | 0 | 0 | 7 | 26613.2334 | 1362.6238
t0151 | 0 | 0 | 7 | 26613.2334 | 1362.6238
t0152 | 0 | 0 | 7 | 26613.2334 | 1362.6238
t0153 | 17380.0708 | 889.8768 | 7 | 26613.2334 | 1362.6238
t0154 | 69520.2831 | 3559.5071 | 7 | 26613.2334 | 1362.6238
t0155 | 115142.9688 | 5895.4337 | 7 | 26613.2334 | 1362.6238
t0156 | 241148.4818 | 12347.0404 | 7 | 26613.2334 | 1362.6238
t0157 | 143385.5838 | 7341.4835 | 7 | 26613.2334 | 1362.6238
t0158 | 49967.7034 | 2558.3958 | 7 | 26613.2334 | 1362.6238
t0159 | 2172.5088 | 111.2346 | 7 | 26613.2334 | 1362.6238
t0160 | 0 | 0 | 7 | 26613.2334 | 1362.6238
t0161 | 0 | 0 | 7 | 26613.2334 | 1362.6238
t0162 | 0 | 0 | 7 | 26613.2334 | 1362.6238
t0163 | 0 | 0 | 7 | 26613.2334 | 1362.6238
t0164 | 0 | 0 | 7 | 26613.2334 | 1362.6238
t0165 | 0 | 0 | 7 | 26613.2334 | 1362.6238
t0166 | 0 | 0 | 7 | 26613.2334 | 1362.6238
t0167 | 0 | 0 | 7 | 26613.2334 | 1362.6238
t0168 | 0 | 0 | 7 | 26613.2334 | 1362.6238
t0169 | 0 | 0 | 8 | 58295.654 | 2984.7951
t0170 | 0 | 0 | 8 | 58295.654 | 2984.7951
t0171 | 0 | 0 | 8 | 58295.654 | 2984.7951
t0172 | 0 | 0 | 8 | 58295.654 | 2984.7951
t0173 | 0 | 0 | 8 | 58295.654 | 2984.7951
t0174 | 0 | 0 | 8 | 58295.654 | 2984.7951
t0175 | 0 | 0 | 8 | 58295.654 | 2984.7951
t0176 | 0 | 0 | 8 | 58295.654 | 2984.7951
t0177 | 13035.0531 | 667.4076 | 8 | 58295.654 | 2984.7951
t0178 | 56485.23 | 2892.0996 | 8 | 58295.654 | 2984.7951
t0179 | 143385.5838 | 7341.4835 | 8 | 58295.654 | 2984.7951
t0180 | 334566.3622 | 17130.1281 | 8 | 58295.654 | 2984.7951
t0181 | 497504.5256 | 25472.723 | 8 | 58295.654 | 2984.7951
t0182 | 312841.2738 | 16017.7821 | 8 | 58295.654 | 2984.7951
t0183 | 41277.6681 | 2113.4574 | 8 | 58295.654 | 2984.7951
t0184 | 0 | 0 | 8 | 58295.654 | 2984.7951
t0185 | 0 | 0 | 8 | 58295.654 | 2984.7951
t0186 | 0 | 0 | 8 | 58295.654 | 2984.7951
t0187 | 0 | 0 | 8 | 58295.654 | 2984.7951
t0188 | 0 | 0 | 8 | 58295.654 | 2984.7951
t0189 | 0 | 0 | 8 | 58295.654 | 2984.7951
t0190 | 0 | 0 | 8 | 58295.654 | 2984.7951
t0191 | 0 | 0 | 8 | 58295.654 | 2984.7951
t0192 | 0 | 0 | 8 | 58295.654 | 2984.7951
t0193 | 0 | 0 | 9 | 2172.5088 | 111.2346
t0194 | 0 | 0 | 9 | 2172.5088 | 111.2346
t0195 | 0 | 0 | 9 | 2172.5088 | 111.2346
t0196 | 0 | 0 | 9 | 2172.5088 | 111.2346
t0197 | 0 | 0 | 9 | 2172.5088 | 111.2346
t0198 | 0 | 0 | 9 | 2172.5088 | 111.2346
t0199 | 0 | 0 | 9 | 2172.5088 | 111.2346
t0200 | 0 | 0 | 9 | 2172.5088 | 111.2346
t0201 | 0 | 0 | 9 | 2172.5088 | 111.2346
t0202 | 0 | 0 | 9 | 2172.5088 | 111.2346
t0203 | 8690.0354 | 444.9384 | 9 | 2172.5088 | 111.2346
t0204 | 13035.0531 | 667.4076 | 9 | 2172.5088 | 111.2346
t0205 | 13035.0531 | 667.4076 | 9 | 2172.5088 | 111.2346
t0206 | 17380.0708 | 889.8768 | 9 | 2172.5088 | 111.2346
t0207 | 0 | 0 | 9 | 2172.5088 | 111.2346
t0208 | 0 | 0 | 9 | 2172.5088 | 111.2346
t0209 | 0 | 0 | 9 | 2172.5088 | 111.2346
t0210 | 0 | 0 | 9 | 2172.5088 | 111.2346
t0211 | 0 | 0 | 9 | 2172.5088 | 111.2346
t0212 | 0 | 0 | 9 | 2172.5088 | 111.2346
t0213 | 0 | 0 | 9 | 2172.5088 | 111.2346
t0214 | 0 | 0 | 9 | 2172.5088 | 111.2346
t0215 | 0 | 0 | 9 | 2172.5088 | 111.2346
t0216 | 0 | 0 | 9 | 2172.5088 | 111.2346
t0217 | 0 | 0 | 10 | 54765.3271 | 2804.0388
t0218 | 0 | 0 | 10 | 54765.3271 | 2804.0388
t0219 | 0 | 0 | 10 | 54765.3271 | 2804.0388
t0220 | 0 | 0 | 10 | 54765.3271 | 2804.0388
t0221 | 0 | 0 | 10 | 54765.3271 | 2804.0388
t0222 | 0 | 0 | 10 | 54765.3271 | 2804.0388
t0223 | 0 | 0 | 10 | 54765.3271 | 2804.0388
t0224 | 0 | 0 | 10 | 54765.3271 | 2804.0388
t0225 | 39105.1592 | 2002.2228 | 10 | 54765.3271 | 2804.0388
t0226 | 117315.4777 | 6006.6683 | 10 | 54765.3271 | 2804.0388
t0227 | 202043.3226 | 10344.8176 | 10 | 54765.3271 | 2804.0388
t0228 | 323703.818 | 16573.9551 | 10 | 54765.3271 | 2804.0388
t0229 | 364981.486 | 18687.4125 | 10 | 54765.3271 | 2804.0388
t0230 | 238975.973 | 12235.8058 | 10 | 54765.3271 | 2804.0388
t0231 | 28242.615 | 1446.0498 | 10 | 54765.3271 | 2804.0388
t0232 | 0 | 0 | 10 | 54765.3271 | 2804.0388
t0233 | 0 | 0 | 10 | 54765.3271 | 2804.0388
t0234 | 0 | 0 | 10 | 54765.3271 | 2804.0388
t0235 | 0 | 0 | 10 | 54765.3271 | 2804.0388
t0236 | 0 | 0 | 10 | 54765.3271 | 2804.0388
t0237 | 0 | 0 | 10 | 54765.3271 | 2804.0388
t0238 | 0 | 0 | 10 | 54765.3271 | 2804.0388
t0239 | 0 | 0 | 10 | 54765.3271 | 2804.0388
t0240 | 0 | 0 | 10 | 54765.3271 | 2804.0388
t0241 | 0 | 0 | 11 | 4254.4965 | 217.8344
t0242 | 0 | 0 | 11 | 4254.4965 | 217.8344
t0243 | 0 | 0 | 11 | 4254.4965 | 217.8344
t0244 | 0 | 0 | 11 | 4254.4965 | 217.8344
t0245 | 0 | 0 | 11 | 4254.4965 | 217.8344
t0246 | 0 | 0 | 11 | 4254.4965 | 217.8344
t0247 | 0 | 0 | 11 | 4254.4965 | 217.8344
t0248 | 0 | 0 | 11 | 4254.4965 | 217.8344
t0249 | 2172.5088 | 111.2346 | 11 | 4254.4965 | 217.8344
t0250 | 13035.0531 | 667.4076 | 11 | 4254.4965 | 217.8344
t0251 | 21725.0885 | 1112.346 | 11 | 4254.4965 | 217.8344
t0252 | 21725.0885 | 1112.346 | 11 | 4254.4965 | 217.8344
t0253 | 17380.0708 | 889.8768 | 11 | 4254.4965 | 217.8344
t0254 | 17380.0708 | 889.8768 | 11 | 4254.4965 | 217.8344
t0255 | 8690.0354 | 444.9384 | 11 | 4254.4965 | 217.8344
t0256 | 0 | 0 | 11 | 4254.4965 | 217.8344
t0257 | 0 | 0 | 11 | 4254.4965 | 217.8344
t0258 | 0 | 0 | 11 | 4254.4965 | 217.8344
t0259 | 0 | 0 | 11 | 4254.4965 | 217.8344
t0260 | 0 | 0 | 11 | 4254.4965 | 217.8344
t0261 | 0 | 0 | 11 | 4254.4965 | 217.8344
t0262 | 0 | 0 | 11 | 4254.4965 | 217.8344
t0263 | 0 | 0 | 11 | 4254.4965 | 217.8344
t0264 | 0 | 0 | 11 | 4254.4965 | 217.8344
t0265 | 0 | 0 | 12 | 120755.2833 | 6182.7898
t0266 | 0 | 0 | 12 | 120755.2833 | 6182.7898
t0267 | 0 | 0 | 12 | 120755.2833 | 6182.7898
t0268 | 0 | 0 | 12 | 120755.2833 | 6182.7898
t0269 | 0 | 0 | 12 | 120755.2833 | 6182.7898
t0270 | 0 | 0 | 12 | 120755.2833 | 6182.7898
t0271 | 0 | 0 | 12 | 120755.2833 | 6182.7898
t0272 | 0 | 0 | 12 | 120755.2833 | 6182.7898
t0273 | 206388.3403 | 10567.2868 | 12 | 120755.2833 | 6182.7898
t0274 | 603957.459 | 30923.2183 | 12 | 120755.2833 | 6182.7898
t0275 | 790793.2198 | 40489.3938 | 12 | 120755.2833 | 6182.7898
t0276 | 666960.2156 | 34149.0217 | 12 | 120755.2833 | 6182.7898
t0277 | 406259.1541 | 20800.8699 | 12 | 120755.2833 | 6182.7898
t0278 | 182490.743 | 9343.7063 | 12 | 120755.2833 | 6182.7898
t0279 | 41277.6681 | 2113.4574 | 12 | 120755.2833 | 6182.7898
t0280 | 0 | 0 | 12 | 120755.2833 | 6182.7898
t0281 | 0 | 0 | 12 | 120755.2833 | 6182.7898
t0282 | 0 | 0 | 12 | 120755.2833 | 6182.7898
t0283 | 0 | 0 | 12 | 120755.2833 | 6182.7898
t0284 | 0 | 0 | 12 | 120755.2833 | 6182.7898
t0285 | 0 | 0 | 12 | 120755.2833 | 6182.7898
t0286 | 0 | 0 | 12 | 120755.2833 | 6182.7898
t0287 | 0 | 0 | 12 | 120755.2833 | 6182.7898
t0288 | 0 | 0 | 12 | 120755.2833 | 6182.7898
t0289 | 0 | 0 | 13 | 14845.4771 | 760.1031
t0290 | 0 | 0 | 13 | 14845.4771 | 760.1031
t0291 | 0 | 0 | 13 | 14845.4771 | 760.1031
t0292 | 0 | 0 | 13 | 14845.4771 | 760.1031
t0293 | 0 | 0 | 13 | 14845.4771 | 760.1031
t0294 | 0 | 0 | 13 | 14845.4771 | 760.1031
t0295 | 0 | 0 | 13 | 14845.4771 | 760.1031
t0296 | 0 | 0 | 13 | 14845.4771 | 760.1031
t0297 | 34760.1415 | 1779.7536 | 13 | 14845.4771 | 760.1031
t0298 | 86900.3538 | 4449.3839 | 13 | 14845.4771 | 760.1031
t0299 | 104280.4246 | 5339.2607 | 13 | 14845.4771 | 760.1031
t0300 | 69520.2831 | 3559.5071 | 13 | 14845.4771 | 760.1031
t0301 | 41277.6681 | 2113.4574 | 13 | 14845.4771 | 760.1031
t0302 | 19552.5796 | 1001.1114 | 13 | 14845.4771 | 760.1031
t0303 | 0 | 0 | 13 | 14845.4771 | 760.1031
t0304 | 0 | 0 | 13 | 14845.4771 | 760.1031
t0305 | 0 | 0 | 13 | 14845.4771 | 760.1031
t0306 | 0 | 0 | 13 | 14845.4771 | 760.1031
t0307 | 0 | 0 | 13 | 14845.4771 | 760.1031
t0308 | 0 | 0 | 13 | 14845.4771 | 760.1031
t0309 | 0 | 0 | 13 | 14845.4771 | 760.1031
t0310 | 0 | 0 | 13 | 14845.4771 | 760.1031
t0311 | 0 | 0 | 13 | 14845.4771 | 760.1031
t0312 | 0 | 0 | 13 | 14845.4771 | 760.1031
t0313 | 0 | 0 | 14 | 21363.0036 | 1093.8069
t0314 | 0 | 0 | 14 | 21363.0036 | 1093.8069
t0315 | 0 | 0 | 14 | 21363.0036 | 1093.8069
t0316 | 0 | 0 | 14 | 21363.0036 | 1093.8069
t0317 | 0 | 0 | 14 | 21363.0036 | 1093.8069
t0318 | 0 | 0 | 14 | 21363.0036 | 1093.8069
t0319 | 0 | 0 | 14 | 21363.0036 | 1093.8069
t0320 | 0 | 0 | 14 | 21363.0036 | 1093.8069
t0321 | 13035.0531 | 667.4076 | 14 | 21363.0036 | 1093.8069
t0322 | 58657.7388 | 3003.3342 | 14 | 21363.0036 | 1093.8069
t0323 | 112970.46 | 5784.1991 | 14 | 21363.0036 | 1093.8069
t0324 | 141213.075 | 7230.2489 | 14 | 21363.0036 | 1093.8069
t0325 | 117315.4777 | 6006.6683 | 14 | 21363.0036 | 1093.8069
t0326 | 60830.2477 | 3114.5688 | 14 | 21363.0036 | 1093.8069
t0327 | 8690.0354 | 444.9384 | 14 | 21363.0036 | 1093.8069
t0328 | 0 | 0 | 14 | 21363.0036 | 1093.8069
t0329 | 0 | 0 | 14 | 21363.0036 | 1093.8069
t0330 | 0 | 0 | 14 | 21363.0036 | 1093.8069
t0331 | 0 | 0 | 14 | 21363.0036 | 1093.8069
t0332 | 0 | 0 | 14 | 21363.0036 | 1093.8069
t0333 | 0 | 0 | 14 | 21363.0036 | 1093.8069
t0334 | 0 | 0 | 14 | 21363.0036 | 1093.8069
t0335 | 0 | 0 | 14 | 21363.0036 | 1093.8069
t0336 | 0 | 0 | 14 | 21363.0036 | 1093.8069
t0337 | 0 | 0 | 15 | 43269.1345 | 2215.4224
t0338 | 0 | 0 | 15 | 43269.1345 | 2215.4224
t0339 | 0 | 0 | 15 | 43269.1345 | 2215.4224
t0340 | 0 | 0 | 15 | 43269.1345 | 2215.4224
t0341 | 0 | 0 | 15 | 43269.1345 | 2215.4224
t0342 | 0 | 0 | 15 | 43269.1345 | 2215.4224
t0343 | 0 | 0 | 15 | 43269.1345 | 2215.4224
t0344 | 0 | 0 | 15 | 43269.1345 | 2215.4224
t0345 | 41277.6681 | 2113.4574 | 15 | 43269.1345 | 2215.4224
t0346 | 132523.0396 | 6785.3105 | 15 | 43269.1345 | 2215.4224
t0347 | 217250.8845 | 11123.4598 | 15 | 43269.1345 | 2215.4224
t0348 | 245493.4995 | 12569.5096 | 15 | 43269.1345 | 2215.4224
t0349 | 234630.9553 | 12013.3366 | 15 | 43269.1345 | 2215.4224
t0350 | 141213.075 | 7230.2489 | 15 | 43269.1345 | 2215.4224
t0351 | 26070.1061 | 1334.8152 | 15 | 43269.1345 | 2215.4224
t0352 | 0 | 0 | 15 | 43269.1345 | 2215.4224
t0353 | 0 | 0 | 15 | 43269.1345 | 2215.4224
t0354 | 0 | 0 | 15 | 43269.1345 | 2215.4224
t0355 | 0 | 0 | 15 | 43269.1345 | 2215.4224
t0356 | 0 | 0 | 15 | 43269.1345 | 2215.4224
t0357 | 0 | 0 | 15 | 43269.1345 | 2215.4224
t0358 | 0 | 0 | 15 | 43269.1345 | 2215.4224
t0359 | 0 | 0 | 15 | 43269.1345 | 2215.4224
t0360 | 0 | 0 | 15 | 43269.1345 | 2215.4224
t0361 | 0 | 0 | 16 | 12582.4471 | 644.2337
t0362 | 0 | 0 | 16 | 12582.4471 | 644.2337
t0363 | 0 | 0 | 16 | 12582.4471 | 644.2337
t0364 | 0 | 0 | 16 | 12582.4471 | 644.2337
t0365 | 0 | 0 | 16 | 12582.4471 | 644.2337
t0366 | 0 | 0 | 16 | 12582.4471 | 644.2337
t0367 | 0 | 0 | 16 | 12582.4471 | 644.2337
t0368 | 0 | 0 | 16 | 12582.4471 | 644.2337
t0369 | 6517.5265 | 333.7038 | 16 | 12582.4471 | 644.2337
t0370 | 34760.1415 | 1779.7536 | 16 | 12582.4471 | 644.2337
t0371 | 60830.2477 | 3114.5688 | 16 | 12582.4471 | 644.2337
t0372 | 78210.3184 | 4004.4455 | 16 | 12582.4471 | 644.2337
t0373 | 76037.8096 | 3893.2109 | 16 | 12582.4471 | 644.2337
t0374 | 39105.1592 | 2002.2228 | 16 | 12582.4471 | 644.2337
t0375 | 6517.5265 | 333.7038 | 16 | 12582.4471 | 644.2337
t0376 | 0 | 0 | 16 | 12582.4471 | 644.2337
t0377 | 0 | 0 | 16 | 12582.4471 | 644.2337
t0378 | 0 | 0 | 16 | 12582.4471 | 644.2337
t0379 | 0 | 0 | 16 | 12582.4471 | 644.2337
t0380 | 0 | 0 | 16 | 12582.4471 | 644.2337
t0381 | 0 | 0 | 16 | 12582.4471 | 644.2337
t0382 | 0 | 0 | 16 | 12582.4471 | 644.2337
t0383 | 0 | 0 | 16 | 12582.4471 | 644.2337
t0384 | 0 | 0 | 16 | 12582.4471 | 644.2337
t0385 | 0 | 0 | 17 | 12129.8411 | 621.0598
t0386 | 0 | 0 | 17 | 12129.8411 | 621.0598
t0387 | 0 | 0 | 17 | 12129.8411 | 621.0598
t0388 | 0 | 0 | 17 | 12129.8411 | 621.0598
t0389 | 0 | 0 | 17 | 12129.8411 | 621.0598
t0390 | 0 | 0 | 17 | 12129.8411 | 621.0598
t0391 | 0 | 0 | 17 | 12129.8411 | 621.0598
t0392 | 0 | 0 | 17 | 12129.8411 | 621.0598
t0393 | 17380.0708 | 889.8768 | 17 | 12129.8411 | 621.0598
t0394 | 45622.6858 | 2335.9266 | 17 | 12129.8411 | 621.0598
t0395 | 69520.2831 | 3559.5071 | 17 | 12129.8411 | 621.0598
t0396 | 69520.2831 | 3559.5071 | 17 | 12129.8411 | 621.0598
t0397 | 56485.23 | 2892.0996 | 17 | 12129.8411 | 621.0598
t0398 | 30415.1238 | 1557.2844 | 17 | 12129.8411 | 621.0598
t0399 | 2172.5088 | 111.2346 | 17 | 12129.8411 | 621.0598
t0400 | 0 | 0 | 17 | 12129.8411 | 621.0598
t0401 | 0 | 0 | 17 | 12129.8411 | 621.0598
t0402 | 0 | 0 | 17 | 12129.8411 | 621.0598
t0403 | 0 | 0 | 17 | 12129.8411 | 621.0598
t0404 | 0 | 0 | 17 | 12129.8411 | 621.0598
t0405 | 0 | 0 | 17 | 12129.8411 | 621.0598
t0406 | 0 | 0 | 17 | 12129.8411 | 621.0598
t0407 | 0 | 0 | 17 | 12129.8411 | 621.0598
t0408 | 0 | 0 | 17 | 12129.8411 | 621.0598
t0409 | 0 | 0 | 18 | 19914.6644 | 1019.6505
t0410 | 0 | 0 | 18 | 19914.6644 | 1019.6505
t0411 | 0 | 0 | 18 | 19914.6644 | 1019.6505
t0412 | 0 | 0 | 18 | 19914.6644 | 1019.6505
t0413 | 0 | 0 | 18 | 19914.6644 | 1019.6505
t0414 | 0 | 0 | 18 | 19914.6644 | 1019.6505
t0415 | 0 | 0 | 18 | 19914.6644 | 1019.6505
t0416 | 0 | 0 | 18 | 19914.6644 | 1019.6505
t0417 | 13035.0531 | 667.4076 | 18 | 19914.6644 | 1019.6505
t0418 | 39105.1592 | 2002.2228 | 18 | 19914.6644 | 1019.6505
t0419 | 76037.8096 | 3893.2109 | 18 | 19914.6644 | 1019.6505
t0420 | 126005.513 | 6451.6067 | 18 | 19914.6644 | 1019.6505
t0421 | 141213.075 | 7230.2489 | 18 | 19914.6644 | 1019.6505
t0422 | 73865.3007 | 3781.9763 | 18 | 19914.6644 | 1019.6505
t0423 | 8690.0354 | 444.9384 | 18 | 19914.6644 | 1019.6505
t0424 | 0 | 0 | 18 | 19914.6644 | 1019.6505
t0425 | 0 | 0 | 18 | 19914.6644 | 1019.6505
t0426 | 0 | 0 | 18 | 19914.6644 | 1019.6505
t0427 | 0 | 0 | 18 | 19914.6644 | 1019.6505
t0428 | 0 | 0 | 18 | 19914.6644 | 1019.6505
t0429 | 0 | 0 | 18 | 19914.6644 | 1019.6505
t0430 | 0 | 0 | 18 | 19914.6644 | 1019.6505
t0431 | 0 | 0 | 18 | 19914.6644 | 1019.6505
t0432 | 0 | 0 | 18 | 19914.6644 | 1019.6505
t0433 | 0 | 0 | 19 | 51868.6487 | 2655.726
t0434 | 0 | 0 | 19 | 51868.6487 | 2655.726
t0435 | 0 | 0 | 19 | 51868.6487 | 2655.726
t0436 | 0 | 0 | 19 | 51868.6487 | 2655.726
t0437 | 0 | 0 | 19 | 51868.6487 | 2655.726
t0438 | 0 | 0 | 19 | 51868.6487 | 2655.726
t0439 | 0 | 0 | 19 | 51868.6487 | 2655.726
t0440 | 0 | 0 | 19 | 51868.6487 | 2655.726
t0441 | 56485.23 | 2892.0996 | 19 | 51868.6487 | 2655.726
t0442 | 145558.0926 | 7452.7181 | 19 | 51868.6487 | 2655.726
t0443 | 247666.0084 | 12680.7442 | 19 | 51868.6487 | 2655.726
t0444 | 308496.2561 | 15795.313 | 19 | 51868.6487 | 2655.726
t0445 | 284598.6588 | 14571.7324 | 19 | 51868.6487 | 2655.726
t0446 | 165110.6723 | 8453.8295 | 19 | 51868.6487 | 2655.726
t0447 | 36932.6504 | 1890.9882 | 19 | 51868.6487 | 2655.726
t0448 | 0 | 0 | 19 | 51868.6487 | 2655.726
t0449 | 0 | 0 | 19 | 51868.6487 | 2655.726
t0450 | 0 | 0 | 19 | 51868.6487 | 2655.726
t0451 | 0 | 0 | 19 | 51868.6487 | 2655.726
t0452 | 0 | 0 | 19 | 51868.6487 | 2655.726
t0453 | 0 | 0 | 19 | 51868.6487 | 2655.726
t0454 | 0 | 0 | 19 | 51868.6487 | 2655.726
t0455 | 0 | 0 | 19 | 51868.6487 | 2655.726
t0456 | 0 | 0 | 19 | 51868.6487 | 2655.726
t0457 | 0 | 0 | 20 | 11858.2774 | 607.1555
t0458 | 0 | 0 | 20 | 11858.2774 | 607.1555
t0459 | 0 | 0 | 20 | 11858.2774 | 607.1555
t0460 | 0 | 0 | 20 | 11858.2774 | 607.1555
t0461 | 0 | 0 | 20 | 11858.2774 | 607.1555
t0462 | 0 | 0 | 20 | 11858.2774 | 607.1555
t0463 | 0 | 0 | 20 | 11858.2774 | 607.1555
t0464 | 0 | 0 | 20 | 11858.2774 | 607.1555
t0465 | 17380.0708 | 889.8768 | 20 | 11858.2774 | 607.1555
t0466 | 45622.6858 | 2335.9266 | 20 | 11858.2774 | 607.1555
t0467 | 67347.7742 | 3448.2725 | 20 | 11858.2774 | 607.1555
t0468 | 69520.2831 | 3559.5071 | 20 | 11858.2774 | 607.1555
t0469 | 49967.7034 | 2558.3958 | 20 | 11858.2774 | 607.1555
t0470 | 28242.615 | 1446.0498 | 20 | 11858.2774 | 607.1555
t0471 | 6517.5265 | 333.7038 | 20 | 11858.2774 | 607.1555
t0472 | 0 | 0 | 20 | 11858.2774 | 607.1555
t0473 | 0 | 0 | 20 | 11858.2774 | 607.1555
t0474 | 0 | 0 | 20 | 11858.2774 | 607.1555
t0475 | 0 | 0 | 20 | 11858.2774 | 607.1555
t0476 | 0 | 0 | 20 | 11858.2774 | 607.1555
t0477 | 0 | 0 | 20 | 11858.2774 | 607.1555
t0478 | 0 | 0 | 20 | 11858.2774 | 607.1555
t0479 | 0 | 0 | 20 | 11858.2774 | 607.1555
t0480 | 0 | 0 | 20 | 11858.2774 | 607.1555
t0481 | 0 | 0 | 21 | 32859.1963 | 1682.4233
t0482 | 0 | 0 | 21 | 32859.1963 | 1682.4233
t0483 | 0 | 0 | 21 | 32859.1963 | 1682.4233
t0484 | 0 | 0 | 21 | 32859.1963 | 1682.4233
t0485 | 0 | 0 | 21 | 32859.1963 | 1682.4233
t0486 | 0 | 0 | 21 | 32859.1963 | 1682.4233
t0487 | 0 | 0 | 21 | 32859.1963 | 1682.4233
t0488 | 0 | 0 | 21 | 32859.1963 | 1682.4233
t0489 | 47795.1946 | 2447.1612 | 21 | 32859.1963 | 1682.4233
t0490 | 126005.513 | 6451.6067 | 21 | 32859.1963 | 1682.4233
t0491 | 180318.2342 | 9232.4717 | 21 | 32859.1963 | 1682.4233
t0492 | 178145.7253 | 9121.2371 | 21 | 32859.1963 | 1682.4233
t0493 | 149903.1103 | 7675.1873 | 21 | 32859.1963 | 1682.4233
t0494 | 86900.3538 | 4449.3839 | 21 | 32859.1963 | 1682.4233
t0495 | 19552.5796 | 1001.1114 | 21 | 32859.1963 | 1682.4233
t0496 | 0 | 0 | 21 | 32859.1963 | 1682.4233
t0497 | 0 | 0 | 21 | 32859.1963 | 1682.4233
t0498 | 0 | 0 | 21 | 32859.1963 | 1682.4233
t0499 | 0 | 0 | 21 | 32859.1963 | 1682.4233
t0500 | 0 | 0 | 21 | 32859.1963 | 1682.4233
t0501 | 0 | 0 | 21 | 32859.1963 | 1682.4233
t0502 | 0 | 0 | 21 | 32859.1963 | 1682.4233
t0503 | 0 | 0 | 21 | 32859.1963 | 1682.4233
t0504 | 0 | 0 | 21 | 32859.1963 | 1682.4233
t0505 | 0 | 0 | 22 | 58024.0904 | 2970.8907
t0506 | 0 | 0 | 22 | 58024.0904 | 2970.8907
t0507 | 0 | 0 | 22 | 58024.0904 | 2970.8907
t0508 | 0 | 0 | 22 | 58024.0904 | 2970.8907
t0509 | 0 | 0 | 22 | 58024.0904 | 2970.8907
t0510 | 0 | 0 | 22 | 58024.0904 | 2970.8907
t0511 | 0 | 0 | 22 | 58024.0904 | 2970.8907
t0512 | 0 | 0 | 22 | 58024.0904 | 2970.8907
t0513 | 76037.8096 | 3893.2109 | 22 | 58024.0904 | 2970.8907
t0514 | 206388.3403 | 10567.2868 | 22 | 58024.0904 | 2970.8907
t0515 | 282426.1499 | 14460.4978 | 22 | 58024.0904 | 2970.8907
t0516 | 341083.8887 | 17463.8319 | 22 | 58024.0904 | 2970.8907
t0517 | 269391.0968 | 13793.0902 | 22 | 58024.0904 | 2970.8907
t0518 | 169455.6899 | 8676.2987 | 22 | 58024.0904 | 2970.8907
t0519 | 47795.1946 | 2447.1612 | 22 | 58024.0904 | 2970.8907
t0520 | 0 | 0 | 22 | 58024.0904 | 2970.8907
t0521 | 0 | 0 | 22 | 58024.0904 | 2970.8907
t0522 | 0 | 0 | 22 | 58024.0904 | 2970.8907
t0523 | 0 | 0 | 22 | 58024.0904 | 2970.8907
t0524 | 0 | 0 | 22 | 58024.0904 | 2970.8907
t0525 | 0 | 0 | 22 | 58024.0904 | 2970.8907
t0526 | 0 | 0 | 22 | 58024.0904 | 2970.8907
t0527 | 0 | 0 | 22 | 58024.0904 | 2970.8907
t0528 | 0 | 0 | 22 | 58024.0904 | 2970.8907
t0529 | 0 | 0 | 23 | 77667.1912 | 3976.6369
t0530 | 0 | 0 | 23 | 77667.1912 | 3976.6369
t0531 | 0 | 0 | 23 | 77667.1912 | 3976.6369
t0532 | 0 | 0 | 23 | 77667.1912 | 3976.6369
t0533 | 0 | 0 | 23 | 77667.1912 | 3976.6369
t0534 | 0 | 0 | 23 | 77667.1912 | 3976.6369
t0535 | 0 | 0 | 23 | 77667.1912 | 3976.6369
t0536 | 6517.5265 | 333.7038 | 23 | 77667.1912 | 3976.6369
t0537 | 123833.0042 | 6340.3721 | 23 | 77667.1912 | 3976.6369
t0538 | 258528.5526 | 13236.9172 | 23 | 77667.1912 | 3976.6369
t0539 | 362808.9772 | 18576.1779 | 23 | 77667.1912 | 3976.6369
t0540 | 406259.1541 | 20800.8699 | 23 | 77667.1912 | 3976.6369
t0541 | 362808.9772 | 18576.1779 | 23 | 77667.1912 | 3976.6369
t0542 | 254183.5349 | 13014.448 | 23 | 77667.1912 | 3976.6369
t0543 | 89072.8627 | 4560.6185 | 23 | 77667.1912 | 3976.6369
t0544 | 0 | 0 | 23 | 77667.1912 | 3976.6369
t0545 | 0 | 0 | 23 | 77667.1912 | 3976.6369
t0546 | 0 | 0 | 23 | 77667.1912 | 3976.6369
t0547 | 0 | 0 | 23 | 77667.1912 | 3976.6369
t0548 | 0 | 0 | 23 | 77667.1912 | 3976.6369
t0549 | 0 | 0 | 23 | 77667.1912 | 3976.6369
t0550 | 0 | 0 | 23 | 77667.1912 | 3976.6369
t0551 | 0 | 0 | 23 | 77667.1912 | 3976.6369
t0552 | 0 | 0 | 23 | 77667.1912 | 3976.6369
t0553 | 0 | 0 | 24 | 331398.1201 | 16967.911
t0554 | 0 | 0 | 24 | 331398.1201 | 16967.911
t0555 | 0 | 0 | 24 | 331398.1201 | 16967.911
t0556 | 0 | 0 | 24 | 331398.1201 | 16967.911
t0557 | 0 | 0 | 24 | 331398.1201 | 16967.911
t0558 | 0 | 0 | 24 | 331398.1201 | 16967.911
t0559 | 0 | 0 | 24 | 331398.1201 | 16967.911
t0560 | 78210.3184 | 4004.4455 | 24 | 331398.1201 | 16967.911
t0561 | 782103.1844 | 40044.4554 | 24 | 331398.1201 | 16967.911
t0562 | 1251365.095 | 64071.1286 | 24 | 331398.1201 | 16967.911
t0563 | 1496858.5945 | 76640.6382 | 24 | 331398.1201 | 16967.911
t0564 | 1540308.7715 | 78865.3302 | 24 | 331398.1201 | 16967.911
t0565 | 1381715.6257 | 70745.2045 | 24 | 331398.1201 | 16967.911
t0566 | 1010216.6132 | 51724.0882 | 24 | 331398.1201 | 16967.911
t0567 | 412776.6806 | 21134.5737 | 24 | 331398.1201 | 16967.911
t0568 | 0 | 0 | 24 | 331398.1201 | 16967.911
t0569 | 0 | 0 | 24 | 331398.1201 | 16967.911
t0570 | 0 | 0 | 24 | 331398.1201 | 16967.911
t0571 | 0 | 0 | 24 | 331398.1201 | 16967.911
t0572 | 0 | 0 | 24 | 331398.1201 | 16967.911
t0573 | 0 | 0 | 24 | 331398.1201 | 16967.911
t0574 | 0 | 0 | 24 | 331398.1201 | 16967.911
t0575 | 0 | 0 | 24 | 331398.1201 | 16967.911
t0576 | 0 | 0 | 24 | 331398.1201 | 16967.911
t0577 | 0 | 0 | 25 | 70697.0587 | 3619.7592
t0578 | 0 | 0 | 25 | 70697.0587 | 3619.7592
t0579 | 0 | 0 | 25 | 70697.0587 | 3619.7592
t0580 | 0 | 0 | 25 | 70697.0587 | 3619.7592
t0581 | 0 | 0 | 25 | 70697.0587 | 3619.7592
t0582 | 0 | 0 | 25 | 70697.0587 | 3619.7592
t0583 | 0 | 0 | 25 | 70697.0587 | 3619.7592
t0584 | 10862.5442 | 556.173 | 25 | 70697.0587 | 3619.7592
t0585 | 132523.0396 | 6785.3105 | 25 | 70697.0587 | 3619.7592
t0586 | 286771.1676 | 14682.967 | 25 | 70697.0587 | 3619.7592
t0587 | 401914.1364 | 20578.4007 | 25 | 70697.0587 | 3619.7592
t0588 | 378016.5391 | 19354.8201 | 25 | 70697.0587 | 3619.7592
t0589 | 275908.6234 | 14126.794 | 25 | 70697.0587 | 3619.7592
t0590 | 154248.128 | 7897.6565 | 25 | 70697.0587 | 3619.7592
t0591 | 56485.23 | 2892.0996 | 25 | 70697.0587 | 3619.7592
t0592 | 0 | 0 | 25 | 70697.0587 | 3619.7592
t0593 | 0 | 0 | 25 | 70697.0587 | 3619.7592
t0594 | 0 | 0 | 25 | 70697.0587 | 3619.7592
t0595 | 0 | 0 | 25 | 70697.0587 | 3619.7592
t0596 | 0 | 0 | 25 | 70697.0587 | 3619.7592
t0597 | 0 | 0 | 25 | 70697.0587 | 3619.7592
t0598 | 0 | 0 | 25 | 70697.0587 | 3619.7592
t0599 | 0 | 0 | 25 | 70697.0587 | 3619.7592
t0600 | 0 | 0 | 25 | 70697.0587 | 3619.7592
t0601 | 0 | 0 | 26 | 275637.0598 | 14112.8897
t0602 | 0 | 0 | 26 | 275637.0598 | 14112.8897
t0603 | 0 | 0 | 26 | 275637.0598 | 14112.8897
t0604 | 0 | 0 | 26 | 275637.0598 | 14112.8897
t0605 | 0 | 0 | 26 | 275637.0598 | 14112.8897
t0606 | 0 | 0 | 26 | 275637.0598 | 14112.8897
t0607 | 0 | 0 | 26 | 275637.0598 | 14112.8897
t0608 | 104280.4246 | 5339.2607 | 26 | 275637.0598 | 14112.8897
t0609 | 782103.1844 | 40044.4554 | 26 | 275637.0598 | 14112.8897
t0610 | 1201397.3916 | 61512.7328 | 26 | 275637.0598 | 14112.8897
t0611 | 1390405.6611 | 71190.1429 | 26 | 275637.0598 | 14112.8897
t0612 | 1255710.1127 | 64293.5978 | 26 | 275637.0598 | 14112.8897
t0613 | 1073219.3697 | 54949.8915 | 26 | 275637.0598 | 14112.8897
t0614 | 638717.6006 | 32702.9719 | 26 | 275637.0598 | 14112.8897
t0615 | 169455.6899 | 8676.2987 | 26 | 275637.0598 | 14112.8897
t0616 | 0 | 0 | 26 | 275637.0598 | 14112.8897
t0617 | 0 | 0 | 26 | 275637.0598 | 14112.8897
t0618 | 0 | 0 | 26 | 275637.0598 | 14112.8897
t0619 | 0 | 0 | 26 | 275637.0598 | 14112.8897
t0620 | 0 | 0 | 26 | 275637.0598 | 14112.8897
t0621 | 0 | 0 | 26 | 275637.0598 | 14112.8897
t0622 | 0 | 0 | 26 | 275637.0598 | 14112.8897
t0623 | 0 | 0 | 26 | 275637.0598 | 14112.8897
t0624 | 0 | 0 | 26 | 275637.0598 | 14112.8897
t0625 | 0 | 0 | 27 | 41730.2741 | 2136.6312
t0626 | 0 | 0 | 27 | 41730.2741 | 2136.6312
t0627 | 0 | 0 | 27 | 41730.2741 | 2136.6312
t0628 | 0 | 0 | 27 | 41730.2741 | 2136.6312
t0629 | 0 | 0 | 27 | 41730.2741 | 2136.6312
t0630 | 0 | 0 | 27 | 41730.2741 | 2136.6312
t0631 | 0 | 0 | 27 | 41730.2741 | 2136.6312
t0632 | 0 | 0 | 27 | 41730.2741 | 2136.6312
t0633 | 36932.6504 | 1890.9882 | 27 | 41730.2741 | 2136.6312
t0634 | 102107.9157 | 5228.0261 | 27 | 41730.2741 | 2136.6312
t0635 | 184663.2519 | 9454.9409 | 27 | 41730.2741 | 2136.6312
t0636 | 247666.0084 | 12680.7442 | 27 | 41730.2741 | 2136.6312
t0637 | 238975.973 | 12235.8058 | 27 | 41730.2741 | 2136.6312
t0638 | 149903.1103 | 7675.1873 | 27 | 41730.2741 | 2136.6312
t0639 | 41277.6681 | 2113.4574 | 27 | 41730.2741 | 2136.6312
t0640 | 0 | 0 | 27 | 41730.2741 | 2136.6312
t0641 | 0 | 0 | 27 | 41730.2741 | 2136.6312
t0642 | 0 | 0 | 27 | 41730.2741 | 2136.6312
t0643 | 0 | 0 | 27 | 41730.2741 | 2136.6312
t0644 | 0 | 0 | 27 | 41730.2741 | 2136.6312
t0645 | 0 | 0 | 27 | 41730.2741 | 2136.6312
t0646 | 0 | 0 | 27 | 41730.2741 | 2136.6312
t0647 | 0 | 0 | 27 | 41730.2741 | 2136.6312
t0648 | 0 | 0 | 27 | 41730.2741 | 2136.6312
t0649 | 0 | 0 | 28 | 105276.1578 | 5390.2432
t0650 | 0 | 0 | 28 | 105276.1578 | 5390.2432
t0651 | 0 | 0 | 28 | 105276.1578 | 5390.2432
t0652 | 0 | 0 | 28 | 105276.1578 | 5390.2432
t0653 | 0 | 0 | 28 | 105276.1578 | 5390.2432
t0654 | 0 | 0 | 28 | 105276.1578 | 5390.2432
t0655 | 0 | 0 | 28 | 105276.1578 | 5390.2432
t0656 | 10862.5442 | 556.173 | 28 | 105276.1578 | 5390.2432
t0657 | 132523.0396 | 6785.3105 | 28 | 105276.1578 | 5390.2432
t0658 | 295461.203 | 15127.9054 | 28 | 105276.1578 | 5390.2432
t0659 | 521402.1229 | 26696.3036 | 28 | 105276.1578 | 5390.2432
t0660 | 597439.9325 | 30589.5145 | 28 | 105276.1578 | 5390.2432
t0661 | 525747.1406 | 26918.7728 | 28 | 105276.1578 | 5390.2432
t0662 | 332393.8534 | 17018.8935 | 28 | 105276.1578 | 5390.2432
t0663 | 110797.9511 | 5672.9645 | 28 | 105276.1578 | 5390.2432
t0664 | 0 | 0 | 28 | 105276.1578 | 5390.2432
t0665 | 0 | 0 | 28 | 105276.1578 | 5390.2432
t0666 | 0 | 0 | 28 | 105276.1578 | 5390.2432
t0667 | 0 | 0 | 28 | 105276.1578 | 5390.2432
t0668 | 0 | 0 | 28 | 105276.1578 | 5390.2432
t0669 | 0 | 0 | 28 | 105276.1578 | 5390.2432
t0670 | 0 | 0 | 28 | 105276.1578 | 5390.2432
t0671 | 0 | 0 | 28 | 105276.1578 | 5390.2432
t0672 | 0 | 0 | 28 | 105276.1578 | 5390.2432
t0673 | 0 | 0 | 29 | 26975.3182 | 1381.1629
t0674 | 0 | 0 | 29 | 26975.3182 | 1381.1629
t0675 | 0 | 0 | 29 | 26975.3182 | 1381.1629
t0676 | 0 | 0 | 29 | 26975.3182 | 1381.1629
t0677 | 0 | 0 | 29 | 26975.3182 | 1381.1629
t0678 | 0 | 0 | 29 | 26975.3182 | 1381.1629
t0679 | 0 | 0 | 29 | 26975.3182 | 1381.1629
t0680 | 2172.5088 | 111.2346 | 29 | 26975.3182 | 1381.1629
t0681 | 47795.1946 | 2447.1612 | 29 | 26975.3182 | 1381.1629
t0682 | 95590.3892 | 4894.3223 | 29 | 26975.3182 | 1381.1629
t0683 | 141213.075 | 7230.2489 | 29 | 26975.3182 | 1381.1629
t0684 | 134695.5484 | 6896.5451 | 29 | 26975.3182 | 1381.1629
t0685 | 112970.46 | 5784.1991 | 29 | 26975.3182 | 1381.1629
t0686 | 78210.3184 | 4004.4455 | 29 | 26975.3182 | 1381.1629
t0687 | 34760.1415 | 1779.7536 | 29 | 26975.3182 | 1381.1629
t0688 | 0 | 0 | 29 | 26975.3182 | 1381.1629
t0689 | 0 | 0 | 29 | 26975.3182 | 1381.1629
t0690 | 0 | 0 | 29 | 26975.3182 | 1381.1629
t0691 | 0 | 0 | 29 | 26975.3182 | 1381.1629
t0692 | 0 | 0 | 29 | 26975.3182 | 1381.1629
t0693 | 0 | 0 | 29 | 26975.3182 | 1381.1629
t0694 | 0 | 0 | 29 | 26975.3182 | 1381.1629
t0695 | 0 | 0 | 29 | 26975.3182 | 1381.1629
t0696 | 0 | 0 | 29 | 26975.3182 | 1381.1629
t0697 | 0 | 0 | 30 | 42635.4861 | 2182.979
t0698 | 0 | 0 | 30 | 42635.4861 | 2182.979
t0699 | 0 | 0 | 30 | 42635.4861 | 2182.979
t0700 | 0 | 0 | 30 | 42635.4861 | 2182.979
t0701 | 0 | 0 | 30 | 42635.4861 | 2182.979
t0702 | 0 | 0 | 30 | 42635.4861 | 2182.979
t0703 | 0 | 0 | 30 | 42635.4861 | 2182.979
t0704 | 2172.5088 | 111.2346 | 30 | 42635.4861 | 2182.979
t0705 | 47795.1946 | 2447.1612 | 30 | 42635.4861 | 2182.979
t0706 | 110797.9511 | 5672.9645 | 30 | 42635.4861 | 2182.979
t0707 | 162938.1634 | 8342.5949 | 30 | 42635.4861 | 2182.979
t0708 | 217250.8845 | 11123.4598 | 30 | 42635.4861 | 2182.979
t0709 | 228113.4288 | 11679.6328 | 30 | 42635.4861 | 2182.979
t0710 | 178145.7253 | 9121.2371 | 30 | 42635.4861 | 2182.979
t0711 | 76037.8096 | 3893.2109 | 30 | 42635.4861 | 2182.979
t0712 | 0 | 0 | 30 | 42635.4861 | 2182.979
t0713 | 0 | 0 | 30 | 42635.4861 | 2182.979
t0714 | 0 | 0 | 30 | 42635.4861 | 2182.979
t0715 | 0 | 0 | 30 | 42635.4861 | 2182.979
t0716 | 0 | 0 | 30 | 42635.4861 | 2182.979
t0717 | 0 | 0 | 30 | 42635.4861 | 2182.979
t0718 | 0 | 0 | 30 | 42635.4861 | 2182.979
t0719 | 0 | 0 | 30 | 42635.4861 | 2182.979
t0720 | 0 | 0 | 30 | 42635.4861 | 2182.979
t0721 | 0 | 0 | 31 | 44083.8253 | 2257.1354
t0722 | 0 | 0 | 31 | 44083.8253 | 2257.1354
t0723 | 0 | 0 | 31 | 44083.8253 | 2257.1354
t0724 | 0 | 0 | 31 | 44083.8253 | 2257.1354
t0725 | 0 | 0 | 31 | 44083.8253 | 2257.1354
t0726 | 0 | 0 | 31 | 44083.8253 | 2257.1354
t0727 | 0 | 0 | 31 | 44083.8253 | 2257.1354
t0728 | 6517.5265 | 333.7038 | 31 | 44083.8253 | 2257.1354
t0729 | 45622.6858 | 2335.9266 | 31 | 44083.8253 | 2257.1354
t0730 | 82555.3361 | 4226.9147 | 31 | 44083.8253 | 2257.1354
t0731 | 141213.075 | 7230.2489 | 31 | 44083.8253 | 2257.1354
t0732 | 217250.8845 | 11123.4598 | 31 | 44083.8253 | 2257.1354
t0733 | 269391.0968 | 13793.0902 | 31 | 44083.8253 | 2257.1354
t0734 | 199870.8138 | 10233.583 | 31 | 44083.8253 | 2257.1354
t0735 | 95590.3892 | 4894.3223 | 31 | 44083.8253 | 2257.1354
t0736 | 0 | 0 | 31 | 44083.8253 | 2257.1354
t0737 | 0 | 0 | 31 | 44083.8253 | 2257.1354
t0738 | 0 | 0 | 31 | 44083.8253 | 2257.1354
t0739 | 0 | 0 | 31 | 44083.8253 | 2257.1354
t0740 | 0 | 0 | 31 | 44083.8253 | 2257.1354
t0741 | 0 | 0 | 31 | 44083.8253 | 2257.1354
t0742 | 0 | 0 | 31 | 44083.8253 | 2257.1354
t0743 | 0 | 0 | 31 | 44083.8253 | 2257.1354
t0744 | 0 | 0 | 31 | 44083.8253 | 2257.1354
t0745 | 0 | 0 | 32 | 18375.804 | 940.8593
t0746 | 0 | 0 | 32 | 18375.804 | 940.8593
t0747 | 0 | 0 | 32 | 18375.804 | 940.8593
t0748 | 0 | 0 | 32 | 18375.804 | 940.8593
t0749 | 0 | 0 | 32 | 18375.804 | 940.8593
t0750 | 0 | 0 | 32 | 18375.804 | 940.8593
t0751 | 0 | 0 | 32 | 18375.804 | 940.8593
t0752 | 2172.5088 | 111.2346 | 32 | 18375.804 | 940.8593
t0753 | 45622.6858 | 2335.9266 | 32 | 18375.804 | 940.8593
t0754 | 86900.3538 | 4449.3839 | 32 | 18375.804 | 940.8593
t0755 | 112970.46 | 5784.1991 | 32 | 18375.804 | 940.8593
t0756 | 110797.9511 | 5672.9645 | 32 | 18375.804 | 940.8593
t0757 | 58657.7388 | 3003.3342 | 32 | 18375.804 | 940.8593
t0758 | 21725.0885 | 1112.346 | 32 | 18375.804 | 940.8593
t0759 | 2172.5088 | 111.2346 | 32 | 18375.804 | 940.8593
t0760 | 0 | 0 | 32 | 18375.804 | 940.8593
t0761 | 0 | 0 | 32 | 18375.804 | 940.8593
t0762 | 0 | 0 | 32 | 18375.804 | 940.8593
t0763 | 0 | 0 | 32 | 18375.804 | 940.8593
t0764 | 0 | 0 | 32 | 18375.804 | 940.8593
t0765 | 0 | 0 | 32 | 18375.804 | 940.8593
t0766 | 0 | 0 | 32 | 18375.804 | 940.8593
t0767 | 0 | 0 | 32 | 18375.804 | 940.8593
t0768 | 0 | 0 | 32 | 18375.804 | 940.8593
t0769 | 0 | 0 | 33 | 238161.2822 | 12194.0928
t0770 | 0 | 0 | 33 | 238161.2822 | 12194.0928
t0771 | 0 | 0 | 33 | 238161.2822 | 12194.0928
t0772 | 0 | 0 | 33 | 238161.2822 | 12194.0928
t0773 | 0 | 0 | 33 | 238161.2822 | 12194.0928
t0774 | 0 | 0 | 33 | 238161.2822 | 12194.0928
t0775 | 0 | 0 | 33 | 238161.2822 | 12194.0928
t0776 | 13035.0531 | 667.4076 | 33 | 238161.2822 | 12194.0928
t0777 | 154248.128 | 7897.6565 | 33 | 238161.2822 | 12194.0928
t0778 | 679995.2686 | 34816.4292 | 33 | 238161.2822 | 12194.0928
t0779 | 1316540.3604 | 67408.1665 | 33 | 238161.2822 | 12194.0928
t0780 | 1320885.3781 | 67630.6357 | 33 | 238161.2822 | 12194.0928
t0781 | 1086254.4227 | 55617.2991 | 33 | 238161.2822 | 12194.0928
t0782 | 773413.149 | 39599.517 | 33 | 238161.2822 | 12194.0928
t0783 | 351946.433 | 18020.0049 | 33 | 238161.2822 | 12194.0928
t0784 | 19552.5796 | 1001.1114 | 33 | 238161.2822 | 12194.0928
t0785 | 0 | 0 | 33 | 238161.2822 | 12194.0928
t0786 | 0 | 0 | 33 | 238161.2822 | 12194.0928
t0787 | 0 | 0 | 33 | 238161.2822 | 12194.0928
t0788 | 0 | 0 | 33 | 238161.2822 | 12194.0928
t0789 | 0 | 0 | 33 | 238161.2822 | 12194.0928
t0790 | 0 | 0 | 33 | 238161.2822 | 12194.0928
t0791 | 0 | 0 | 33 | 238161.2822 | 12194.0928
t0792 | 0 | 0 | 33 | 238161.2822 | 12194.0928
t0793 | 0 | 0 | 34 | 147187.4743 | 7536.144
t0794 | 0 | 0 | 34 | 147187.4743 | 7536.144
t0795 | 0 | 0 | 34 | 147187.4743 | 7536.144
t0796 | 0 | 0 | 34 | 147187.4743 | 7536.144
t0797 | 0 | 0 | 34 | 147187.4743 | 7536.144
t0798 | 0 | 0 | 34 | 147187.4743 | 7536.144
t0799 | 0 | 0 | 34 | 147187.4743 | 7536.144
t0800 | 34760.1415 | 1779.7536 | 34 | 147187.4743 | 7536.144
t0801 | 217250.8845 | 11123.4598 | 34 | 147187.4743 | 7536.144
t0802 | 501849.5433 | 25695.1922 | 34 | 147187.4743 | 7536.144
t0803 | 753860.5694 | 38598.4056 | 34 | 147187.4743 | 7536.144
t0804 | 808173.2905 | 41379.2705 | 34 | 147187.4743 | 7536.144
t0805 | 653925.1625 | 33481.6141 | 34 | 147187.4743 | 7536.144
t0806 | 410604.1718 | 21023.3391 | 34 | 147187.4743 | 7536.144
t0807 | 145558.0926 | 7452.7181 | 34 | 147187.4743 | 7536.144
t0808 | 6517.5265 | 333.7038 | 34 | 147187.4743 | 7536.144
t0809 | 0 | 0 | 34 | 147187.4743 | 7536.144
t0810 | 0 | 0 | 34 | 147187.4743 | 7536.144
t0811 | 0 | 0 | 34 | 147187.4743 | 7536.144
t0812 | 0 | 0 | 34 | 147187.4743 | 7536.144
t0813 | 0 | 0 | 34 | 147187.4743 | 7536.144
t0814 | 0 | 0 | 34 | 147187.4743 | 7536.144
t0815 | 0 | 0 | 34 | 147187.4743 | 7536.144
t0816 | 0 | 0 | 34 | 147187.4743 | 7536.144
t0817 | 0 | 0 | 35 | 173438.6228 | 8880.2288
t0818 | 0 | 0 | 35 | 173438.6228 | 8880.2288
t0819 | 0 | 0 | 35 | 173438.6228 | 8880.2288
t0820 | 0 | 0 | 35 | 173438.6228 | 8880.2288
t0821 | 0 | 0 | 35 | 173438.6228 | 8880.2288
t0822 | 0 | 0 | 35 | 173438.6228 | 8880.2288
t0823 | 0 | 0 | 35 | 173438.6228 | 8880.2288
t0824 | 58657.7388 | 3003.3342 | 35 | 173438.6228 | 8880.2288
t0825 | 349773.9241 | 17908.7703 | 35 | 173438.6228 | 8880.2288
t0826 | 849450.9586 | 43492.7279 | 35 | 173438.6228 | 8880.2288
t0827 | 1060184.3166 | 54282.4839 | 35 | 173438.6228 | 8880.2288
t0828 | 934178.8036 | 47830.8772 | 35 | 173438.6228 | 8880.2288
t0829 | 599612.4414 | 30700.7491 | 35 | 173438.6228 | 8880.2288
t0830 | 254183.5349 | 13014.448 | 35 | 173438.6228 | 8880.2288
t0831 | 56485.23 | 2892.0996 | 35 | 173438.6228 | 8880.2288
t0832 | 0 | 0 | 35 | 173438.6228 | 8880.2288
t0833 | 0 | 0 | 35 | 173438.6228 | 8880.2288
t0834 | 0 | 0 | 35 | 173438.6228 | 8880.2288
t0835 | 0 | 0 | 35 | 173438.6228 | 8880.2288
t0836 | 0 | 0 | 35 | 173438.6228 | 8880.2288
t0837 | 0 | 0 | 35 | 173438.6228 | 8880.2288
t0838 | 0 | 0 | 35 | 173438.6228 | 8880.2288
t0839 | 0 | 0 | 35 | 173438.6228 | 8880.2288
t0840 | 0 | 0 | 35 | 173438.6228 | 8880.2288
t0841 | 0 | 0 | 36 | 191633.3844 | 9811.8185
t0842 | 0 | 0 | 36 | 191633.3844 | 9811.8185
t0843 | 0 | 0 | 36 | 191633.3844 | 9811.8185
t0844 | 0 | 0 | 36 | 191633.3844 | 9811.8185
t0845 | 0 | 0 | 36 | 191633.3844 | 9811.8185
t0846 | 0 | 0 | 36 | 191633.3844 | 9811.8185
t0847 | 0 | 0 | 36 | 191633.3844 | 9811.8185
t0848 | 36932.6504 | 1890.9882 | 36 | 191633.3844 | 9811.8185
t0849 | 180318.2342 | 9232.4717 | 36 | 191633.3844 | 9811.8185
t0850 | 384534.0657 | 19688.5239 | 36 | 191633.3844 | 9811.8185
t0851 | 673477.7421 | 34482.7255 | 36 | 191633.3844 | 9811.8185
t0852 | 1060184.3166 | 54282.4839 | 36 | 191633.3844 | 9811.8185
t0853 | 1127532.0908 | 57730.7565 | 36 | 191633.3844 | 9811.8185
t0854 | 799483.2551 | 40934.3322 | 36 | 191633.3844 | 9811.8185
t0855 | 315013.7826 | 16129.0167 | 36 | 191633.3844 | 9811.8185
t0856 | 21725.0885 | 1112.346 | 36 | 191633.3844 | 9811.8185
t0857 | 0 | 0 | 36 | 191633.3844 | 9811.8185
t0858 | 0 | 0 | 36 | 191633.3844 | 9811.8185
t0859 | 0 | 0 | 36 | 191633.3844 | 9811.8185
t0860 | 0 | 0 | 36 | 191633.3844 | 9811.8185
t0861 | 0 | 0 | 36 | 191633.3844 | 9811.8185
t0862 | 0 | 0 | 36 | 191633.3844 | 9811.8185
t0863 | 0 | 0 | 36 | 191633.3844 | 9811.8185
t0864 | 0 | 0 | 36 | 191633.3844 | 9811.8185
t0865 | 0 | 0 | 37 | 97038.7284 | 4968.4787
t0866 | 0 | 0 | 37 | 97038.7284 | 4968.4787
t0867 | 0 | 0 | 37 | 97038.7284 | 4968.4787
t0868 | 0 | 0 | 37 | 97038.7284 | 4968.4787
t0869 | 0 | 0 | 37 | 97038.7284 | 4968.4787
t0870 | 0 | 0 | 37 | 97038.7284 | 4968.4787
t0871 | 0 | 0 | 37 | 97038.7284 | 4968.4787
t0872 | 60830.2477 | 3114.5688 | 37 | 97038.7284 | 4968.4787
t0873 | 260701.0615 | 13348.1518 | 37 | 97038.7284 | 4968.4787
t0874 | 447536.8222 | 22914.3272 | 37 | 97038.7284 | 4968.4787
t0875 | 569197.3175 | 29143.4647 | 37 | 97038.7284 | 4968.4787
t0876 | 438846.7868 | 22469.3888 | 37 | 97038.7284 | 4968.4787
t0877 | 297633.7118 | 15239.14 | 37 | 97038.7284 | 4968.4787
t0878 | 189008.2696 | 9677.41 | 37 | 97038.7284 | 4968.4787
t0879 | 65175.2654 | 3337.0379 | 37 | 97038.7284 | 4968.4787
t0880 | 0 | 0 | 37 | 97038.7284 | 4968.4787
t0881 | 0 | 0 | 37 | 97038.7284 | 4968.4787
t0882 | 0 | 0 | 37 | 97038.7284 | 4968.4787
t0883 | 0 | 0 | 37 | 97038.7284 | 4968.4787
t0884 | 0 | 0 | 37 | 97038.7284 | 4968.4787
t0885 | 0 | 0 | 37 | 97038.7284 | 4968.4787
t0886 | 0 | 0 | 37 | 97038.7284 | 4968.4787
t0887 | 0 | 0 | 37 | 97038.7284 | 4968.4787
t0888 | 0 | 0 | 37 | 97038.7284 | 4968.4787
t0889 | 0 | 0 | 38 | 47614.1522 | 2437.8916
t0890 | 0 | 0 | 38 | 47614.1522 | 2437.8916
t0891 | 0 | 0 | 38 | 47614.1522 | 2437.8916
t0892 | 0 | 0 | 38 | 47614.1522 | 2437.8916
t0893 | 0 | 0 | 38 | 47614.1522 | 2437.8916
t0894 | 0 | 0 | 38 | 47614.1522 | 2437.8916
t0895 | 0 | 0 | 38 | 47614.1522 | 2437.8916
t0896 | 0 | 0 | 38 | 47614.1522 | 2437.8916
t0897 | 13035.0531 | 667.4076 | 38 | 47614.1522 | 2437.8916
t0898 | 45622.6858 | 2335.9266 | 38 | 47614.1522 | 2437.8916
t0899 | 84727.845 | 4338.1493 | 38 | 47614.1522 | 2437.8916
t0900 | 286771.1676 | 14682.967 | 38 | 47614.1522 | 2437.8916
t0901 | 330221.3445 | 16907.6589 | 38 | 47614.1522 | 2437.8916
t0902 | 265046.0791 | 13570.621 | 38 | 47614.1522 | 2437.8916
t0903 | 115142.9688 | 5895.4337 | 38 | 47614.1522 | 2437.8916
t0904 | 2172.5088 | 111.2346 | 38 | 47614.1522 | 2437.8916
t0905 | 0 | 0 | 38 | 47614.1522 | 2437.8916
t0906 | 0 | 0 | 38 | 47614.1522 | 2437.8916
t0907 | 0 | 0 | 38 | 47614.1522 | 2437.8916
t0908 | 0 | 0 | 38 | 47614.1522 | 2437.8916
t0909 | 0 | 0 | 38 | 47614.1522 | 2437.8916
t0910 | 0 | 0 | 38 | 47614.1522 | 2437.8916
t0911 | 0 | 0 | 38 | 47614.1522 | 2437.8916
t0912 | 0 | 0 | 38 | 47614.1522 | 2437.8916
t0913 | 0 | 0 | 39 | 74589.4704 | 3819.0545
t0914 | 0 | 0 | 39 | 74589.4704 | 3819.0545
t0915 | 0 | 0 | 39 | 74589.4704 | 3819.0545
t0916 | 0 | 0 | 39 | 74589.4704 | 3819.0545
t0917 | 0 | 0 | 39 | 74589.4704 | 3819.0545
t0918 | 0 | 0 | 39 | 74589.4704 | 3819.0545
t0919 | 0 | 0 | 39 | 74589.4704 | 3819.0545
t0920 | 10862.5442 | 556.173 | 39 | 74589.4704 | 3819.0545
t0921 | 97762.898 | 5005.5569 | 39 | 74589.4704 | 3819.0545
t0922 | 193353.2872 | 9899.8792 | 39 | 74589.4704 | 3819.0545
t0923 | 332393.8534 | 17018.8935 | 39 | 74589.4704 | 3819.0545
t0924 | 265046.0791 | 13570.621 | 39 | 74589.4704 | 3819.0545
t0925 | 427984.2426 | 21913.2159 | 39 | 74589.4704 | 3819.0545
t0926 | 325876.3268 | 16685.1897 | 39 | 74589.4704 | 3819.0545
t0927 | 134695.5484 | 6896.5451 | 39 | 74589.4704 | 3819.0545
t0928 | 2172.5088 | 111.2346 | 39 | 74589.4704 | 3819.0545
t0929 | 0 | 0 | 39 | 74589.4704 | 3819.0545
t0930 | 0 | 0 | 39 | 74589.4704 | 3819.0545
t0931 | 0 | 0 | 39 | 74589.4704 | 3819.0545
t0932 | 0 | 0 | 39 | 74589.4704 | 3819.0545
t0933 | 0 | 0 | 39 | 74589.4704 | 3819.0545
t0934 | 0 | 0 | 39 | 74589.4704 | 3819.0545
t0935 | 0 | 0 | 39 | 74589.4704 | 3819.0545
t0936 | 0 | 0 | 39 | 74589.4704 | 3819.0545
t0937 | 0 | 0 | 40 | 128087.5007 | 6558.2065
t0938 | 0 | 0 | 40 | 128087.5007 | 6558.2065
t0939 | 0 | 0 | 40 | 128087.5007 | 6558.2065
t0940 | 0 | 0 | 40 | 128087.5007 | 6558.2065
t0941 | 0 | 0 | 40 | 128087.5007 | 6558.2065
t0942 | 0 | 0 | 40 | 128087.5007 | 6558.2065
t0943 | 0 | 0 | 40 | 128087.5007 | 6558.2065
t0944 | 6517.5265 | 333.7038 | 40 | 128087.5007 | 6558.2065
t0945 | 112970.46 | 5784.1991 | 40 | 128087.5007 | 6558.2065
t0946 | 378016.5391 | 19354.8201 | 40 | 128087.5007 | 6558.2065
t0947 | 610474.9856 | 31256.9221 | 40 | 128087.5007 | 6558.2065
t0948 | 708237.8836 | 36262.479 | 40 | 128087.5007 | 6558.2065
t0949 | 569197.3175 | 29143.4647 | 40 | 128087.5007 | 6558.2065
t0950 | 467089.4018 | 23915.4386 | 40 | 128087.5007 | 6558.2065
t0951 | 202043.3226 | 10344.8176 | 40 | 128087.5007 | 6558.2065
t0952 | 19552.5796 | 1001.1114 | 40 | 128087.5007 | 6558.2065
t0953 | 0 | 0 | 40 | 128087.5007 | 6558.2065
t0954 | 0 | 0 | 40 | 128087.5007 | 6558.2065
t0955 | 0 | 0 | 40 | 128087.5007 | 6558.2065
t0956 | 0 | 0 | 40 | 128087.5007 | 6558.2065
t0957 | 0 | 0 | 40 | 128087.5007 | 6558.2065
t0958 | 0 | 0 | 40 | 128087.5007 | 6558.2065
t0959 | 0 | 0 | 40 | 128087.5007 | 6558.2065
t0960 | 0 | 0 | 40 | 128087.5007 | 6558.2065
t0961 | 0 | 0 | 41 | 89163.3839 | 4565.2533
t0962 | 0 | 0 | 41 | 89163.3839 | 4565.2533
t0963 | 0 | 0 | 41 | 89163.3839 | 4565.2533
t0964 | 0 | 0 | 41 | 89163.3839 | 4565.2533
t0965 | 0 | 0 | 41 | 89163.3839 | 4565.2533
t0966 | 0 | 0 | 41 | 89163.3839 | 4565.2533
t0967 | 0 | 0 | 41 | 89163.3839 | 4565.2533
t0968 | 49967.7034 | 2558.3958 | 41 | 89163.3839 | 4565.2533
t0969 | 160765.6546 | 8231.3603 | 41 | 89163.3839 | 4565.2533
t0970 | 241148.4818 | 12347.0404 | 41 | 89163.3839 | 4565.2533
t0971 | 354118.9418 | 18131.2395 | 41 | 89163.3839 | 4565.2533
t0972 | 421466.716 | 21579.5121 | 41 | 89163.3839 | 4565.2533
t0973 | 397569.1187 | 20355.9315 | 41 | 89163.3839 | 4565.2533
t0974 | 341083.8887 | 17463.8319 | 41 | 89163.3839 | 4565.2533
t0975 | 160765.6546 | 8231.3603 | 41 | 89163.3839 | 4565.2533
t0976 | 13035.0531 | 667.4076 | 41 | 89163.3839 | 4565.2533
t0977 | 0 | 0 | 41 | 89163.3839 | 4565.2533
t0978 | 0 | 0 | 41 | 89163.3839 | 4565.2533
t0979 | 0 | 0 | 41 | 89163.3839 | 4565.2533
t0980 | 0 | 0 | 41 | 89163.3839 | 4565.2533
t0981 | 0 | 0 | 41 | 89163.3839 | 4565.2533
t0982 | 0 | 0 | 41 | 89163.3839 | 4565.2533
t0983 | 0 | 0 | 41 | 89163.3839 | 4565.2533
t0984 | 0 | 0 | 41 | 89163.3839 | 4565.2533
t0985 | 0 | 0 | 42 | 97491.3344 | 4991.6526
t0986 | 0 | 0 | 42 | 97491.3344 | 4991.6526
t0987 | 0 | 0 | 42 | 97491.3344 | 4991.6526
t0988 | 0 | 0 | 42 | 97491.3344 | 4991.6526
t0989 | 0 | 0 | 42 | 97491.3344 | 4991.6526
t0990 | 0 | 0 | 42 | 97491.3344 | 4991.6526
t0991 | 0 | 0 | 42 | 97491.3344 | 4991.6526
t0992 | 21725.0885 | 1112.346 | 42 | 97491.3344 | 4991.6526
t0993 | 86900.3538 | 4449.3839 | 42 | 97491.3344 | 4991.6526
t0994 | 178145.7253 | 9121.2371 | 42 | 97491.3344 | 4991.6526
t0995 | 349773.9241 | 17908.7703 | 42 | 97491.3344 | 4991.6526
t0996 | 464916.8929 | 23804.204 | 42 | 97491.3344 | 4991.6526
t0997 | 493159.5079 | 25250.2538 | 42 | 97491.3344 | 4991.6526
t0998 | 460571.8752 | 23581.7348 | 42 | 97491.3344 | 4991.6526
t0999 | 245493.4995 | 12569.5096 | 42 | 97491.3344 | 4991.6526
t1000 | 39105.1592 | 2002.2228 | 42 | 97491.3344 | 4991.6526
t1001 | 0 | 0 | 42 | 97491.3344 | 4991.6526
t1002 | 0 | 0 | 42 | 97491.3344 | 4991.6526
t1003 | 0 | 0 | 42 | 97491.3344 | 4991.6526
t1004 | 0 | 0 | 42 | 97491.3344 | 4991.6526
t1005 | 0 | 0 | 42 | 97491.3344 | 4991.6526
t1006 | 0 | 0 | 42 | 97491.3344 | 4991.6526
t1007 | 0 | 0 | 42 | 97491.3344 | 4991.6526
t1008 | 0 | 0 | 42 | 97491.3344 | 4991.6526
t1009 | 0 | 0 | 43 | 148907.3771 | 7624.2048
t1010 | 0 | 0 | 43 | 148907.3771 | 7624.2048
t1011 | 0 | 0 | 43 | 148907.3771 | 7624.2048
t1012 | 0 | 0 | 43 | 148907.3771 | 7624.2048
t1013 | 0 | 0 | 43 | 148907.3771 | 7624.2048
t1014 | 0 | 0 | 43 | 148907.3771 | 7624.2048
t1015 | 0 | 0 | 43 | 148907.3771 | 7624.2048
t1016 | 86900.3538 | 4449.3839 | 43 | 148907.3771 | 7624.2048
t1017 | 236803.4642 | 12124.5712 | 43 | 148907.3771 | 7624.2048
t1018 | 286771.1676 | 14682.967 | 43 | 148907.3771 | 7624.2048
t1019 | 241148.4818 | 12347.0404 | 43 | 148907.3771 | 7624.2048
t1020 | 421466.716 | 21579.5121 | 43 | 148907.3771 | 7624.2048
t1021 | 799483.2551 | 40934.3322 | 43 | 148907.3771 | 7624.2048
t1022 | 916798.7328 | 46941.0005 | 43 | 148907.3771 | 7624.2048
t1023 | 501849.5433 | 25695.1922 | 43 | 148907.3771 | 7624.2048
t1024 | 82555.3361 | 4226.9147 | 43 | 148907.3771 | 7624.2048
t1025 | 0 | 0 | 43 | 148907.3771 | 7624.2048
t1026 | 0 | 0 | 43 | 148907.3771 | 7624.2048
t1027 | 0 | 0 | 43 | 148907.3771 | 7624.2048
t1028 | 0 | 0 | 43 | 148907.3771 | 7624.2048
t1029 | 0 | 0 | 43 | 148907.3771 | 7624.2048
t1030 | 0 | 0 | 43 | 148907.3771 | 7624.2048
t1031 | 0 | 0 | 43 | 148907.3771 | 7624.2048
t1032 | 0 | 0 | 43 | 148907.3771 | 7624.2048
t1033 | 0 | 0 | 44 | 204396.8739 | 10465.3218
t1034 | 0 | 0 | 44 | 204396.8739 | 10465.3218
t1035 | 0 | 0 | 44 | 204396.8739 | 10465.3218
t1036 | 0 | 0 | 44 | 204396.8739 | 10465.3218
t1037 | 0 | 0 | 44 | 204396.8739 | 10465.3218
t1038 | 0 | 0 | 44 | 204396.8739 | 10465.3218
t1039 | 0 | 0 | 44 | 204396.8739 | 10465.3218
t1040 | 106452.9334 | 5450.4953 | 44 | 204396.8739 | 10465.3218
t1041 | 419294.2072 | 21468.2775 | 44 | 204396.8739 | 10465.3218
t1042 | 816863.3259 | 41824.2089 | 44 | 204396.8739 | 10465.3218
t1043 | 1018906.6485 | 52169.0266 | 44 | 204396.8739 | 10465.3218
t1044 | 764723.1136 | 39154.5786 | 44 | 204396.8739 | 10465.3218
t1045 | 697375.3394 | 35706.306 | 44 | 204396.8739 | 10465.3218
t1046 | 649580.1448 | 33259.1449 | 44 | 204396.8739 | 10465.3218
t1047 | 378016.5391 | 19354.8201 | 44 | 204396.8739 | 10465.3218
t1048 | 54312.7211 | 2780.865 | 44 | 204396.8739 | 10465.3218
t1049 | 0 | 0 | 44 | 204396.8739 | 10465.3218
t1050 | 0 | 0 | 44 | 204396.8739 | 10465.3218
t1051 | 0 | 0 | 44 | 204396.8739 | 10465.3218
t1052 | 0 | 0 | 44 | 204396.8739 | 10465.3218
t1053 | 0 | 0 | 44 | 204396.8739 | 10465.3218
t1054 | 0 | 0 | 44 | 204396.8739 | 10465.3218
t1055 | 0 | 0 | 44 | 204396.8739 | 10465.3218
t1056 | 0 | 0 | 44 | 204396.8739 | 10465.3218
t1057 | 0 | 0 | 45 | 65356.3078 | 3346.3075
t1058 | 0 | 0 | 45 | 65356.3078 | 3346.3075
t1059 | 0 | 0 | 45 | 65356.3078 | 3346.3075
t1060 | 0 | 0 | 45 | 65356.3078 | 3346.3075
t1061 | 0 | 0 | 45 | 65356.3078 | 3346.3075
t1062 | 0 | 0 | 45 | 65356.3078 | 3346.3075
t1063 | 0 | 0 | 45 | 65356.3078 | 3346.3075
t1064 | 49967.7034 | 2558.3958 | 45 | 65356.3078 | 3346.3075
t1065 | 141213.075 | 7230.2489 | 45 | 65356.3078 | 3346.3075
t1066 | 162938.1634 | 8342.5949 | 45 | 65356.3078 | 3346.3075
t1067 | 206388.3403 | 10567.2868 | 45 | 65356.3078 | 3346.3075
t1068 | 238975.973 | 12235.8058 | 45 | 65356.3078 | 3346.3075
t1069 | 284598.6588 | 14571.7324 | 45 | 65356.3078 | 3346.3075
t1070 | 284598.6588 | 14571.7324 | 45 | 65356.3078 | 3346.3075
t1071 | 173800.7076 | 8898.7679 | 45 | 65356.3078 | 3346.3075
t1072 | 26070.1061 | 1334.8152 | 45 | 65356.3078 | 3346.3075
t1073 | 0 | 0 | 45 | 65356.3078 | 3346.3075
t1074 | 0 | 0 | 45 | 65356.3078 | 3346.3075
t1075 | 0 | 0 | 45 | 65356.3078 | 3346.3075
t1076 | 0 | 0 | 45 | 65356.3078 | 3346.3075
t1077 | 0 | 0 | 45 | 65356.3078 | 3346.3075
t1078 | 0 | 0 | 45 | 65356.3078 | 3346.3075
t1079 | 0 | 0 | 45 | 65356.3078 | 3346.3075
t1080 | 0 | 0 | 45 | 65356.3078 | 3346.3075
t1081 | 0 | 0 | 46 | 97219.7708 | 4977.7483
t1082 | 0 | 0 | 46 | 97219.7708 | 4977.7483
t1083 | 0 | 0 | 46 | 97219.7708 | 4977.7483
t1084 | 0 | 0 | 46 | 97219.7708 | 4977.7483
t1085 | 0 | 0 | 46 | 97219.7708 | 4977.7483
t1086 | 0 | 0 | 46 | 97219.7708 | 4977.7483
t1087 | 0 | 0 | 46 | 97219.7708 | 4977.7483
t1088 | 26070.1061 | 1334.8152 | 46 | 97219.7708 | 4977.7483
t1089 | 130350.5307 | 6674.0759 | 46 | 97219.7708 | 4977.7483
t1090 | 301978.7295 | 15461.6092 | 46 | 97219.7708 | 4977.7483
t1091 | 343256.3976 | 17575.0665 | 46 | 97219.7708 | 4977.7483
t1092 | 354118.9418 | 18131.2395 | 46 | 97219.7708 | 4977.7483
t1093 | 382361.5568 | 19577.2893 | 46 | 97219.7708 | 4977.7483
t1094 | 378016.5391 | 19354.8201 | 46 | 97219.7708 | 4977.7483
t1095 | 343256.3976 | 17575.0665 | 46 | 97219.7708 | 4977.7483
t1096 | 73865.3007 | 3781.9763 | 46 | 97219.7708 | 4977.7483
t1097 | 0 | 0 | 46 | 97219.7708 | 4977.7483
t1098 | 0 | 0 | 46 | 97219.7708 | 4977.7483
t1099 | 0 | 0 | 46 | 97219.7708 | 4977.7483
t1100 | 0 | 0 | 46 | 97219.7708 | 4977.7483
t1101 | 0 | 0 | 46 | 97219.7708 | 4977.7483
t1102 | 0 | 0 | 46 | 97219.7708 | 4977.7483
t1103 | 0 | 0 | 46 | 97219.7708 | 4977.7483
t1104 | 0 | 0 | 46 | 97219.7708 | 4977.7483
t1105 | 0 | 0 | 47 | 77848.2336 | 3985.9064
t1106 | 0 | 0 | 47 | 77848.2336 | 3985.9064
t1107 | 0 | 0 | 47 | 77848.2336 | 3985.9064
t1108 | 0 | 0 | 47 | 77848.2336 | 3985.9064
t1109 | 0 | 0 | 47 | 77848.2336 | 3985.9064
t1110 | 0 | 0 | 47 | 77848.2336 | 3985.9064
t1111 | 0 | 0 | 47 | 77848.2336 | 3985.9064
t1112 | 41277.6681 | 2113.4574 | 47 | 77848.2336 | 3985.9064
t1113 | 126005.513 | 6451.6067 | 47 | 77848.2336 | 3985.9064
t1114 | 228113.4288 | 11679.6328 | 47 | 77848.2336 | 3985.9064
t1115 | 330221.3445 | 16907.6589 | 47 | 77848.2336 | 3985.9064
t1116 | 393224.101 | 20133.4623 | 47 | 77848.2336 | 3985.9064
t1117 | 351946.433 | 18020.0049 | 47 | 77848.2336 | 3985.9064
t1118 | 245493.4995 | 12569.5096 | 47 | 77848.2336 | 3985.9064
t1119 | 134695.5484 | 6896.5451 | 47 | 77848.2336 | 3985.9064
t1120 | 17380.0708 | 889.8768 | 47 | 77848.2336 | 3985.9064
t1121 | 0 | 0 | 47 | 77848.2336 | 3985.9064
t1122 | 0 | 0 | 47 | 77848.2336 | 3985.9064
t1123 | 0 | 0 | 47 | 77848.2336 | 3985.9064
t1124 | 0 | 0 | 47 | 77848.2336 | 3985.9064
t1125 | 0 | 0 | 47 | 77848.2336 | 3985.9064
t1126 | 0 | 0 | 47 | 77848.2336 | 3985.9064
t1127 | 0 | 0 | 47 | 77848.2336 | 3985.9064
t1128 | 0 | 0 | 47 | 77848.2336 | 3985.9064
t1129 | 0 | 0 | 48 | 308405.7349 | 15790.6782
t1130 | 0 | 0 | 48 | 308405.7349 | 15790.6782
t1131 | 0 | 0 | 48 | 308405.7349 | 15790.6782
t1132 | 0 | 0 | 48 | 308405.7349 | 15790.6782
t1133 | 0 | 0 | 48 | 308405.7349 | 15790.6782
t1134 | 0 | 0 | 48 | 308405.7349 | 15790.6782
t1135 | 2172.5088 | 111.2346 | 48 | 308405.7349 | 15790.6782
t1136 | 249838.5172 | 12791.9788 | 48 | 308405.7349 | 15790.6782
t1137 | 849450.9586 | 43492.7279 | 48 | 308405.7349 | 15790.6782
t1138 | 1227467.4977 | 62847.548 | 48 | 308405.7349 | 15790.6782
t1139 | 1244847.5685 | 63737.4248 | 48 | 308405.7349 | 15790.6782
t1140 | 1164464.7412 | 59621.7447 | 48 | 308405.7349 | 15790.6782
t1141 | 1066701.8431 | 54616.1877 | 48 | 308405.7349 | 15790.6782
t1142 | 908108.6974 | 46496.0621 | 48 | 308405.7349 | 15790.6782
t1143 | 553989.7556 | 28364.8226 | 48 | 308405.7349 | 15790.6782
t1144 | 134695.5484 | 6896.5451 | 48 | 308405.7349 | 15790.6782
t1145 | 0 | 0 | 48 | 308405.7349 | 15790.6782
t1146 | 0 | 0 | 48 | 308405.7349 | 15790.6782
t1147 | 0 | 0 | 48 | 308405.7349 | 15790.6782
t1148 | 0 | 0 | 48 | 308405.7349 | 15790.6782
t1149 | 0 | 0 | 48 | 308405.7349 | 15790.6782
t1150 | 0 | 0 | 48 | 308405.7349 | 15790.6782
t1151 | 0 | 0 | 48 | 308405.7349 | 15790.6782
t1152 | 0 | 0 | 48 | 308405.7349 | 15790.6782
t1153 | 0 | 0 | 49 | 66714.1258 | 3415.8291
t1154 | 0 | 0 | 49 | 66714.1258 | 3415.8291
t1155 | 0 | 0 | 49 | 66714.1258 | 3415.8291
t1156 | 0 | 0 | 49 | 66714.1258 | 3415.8291
t1157 | 0 | 0 | 49 | 66714.1258 | 3415.8291
t1158 | 0 | 0 | 49 | 66714.1258 | 3415.8291
t1159 | 0 | 0 | 49 | 66714.1258 | 3415.8291
t1160 | 28242.615 | 1446.0498 | 49 | 66714.1258 | 3415.8291
t1161 | 130350.5307 | 6674.0759 | 49 | 66714.1258 | 3415.8291
t1162 | 184663.2519 | 9454.9409 | 49 | 66714.1258 | 3415.8291
t1163 | 238975.973 | 12235.8058 | 49 | 66714.1258 | 3415.8291
t1164 | 256356.0438 | 13125.6826 | 49 | 66714.1258 | 3415.8291
t1165 | 241148.4818 | 12347.0404 | 49 | 66714.1258 | 3415.8291
t1166 | 267218.588 | 13681.8556 | 49 | 66714.1258 | 3415.8291
t1167 | 199870.8138 | 10233.583 | 49 | 66714.1258 | 3415.8291
t1168 | 54312.7211 | 2780.865 | 49 | 66714.1258 | 3415.8291
t1169 | 0 | 0 | 49 | 66714.1258 | 3415.8291
t1170 | 0 | 0 | 49 | 66714.1258 | 3415.8291
t1171 | 0 | 0 | 49 | 66714.1258 | 3415.8291
t1172 | 0 | 0 | 49 | 66714.1258 | 3415.8291
t1173 | 0 | 0 | 49 | 66714.1258 | 3415.8291
t1174 | 0 | 0 | 49 | 66714.1258 | 3415.8291
t1175 | 0 | 0 | 49 | 66714.1258 | 3415.8291
t1176 | 0 | 0 | 49 | 66714.1258 | 3415.8291
t1177 | 0 | 0 | 50 | 71602.2707 | 3666.107
t1178 | 0 | 0 | 50 | 71602.2707 | 3666.107
t1179 | 0 | 0 | 50 | 71602.2707 | 3666.107
t1180 | 0 | 0 | 50 | 71602.2707 | 3666.107
t1181 | 0 | 0 | 50 | 71602.2707 | 3666.107
t1182 | 0 | 0 | 50 | 71602.2707 | 3666.107
t1183 | 0 | 0 | 50 | 71602.2707 | 3666.107
t1184 | 34760.1415 | 1779.7536 | 50 | 71602.2707 | 3666.107
t1185 | 143385.5838 | 7341.4835 | 50 | 71602.2707 | 3666.107
t1186 | 236803.4642 | 12124.5712 | 50 | 71602.2707 | 3666.107
t1187 | 321531.3091 | 16462.7205 | 50 | 71602.2707 | 3666.107
t1188 | 306323.7472 | 15684.0784 | 50 | 71602.2707 | 3666.107
t1189 | 256356.0438 | 13125.6826 | 50 | 71602.2707 | 3666.107
t1190 | 217250.8845 | 11123.4598 | 50 | 71602.2707 | 3666.107
t1191 | 154248.128 | 7897.6565 | 50 | 71602.2707 | 3666.107
t1192 | 47795.1946 | 2447.1612 | 50 | 71602.2707 | 3666.107
t1193 | 0 | 0 | 50 | 71602.2707 | 3666.107
t1194 | 0 | 0 | 50 | 71602.2707 | 3666.107
t1195 | 0 | 0 | 50 | 71602.2707 | 3666.107
t1196 | 0 | 0 | 50 | 71602.2707 | 3666.107
t1197 | 0 | 0 | 50 | 71602.2707 | 3666.107
t1198 | 0 | 0 | 50 | 71602.2707 | 3666.107
t1199 | 0 | 0 | 50 | 71602.2707 | 3666.107
t1200 | 0 | 0 | 50 | 71602.2707 | 3666.107
t1201 | 0 | 0 | 51 | 68886.6346 | 3527.0637
t1202 | 0 | 0 | 51 | 68886.6346 | 3527.0637
t1203 | 0 | 0 | 51 | 68886.6346 | 3527.0637
t1204 | 0 | 0 | 51 | 68886.6346 | 3527.0637
t1205 | 0 | 0 | 51 | 68886.6346 | 3527.0637
t1206 | 0 | 0 | 51 | 68886.6346 | 3527.0637
t1207 | 0 | 0 | 51 | 68886.6346 | 3527.0637
t1208 | 58657.7388 | 3003.3342 | 51 | 68886.6346 | 3527.0637
t1209 | 158593.1457 | 8120.1257 | 51 | 68886.6346 | 3527.0637
t1210 | 308496.2561 | 15795.313 | 51 | 68886.6346 | 3527.0637
t1211 | 369326.5037 | 18909.8817 | 51 | 68886.6346 | 3527.0637
t1212 | 293288.6941 | 15016.6708 | 51 | 68886.6346 | 3527.0637
t1213 | 236803.4642 | 12124.5712 | 51 | 68886.6346 | 3527.0637
t1214 | 149903.1103 | 7675.1873 | 51 | 68886.6346 | 3527.0637
t1215 | 60830.2477 | 3114.5688 | 51 | 68886.6346 | 3527.0637
t1216 | 17380.0708 | 889.8768 | 51 | 68886.6346 | 3527.0637
t1217 | 0 | 0 | 51 | 68886.6346 | 3527.0637
t1218 | 0 | 0 | 51 | 68886.6346 | 3527.0637
t1219 | 0 | 0 | 51 | 68886.6346 | 3527.0637
t1220 | 0 | 0 | 51 | 68886.6346 | 3527.0637
t1221 | 0 | 0 | 51 | 68886.6346 | 3527.0637
t1222 | 0 | 0 | 51 | 68886.6346 | 3527.0637
t1223 | 0 | 0 | 51 | 68886.6346 | 3527.0637
t1224 | 0 | 0 | 51 | 68886.6346 | 3527.0637
t1225 | 0 | 0 | 52 | 98215.5041 | 5028.7308
t1226 | 0 | 0 | 52 | 98215.5041 | 5028.7308
t1227 | 0 | 0 | 52 | 98215.5041 | 5028.7308
t1228 | 0 | 0 | 52 | 98215.5041 | 5028.7308
t1229 | 0 | 0 | 52 | 98215.5041 | 5028.7308
t1230 | 0 | 0 | 52 | 98215.5041 | 5028.7308
t1231 | 0 | 0 | 52 | 98215.5041 | 5028.7308
t1232 | 84727.845 | 4338.1493 | 52 | 98215.5041 | 5028.7308
t1233 | 247666.0084 | 12680.7442 | 52 | 98215.5041 | 5028.7308
t1234 | 421466.716 | 21579.5121 | 52 | 98215.5041 | 5028.7308
t1235 | 484469.4725 | 24805.3154 | 52 | 98215.5041 | 5028.7308
t1236 | 382361.5568 | 19577.2893 | 52 | 98215.5041 | 5028.7308
t1237 | 306323.7472 | 15684.0784 | 52 | 98215.5041 | 5028.7308
t1238 | 234630.9553 | 12013.3366 | 52 | 98215.5041 | 5028.7308
t1239 | 154248.128 | 7897.6565 | 52 | 98215.5041 | 5028.7308
t1240 | 41277.6681 | 2113.4574 | 52 | 98215.5041 | 5028.7308
t1241 | 0 | 0 | 52 | 98215.5041 | 5028.7308
t1242 | 0 | 0 | 52 | 98215.5041 | 5028.7308
t1243 | 0 | 0 | 52 | 98215.5041 | 5028.7308
t1244 | 0 | 0 | 52 | 98215.5041 | 5028.7308
t1245 | 0 | 0 | 52 | 98215.5041 | 5028.7308
t1246 | 0 | 0 | 52 | 98215.5041 | 5028.7308
t1247 | 0 | 0 | 52 | 98215.5041 | 5028.7308
t1248 | 0 | 0 | 52 | 98215.5041 | 5028.7308
t1249 | 0 | 0 | 53 | 41187.1469 | 2108.8226
t1250 | 0 | 0 | 53 | 41187.1469 | 2108.8226
t1251 | 0 | 0 | 53 | 41187.1469 | 2108.8226
t1252 | 0 | 0 | 53 | 41187.1469 | 2108.8226
t1253 | 0 | 0 | 53 | 41187.1469 | 2108.8226
t1254 | 0 | 0 | 53 | 41187.1469 | 2108.8226
t1255 | 0 | 0 | 53 | 41187.1469 | 2108.8226
t1256 | 36932.6504 | 1890.9882 | 53 | 41187.1469 | 2108.8226
t1257 | 97762.898 | 5005.5569 | 53 | 41187.1469 | 2108.8226
t1258 | 169455.6899 | 8676.2987 | 53 | 41187.1469 | 2108.8226
t1259 | 191180.7784 | 9788.6446 | 53 | 41187.1469 | 2108.8226
t1260 | 171628.1988 | 8787.5333 | 53 | 41187.1469 | 2108.8226
t1261 | 123833.0042 | 6340.3721 | 53 | 41187.1469 | 2108.8226
t1262 | 93417.8804 | 4783.0877 | 53 | 41187.1469 | 2108.8226
t1263 | 78210.3184 | 4004.4455 | 53 | 41187.1469 | 2108.8226
t1264 | 26070.1061 | 1334.8152 | 53 | 41187.1469 | 2108.8226
t1265 | 0 | 0 | 53 | 41187.1469 | 2108.8226
t1266 | 0 | 0 | 53 | 41187.1469 | 2108.8226
t1267 | 0 | 0 | 53 | 41187.1469 | 2108.8226
t1268 | 0 | 0 | 53 | 41187.1469 | 2108.8226
t1269 | 0 | 0 | 53 | 41187.1469 | 2108.8226
t1270 | 0 | 0 | 53 | 41187.1469 | 2108.8226
t1271 | 0 | 0 | 53 | 41187.1469 | 2108.8226
t1272 | 0 | 0 | 53 | 41187.1469 | 2108.8226
t1273 | 0 | 0 | 54 | 301616.6447 | 15443.0701
t1274 | 0 | 0 | 54 | 301616.6447 | 15443.0701
t1275 | 0 | 0 | 54 | 301616.6447 | 15443.0701
t1276 | 0 | 0 | 54 | 301616.6447 | 15443.0701
t1277 | 0 | 0 | 54 | 301616.6447 | 15443.0701
t1278 | 0 | 0 | 54 | 301616.6447 | 15443.0701
t1279 | 2172.5088 | 111.2346 | 54 | 301616.6447 | 15443.0701
t1280 | 136868.0573 | 7007.7797 | 54 | 301616.6447 | 15443.0701
t1281 | 343256.3976 | 17575.0665 | 54 | 301616.6447 | 15443.0701
t1282 | 1001526.5778 | 51279.1498 | 54 | 301616.6447 | 15443.0701
t1283 | 1505548.6299 | 77085.5766 | 54 | 301616.6447 | 15443.0701
t1284 | 1475133.5061 | 75528.2922 | 54 | 301616.6447 | 15443.0701
t1285 | 1368680.5727 | 70077.7969 | 54 | 301616.6447 | 15443.0701
t1286 | 932006.2947 | 47719.6426 | 54 | 301616.6447 | 15443.0701
t1287 | 384534.0657 | 19688.5239 | 54 | 301616.6447 | 15443.0701
t1288 | 89072.8627 | 4560.6185 | 54 | 301616.6447 | 15443.0701
t1289 | 0 | 0 | 54 | 301616.6447 | 15443.0701
t1290 | 0 | 0 | 54 | 301616.6447 | 15443.0701
t1291 | 0 | 0 | 54 | 301616.6447 | 15443.0701
t1292 | 0 | 0 | 54 | 301616.6447 | 15443.0701
t1293 | 0 | 0 | 54 | 301616.6447 | 15443.0701
t1294 | 0 | 0 | 54 | 301616.6447 | 15443.0701
t1295 | 0 | 0 | 54 | 301616.6447 | 15443.0701
t1296 | 0 | 0 | 54 | 301616.6447 | 15443.0701
t1297 | 0 | 0 | 55 | 448713.5978 | 22974.5793
t1298 | 0 | 0 | 55 | 448713.5978 | 22974.5793
t1299 | 0 | 0 | 55 | 448713.5978 | 22974.5793
t1300 | 0 | 0 | 55 | 448713.5978 | 22974.5793
t1301 | 0 | 0 | 55 | 448713.5978 | 22974.5793
t1302 | 0 | 0 | 55 | 448713.5978 | 22974.5793
t1303 | 28242.615 | 1446.0498 | 55 | 448713.5978 | 22974.5793
t1304 | 317186.2914 | 16240.2513 | 55 | 448713.5978 | 22974.5793
t1305 | 1084081.9139 | 55506.0645 | 55 | 448713.5978 | 22974.5793
t1306 | 1507721.1388 | 77196.8112 | 55 | 448713.5978 | 22974.5793
t1307 | 1753214.6383 | 89766.3208 | 55 | 448713.5978 | 22974.5793
t1308 | 1811872.3771 | 92769.6549 | 55 | 448713.5978 | 22974.5793
t1309 | 1655451.7403 | 84760.7639 | 55 | 448713.5978 | 22974.5793
t1310 | 1368680.5727 | 70077.7969 | 55 | 448713.5978 | 22974.5793
t1311 | 912453.7151 | 46718.5313 | 55 | 448713.5978 | 22974.5793
t1312 | 330221.3445 | 16907.6589 | 55 | 448713.5978 | 22974.5793
t1313 | 0 | 0 | 55 | 448713.5978 | 22974.5793
t1314 | 0 | 0 | 55 | 448713.5978 | 22974.5793
t1315 | 0 | 0 | 55 | 448713.5978 | 22974.5793
t1316 | 0 | 0 | 55 | 448713.5978 | 22974.5793
t1317 | 0 | 0 | 55 | 448713.5978 | 22974.5793
t1318 | 0 | 0 | 55 | 448713.5978 | 22974.5793
t1319 | 0 | 0 | 55 | 448713.5978 | 22974.5793
t1320 | 0 | 0 | 55 | 448713.5978 | 22974.5793
t1321 | 0 | 0 | 56 | 359097.6079 | 18386.1521
t1322 | 0 | 0 | 56 | 359097.6079 | 18386.1521
t1323 | 0 | 0 | 56 | 359097.6079 | 18386.1521
t1324 | 0 | 0 | 56 | 359097.6079 | 18386.1521
t1325 | 0 | 0 | 56 | 359097.6079 | 18386.1521
t1326 | 0 | 0 | 56 | 359097.6079 | 18386.1521
t1327 | 28242.615 | 1446.0498 | 56 | 359097.6079 | 18386.1521
t1328 | 369326.5037 | 18909.8817 | 56 | 359097.6079 | 18386.1521
t1329 | 960248.9097 | 49165.6924 | 56 | 359097.6079 | 18386.1521
t1330 | 1327402.9046 | 67964.3395 | 56 | 359097.6079 | 18386.1521
t1331 | 1514238.6653 | 77530.515 | 56 | 359097.6079 | 18386.1521
t1332 | 1525101.2095 | 78086.688 | 56 | 359097.6079 | 18386.1521
t1333 | 1312195.3427 | 67185.6973 | 56 | 359097.6079 | 18386.1521
t1334 | 942868.8389 | 48275.8156 | 56 | 359097.6079 | 18386.1521
t1335 | 488814.4902 | 25027.7846 | 56 | 359097.6079 | 18386.1521
t1336 | 149903.1103 | 7675.1873 | 56 | 359097.6079 | 18386.1521
t1337 | 0 | 0 | 56 | 359097.6079 | 18386.1521
t1338 | 0 | 0 | 56 | 359097.6079 | 18386.1521
t1339 | 0 | 0 | 56 | 359097.6079 | 18386.1521
t1340 | 0 | 0 | 56 | 359097.6079 | 18386.1521
t1341 | 0 | 0 | 56 | 359097.6079 | 18386.1521
t1342 | 0 | 0 | 56 | 359097.6079 | 18386.1521
t1343 | 0 | 0 | 56 | 359097.6079 | 18386.1521
t1344 | 0 | 0 | 56 | 359097.6079 | 18386.1521
t1345 | 0 | 0 | 57 | 273011.9449 | 13978.4812
t1346 | 0 | 0 | 57 | 273011.9449 | 13978.4812
t1347 | 0 | 0 | 57 | 273011.9449 | 13978.4812
t1348 | 0 | 0 | 57 | 273011.9449 | 13978.4812
t1349 | 0 | 0 | 57 | 273011.9449 | 13978.4812
t1350 | 0 | 0 | 57 | 273011.9449 | 13978.4812
t1351 | 10862.5442 | 556.173 | 57 | 273011.9449 | 13978.4812
t1352 | 136868.0573 | 7007.7797 | 57 | 273011.9449 | 13978.4812
t1353 | 388879.0833 | 19910.9931 | 57 | 273011.9449 | 13978.4812
t1354 | 855968.4851 | 43826.4317 | 57 | 273011.9449 | 13978.4812
t1355 | 1275262.6923 | 65294.7092 | 57 | 273011.9449 | 13978.4812
t1356 | 1407785.7319 | 72080.0197 | 57 | 273011.9449 | 13978.4812
t1357 | 1160119.7235 | 59399.2755 | 57 | 273011.9449 | 13978.4812
t1358 | 756033.0782 | 38709.6402 | 57 | 273011.9449 | 13978.4812
t1359 | 425811.7337 | 21801.9813 | 57 | 273011.9449 | 13978.4812
t1360 | 134695.5484 | 6896.5451 | 57 | 273011.9449 | 13978.4812
t1361 | 0 | 0 | 57 | 273011.9449 | 13978.4812
t1362 | 0 | 0 | 57 | 273011.9449 | 13978.4812
t1363 | 0 | 0 | 57 | 273011.9449 | 13978.4812
t1364 | 0 | 0 | 57 | 273011.9449 | 13978.4812
t1365 | 0 | 0 | 57 | 273011.9449 | 13978.4812
t1366 | 0 | 0 | 57 | 273011.9449 | 13978.4812
t1367 | 0 | 0 | 57 | 273011.9449 | 13978.4812
t1368 | 0 | 0 | 57 | 273011.9449 | 13978.4812
t1369 | 0 | 0 | 58 | 215440.4605 | 11030.7643
t1370 | 0 | 0 | 58 | 215440.4605 | 11030.7643
t1371 | 0 | 0 | 58 | 215440.4605 | 11030.7643
t1372 | 0 | 0 | 58 | 215440.4605 | 11030.7643
t1373 | 0 | 0 | 58 | 215440.4605 | 11030.7643
t1374 | 0 | 0 | 58 | 215440.4605 | 11030.7643
t1375 | 6517.5265 | 333.7038 | 58 | 215440.4605 | 11030.7643
t1376 | 86900.3538 | 4449.3839 | 58 | 215440.4605 | 11030.7643
t1377 | 217250.8845 | 11123.4598 | 58 | 215440.4605 | 11030.7643
t1378 | 373671.5214 | 19132.3509 | 58 | 215440.4605 | 11030.7643
t1379 | 545299.7202 | 27919.8842 | 58 | 215440.4605 | 11030.7643
t1380 | 734307.9898 | 37597.2942 | 58 | 215440.4605 | 11030.7643
t1381 | 1220949.9712 | 62513.8442 | 58 | 215440.4605 | 11030.7643
t1382 | 1099289.4758 | 56284.7067 | 58 | 215440.4605 | 11030.7643
t1383 | 658270.1802 | 33704.0833 | 58 | 215440.4605 | 11030.7643
t1384 | 221595.9022 | 11345.929 | 58 | 215440.4605 | 11030.7643
t1385 | 6517.5265 | 333.7038 | 58 | 215440.4605 | 11030.7643
t1386 | 0 | 0 | 58 | 215440.4605 | 11030.7643
t1387 | 0 | 0 | 58 | 215440.4605 | 11030.7643
t1388 | 0 | 0 | 58 | 215440.4605 | 11030.7643
t1389 | 0 | 0 | 58 | 215440.4605 | 11030.7643
t1390 | 0 | 0 | 58 | 215440.4605 | 11030.7643
t1391 | 0 | 0 | 58 | 215440.4605 | 11030.7643
t1392 | 0 | 0 | 58 | 215440.4605 | 11030.7643
t1393 | 0 | 0 | 59 | 156058.5521 | 7990.352
t1394 | 0 | 0 | 59 | 156058.5521 | 7990.352
t1395 | 0 | 0 | 59 | 156058.5521 | 7990.352
t1396 | 0 | 0 | 59 | 156058.5521 | 7990.352
t1397 | 0 | 0 | 59 | 156058.5521 | 7990.352
t1398 | 0 | 0 | 59 | 156058.5521 | 7990.352
t1399 | 10862.5442 | 556.173 | 59 | 156058.5521 | 7990.352
t1400 | 106452.9334 | 5450.4953 | 59 | 156058.5521 | 7990.352
t1401 | 236803.4642 | 12124.5712 | 59 | 156058.5521 | 7990.352
t1402 | 391051.5922 | 20022.2277 | 59 | 156058.5521 | 7990.352
t1403 | 532264.6671 | 27252.4766 | 59 | 156058.5521 | 7990.352
t1404 | 660442.689 | 33815.3179 | 59 | 156058.5521 | 7990.352
t1405 | 777758.1667 | 39821.9862 | 59 | 156058.5521 | 7990.352
t1406 | 627855.0563 | 32146.7989 | 59 | 156058.5521 | 7990.352
t1407 | 312841.2738 | 16017.7821 | 59 | 156058.5521 | 7990.352
t1408 | 89072.8627 | 4560.6185 | 59 | 156058.5521 | 7990.352
t1409 | 0 | 0 | 59 | 156058.5521 | 7990.352
t1410 | 0 | 0 | 59 | 156058.5521 | 7990.352
t1411 | 0 | 0 | 59 | 156058.5521 | 7990.352
t1412 | 0 | 0 | 59 | 156058.5521 | 7990.352
t1413 | 0 | 0 | 59 | 156058.5521 | 7990.352
t1414 | 0 | 0 | 59 | 156058.5521 | 7990.352
t1415 | 0 | 0 | 59 | 156058.5521 | 7990.352
t1416 | 0 | 0 | 59 | 156058.5521 | 7990.352
t1417 | 0 | 0 | 60 | 220690.6902 | 11299.5813
t1418 | 0 | 0 | 60 | 220690.6902 | 11299.5813
t1419 | 0 | 0 | 60 | 220690.6902 | 11299.5813
t1420 | 0 | 0 | 60 | 220690.6902 | 11299.5813
t1421 | 0 | 0 | 60 | 220690.6902 | 11299.5813
t1422 | 0 | 0 | 60 | 220690.6902 | 11299.5813
t1423 | 8690.0354 | 444.9384 | 60 | 220690.6902 | 11299.5813
t1424 | 104280.4246 | 5339.2607 | 60 | 220690.6902 | 11299.5813
t1425 | 238975.973 | 12235.8058 | 60 | 220690.6902 | 11299.5813
t1426 | 417121.6983 | 21357.0429 | 60 | 220690.6902 | 11299.5813
t1427 | 836415.9055 | 42825.3203 | 60 | 220690.6902 | 11299.5813
t1428 | 1160119.7235 | 59399.2755 | 60 | 220690.6902 | 11299.5813
t1429 | 1107979.5112 | 56729.6451 | 60 | 220690.6902 | 11299.5813
t1430 | 832070.8878 | 42602.8511 | 60 | 220690.6902 | 11299.5813
t1431 | 445364.3133 | 22803.0926 | 60 | 220690.6902 | 11299.5813
t1432 | 143385.5838 | 7341.4835 | 60 | 220690.6902 | 11299.5813
t1433 | 2172.5088 | 111.2346 | 60 | 220690.6902 | 11299.5813
t1434 | 0 | 0 | 60 | 220690.6902 | 11299.5813
t1435 | 0 | 0 | 60 | 220690.6902 | 11299.5813
t1436 | 0 | 0 | 60 | 220690.6902 | 11299.5813
t1437 | 0 | 0 | 60 | 220690.6902 | 11299.5813
t1438 | 0 | 0 | 60 | 220690.6902 | 11299.5813
t1439 | 0 | 0 | 60 | 220690.6902 | 11299.5813
t1440 | 0 | 0 | 60 | 220690.6902 | 11299.5813
t1441 | 0 | 0 | 61 | 89978.0747 | 4606.9663
t1442 | 0 | 0 | 61 | 89978.0747 | 4606.9663
t1443 | 0 | 0 | 61 | 89978.0747 | 4606.9663
t1444 | 0 | 0 | 61 | 89978.0747 | 4606.9663
t1445 | 0 | 0 | 61 | 89978.0747 | 4606.9663
t1446 | 0 | 0 | 61 | 89978.0747 | 4606.9663
t1447 | 6517.5265 | 333.7038 | 61 | 89978.0747 | 4606.9663
t1448 | 54312.7211 | 2780.865 | 61 | 89978.0747 | 4606.9663
t1449 | 115142.9688 | 5895.4337 | 61 | 89978.0747 | 4606.9663
t1450 | 180318.2342 | 9232.4717 | 61 | 89978.0747 | 4606.9663
t1451 | 295461.203 | 15127.9054 | 61 | 89978.0747 | 4606.9663
t1452 | 482296.9637 | 24694.0808 | 61 | 89978.0747 | 4606.9663
t1453 | 530092.1583 | 27141.242 | 61 | 89978.0747 | 4606.9663
t1454 | 332393.8534 | 17018.8935 | 61 | 89978.0747 | 4606.9663
t1455 | 121660.4953 | 6229.1375 | 61 | 89978.0747 | 4606.9663
t1456 | 41277.6681 | 2113.4574 | 61 | 89978.0747 | 4606.9663
t1457 | 0 | 0 | 61 | 89978.0747 | 4606.9663
t1458 | 0 | 0 | 61 | 89978.0747 | 4606.9663
t1459 | 0 | 0 | 61 | 89978.0747 | 4606.9663
t1460 | 0 | 0 | 61 | 89978.0747 | 4606.9663
t1461 | 0 | 0 | 61 | 89978.0747 | 4606.9663
t1462 | 0 | 0 | 61 | 89978.0747 | 4606.9663
t1463 | 0 | 0 | 61 | 89978.0747 | 4606.9663
t1464 | 0 | 0 | 61 | 89978.0747 | 4606.9663
t1465 | 0 | 0 | 62 | 394581.9191 | 20202.9839
t1466 | 0 | 0 | 62 | 394581.9191 | 20202.9839
t1467 | 0 | 0 | 62 | 394581.9191 | 20202.9839
t1468 | 0 | 0 | 62 | 394581.9191 | 20202.9839
t1469 | 0 | 0 | 62 | 394581.9191 | 20202.9839
t1470 | 0 | 0 | 62 | 394581.9191 | 20202.9839
t1471 | 39105.1592 | 2002.2228 | 62 | 394581.9191 | 20202.9839
t1472 | 256356.0438 | 13125.6826 | 62 | 394581.9191 | 20202.9839
t1473 | 373671.5214 | 19132.3509 | 62 | 394581.9191 | 20202.9839
t1474 | 960248.9097 | 49165.6924 | 62 | 394581.9191 | 20202.9839
t1475 | 1616346.581 | 82758.5411 | 62 | 394581.9191 | 20202.9839
t1476 | 1779284.7445 | 91101.136 | 62 | 394581.9191 | 20202.9839
t1477 | 1638071.6695 | 83870.8871 | 62 | 394581.9191 | 20202.9839
t1478 | 1388233.1523 | 71078.9083 | 62 | 394581.9191 | 20202.9839
t1479 | 971111.4539 | 49721.8654 | 62 | 394581.9191 | 20202.9839
t1480 | 421466.716 | 21579.5121 | 62 | 394581.9191 | 20202.9839
t1481 | 26070.1061 | 1334.8152 | 62 | 394581.9191 | 20202.9839
t1482 | 0 | 0 | 62 | 394581.9191 | 20202.9839
t1483 | 0 | 0 | 62 | 394581.9191 | 20202.9839
t1484 | 0 | 0 | 62 | 394581.9191 | 20202.9839
t1485 | 0 | 0 | 62 | 394581.9191 | 20202.9839
t1486 | 0 | 0 | 62 | 394581.9191 | 20202.9839
t1487 | 0 | 0 | 62 | 394581.9191 | 20202.9839
t1488 | 0 | 0 | 62 | 394581.9191 | 20202.9839
t1489 | 0 | 0 | 63 | 133790.3364 | 6850.1973
t1490 | 0 | 0 | 63 | 133790.3364 | 6850.1973
t1491 | 0 | 0 | 63 | 133790.3364 | 6850.1973
t1492 | 0 | 0 | 63 | 133790.3364 | 6850.1973
t1493 | 0 | 0 | 63 | 133790.3364 | 6850.1973
t1494 | 0 | 0 | 63 | 133790.3364 | 6850.1973
t1495 | 19552.5796 | 1001.1114 | 63 | 133790.3364 | 6850.1973
t1496 | 121660.4953 | 6229.1375 | 63 | 133790.3364 | 6850.1973
t1497 | 256356.0438 | 13125.6826 | 63 | 133790.3364 | 6850.1973
t1498 | 458399.3664 | 23470.5002 | 63 | 133790.3364 | 6850.1973
t1499 | 625682.5475 | 32035.5643 | 63 | 133790.3364 | 6850.1973
t1500 | 627855.0563 | 32146.7989 | 63 | 133790.3364 | 6850.1973
t1501 | 517057.1052 | 26473.8344 | 63 | 133790.3364 | 6850.1973
t1502 | 345428.9064 | 17686.3011 | 63 | 133790.3364 | 6850.1973
t1503 | 180318.2342 | 9232.4717 | 63 | 133790.3364 | 6850.1973
t1504 | 58657.7388 | 3003.3342 | 63 | 133790.3364 | 6850.1973
t1505 | 0 | 0 | 63 | 133790.3364 | 6850.1973
t1506 | 0 | 0 | 63 | 133790.3364 | 6850.1973
t1507 | 0 | 0 | 63 | 133790.3364 | 6850.1973
t1508 | 0 | 0 | 63 | 133790.3364 | 6850.1973
t1509 | 0 | 0 | 63 | 133790.3364 | 6850.1973
t1510 | 0 | 0 | 63 | 133790.3364 | 6850.1973
t1511 | 0 | 0 | 63 | 133790.3364 | 6850.1973
t1512 | 0 | 0 | 63 | 133790.3364 | 6850.1973
t1513 | 0 | 0 | 64 | 133880.8576 | 6854.8321
t1514 | 0 | 0 | 64 | 133880.8576 | 6854.8321
t1515 | 0 | 0 | 64 | 133880.8576 | 6854.8321
t1516 | 0 | 0 | 64 | 133880.8576 | 6854.8321
t1517 | 0 | 0 | 64 | 133880.8576 | 6854.8321
t1518 | 0 | 0 | 64 | 133880.8576 | 6854.8321
t1519 | 17380.0708 | 889.8768 | 64 | 133880.8576 | 6854.8321
t1520 | 121660.4953 | 6229.1375 | 64 | 133880.8576 | 6854.8321
t1521 | 247666.0084 | 12680.7442 | 64 | 133880.8576 | 6854.8321
t1522 | 349773.9241 | 17908.7703 | 64 | 133880.8576 | 6854.8321
t1523 | 445364.3133 | 22803.0926 | 64 | 133880.8576 | 6854.8321
t1524 | 536609.6848 | 27474.9458 | 64 | 133880.8576 | 6854.8321
t1525 | 599612.4414 | 30700.7491 | 64 | 133880.8576 | 6854.8321
t1526 | 430156.7514 | 22024.4505 | 64 | 133880.8576 | 6854.8321
t1527 | 308496.2561 | 15795.313 | 64 | 133880.8576 | 6854.8321
t1528 | 145558.0926 | 7452.7181 | 64 | 133880.8576 | 6854.8321
t1529 | 10862.5442 | 556.173 | 64 | 133880.8576 | 6854.8321
t1530 | 0 | 0 | 64 | 133880.8576 | 6854.8321
t1531 | 0 | 0 | 64 | 133880.8576 | 6854.8321
t1532 | 0 | 0 | 64 | 133880.8576 | 6854.8321
t1533 | 0 | 0 | 64 | 133880.8576 | 6854.8321
t1534 | 0 | 0 | 64 | 133880.8576 | 6854.8321
t1535 | 0 | 0 | 64 | 133880.8576 | 6854.8321
t1536 | 0 | 0 | 64 | 133880.8576 | 6854.8321
t1537 | 0 | 0 | 65 | 193081.7236 | 9885.9749
t1538 | 0 | 0 | 65 | 193081.7236 | 9885.9749
t1539 | 0 | 0 | 65 | 193081.7236 | 9885.9749
t1540 | 0 | 0 | 65 | 193081.7236 | 9885.9749
t1541 | 0 | 0 | 65 | 193081.7236 | 9885.9749
t1542 | 0 | 0 | 65 | 193081.7236 | 9885.9749
t1543 | 17380.0708 | 889.8768 | 65 | 193081.7236 | 9885.9749
t1544 | 97762.898 | 5005.5569 | 65 | 193081.7236 | 9885.9749
t1545 | 247666.0084 | 12680.7442 | 65 | 193081.7236 | 9885.9749
t1546 | 393224.101 | 20133.4623 | 65 | 193081.7236 | 9885.9749
t1547 | 649580.1448 | 33259.1449 | 65 | 193081.7236 | 9885.9749
t1548 | 788620.7109 | 40378.1592 | 65 | 193081.7236 | 9885.9749
t1549 | 873348.5559 | 44716.3085 | 65 | 193081.7236 | 9885.9749
t1550 | 749515.5517 | 38375.9364 | 65 | 193081.7236 | 9885.9749
t1551 | 536609.6848 | 27474.9458 | 65 | 193081.7236 | 9885.9749
t1552 | 258528.5526 | 13236.9172 | 65 | 193081.7236 | 9885.9749
t1553 | 21725.0885 | 1112.346 | 65 | 193081.7236 | 9885.9749
t1554 | 0 | 0 | 65 | 193081.7236 | 9885.9749
t1555 | 0 | 0 | 65 | 193081.7236 | 9885.9749
t1556 | 0 | 0 | 65 | 193081.7236 | 9885.9749
t1557 | 0 | 0 | 65 | 193081.7236 | 9885.9749
t1558 | 0 | 0 | 65 | 193081.7236 | 9885.9749
t1559 | 0 | 0 | 65 | 193081.7236 | 9885.9749
t1560 | 0 | 0 | 65 | 193081.7236 | 9885.9749
t1561 | 0 | 0 | 66 | 184482.2095 | 9445.6713
t1562 | 0 | 0 | 66 | 184482.2095 | 9445.6713
t1563 | 0 | 0 | 66 | 184482.2095 | 9445.6713
t1564 | 0 | 0 | 66 | 184482.2095 | 9445.6713
t1565 | 0 | 0 | 66 | 184482.2095 | 9445.6713
t1566 | 0 | 0 | 66 | 184482.2095 | 9445.6713
t1567 | 89072.8627 | 4560.6185 | 66 | 184482.2095 | 9445.6713
t1568 | 497504.5256 | 25472.723 | 66 | 184482.2095 | 9445.6713
t1569 | 782103.1844 | 40044.4554 | 66 | 184482.2095 | 9445.6713
t1570 | 801655.764 | 41045.5668 | 66 | 184482.2095 | 9445.6713
t1571 | 695202.8306 | 35595.0714 | 66 | 184482.2095 | 9445.6713
t1572 | 530092.1583 | 27141.242 | 66 | 184482.2095 | 9445.6713
t1573 | 432329.2603 | 22135.685 | 66 | 184482.2095 | 9445.6713
t1574 | 341083.8887 | 17463.8319 | 66 | 184482.2095 | 9445.6713
t1575 | 191180.7784 | 9788.6446 | 66 | 184482.2095 | 9445.6713
t1576 | 65175.2654 | 3337.0379 | 66 | 184482.2095 | 9445.6713
t1577 | 2172.5088 | 111.2346 | 66 | 184482.2095 | 9445.6713
t1578 | 0 | 0 | 66 | 184482.2095 | 9445.6713
t1579 | 0 | 0 | 66 | 184482.2095 | 9445.6713
t1580 | 0 | 0 | 66 | 184482.2095 | 9445.6713
t1581 | 0 | 0 | 66 | 184482.2095 | 9445.6713
t1582 | 0 | 0 | 66 | 184482.2095 | 9445.6713
t1583 | 0 | 0 | 66 | 184482.2095 | 9445.6713
t1584 | 0 | 0 | 66 | 184482.2095 | 9445.6713
t1585 | 0 | 0 | 67 | 527467.0434 | 27002.1987
t1586 | 0 | 0 | 67 | 527467.0434 | 27002.1987
t1587 | 0 | 0 | 67 | 527467.0434 | 27002.1987
t1588 | 0 | 0 | 67 | 527467.0434 | 27002.1987
t1589 | 0 | 0 | 67 | 527467.0434 | 27002.1987
t1590 | 0 | 0 | 67 | 527467.0434 | 27002.1987
t1591 | 202043.3226 | 10344.8176 | 67 | 527467.0434 | 27002.1987
t1592 | 869003.5382 | 44493.8393 | 67 | 527467.0434 | 27002.1987
t1593 | 1373025.5904 | 70300.2661 | 67 | 527467.0434 | 27002.1987
t1594 | 1722799.5145 | 88209.0364 | 67 | 527467.0434 | 27002.1987
t1595 | 1907462.7663 | 97552.7427 | 67 | 527467.0434 | 27002.1987
t1596 | 1877047.6425 | 96106.6929 | 67 | 527467.0434 | 27002.1987
t1597 | 1666314.2845 | 85316.9369 | 67 | 527467.0434 | 27002.1987
t1598 | 1373025.5904 | 70300.2661 | 67 | 527467.0434 | 27002.1987
t1599 | 979801.4893 | 50166.8038 | 67 | 527467.0434 | 27002.1987
t1600 | 593094.9148 | 30367.0453 | 67 | 527467.0434 | 27002.1987
t1601 | 95590.3892 | 4894.3223 | 67 | 527467.0434 | 27002.1987
t1602 | 0 | 0 | 67 | 527467.0434 | 27002.1987
t1603 | 0 | 0 | 67 | 527467.0434 | 27002.1987
t1604 | 0 | 0 | 67 | 527467.0434 | 27002.1987
t1605 | 0 | 0 | 67 | 527467.0434 | 27002.1987
t1606 | 0 | 0 | 67 | 527467.0434 | 27002.1987
t1607 | 0 | 0 | 67 | 527467.0434 | 27002.1987
t1608 | 0 | 0 | 67 | 527467.0434 | 27002.1987
t1609 | 0 | 0 | 68 | 534256.1336 | 27271.0157
t1610 | 0 | 0 | 68 | 534256.1336 | 27271.0157
t1611 | 0 | 0 | 68 | 534256.1336 | 27271.0157
t1612 | 0 | 0 | 68 | 534256.1336 | 27271.0157
t1613 | 0 | 0 | 68 | 534256.1336 | 27271.0157
t1614 | 0 | 0 | 68 | 534256.1336 | 27271.0157
t1615 | 162938.1634 | 8342.5949 | 68 | 534256.1336 | 27271.0157
t1616 | 506194.561 | 25917.6614 | 68 | 534256.1336 | 27271.0157
t1617 | 1325230.3957 | 67853.1049 | 68 | 534256.1336 | 27271.0157
t1618 | 1707591.9526 | 87430.3942 | 68 | 534256.1336 | 27271.0157
t1619 | 1903117.7487 | 97441.5081 | 68 | 534256.1336 | 27271.0157
t1620 | 1944395.4167 | 97552.7427 | 68 | 534256.1336 | 27271.0157
t1621 | 1831424.9567 | 93770.7663 | 68 | 534256.1336 | 27271.0157
t1622 | 1568551.3864 | 80311.3799 | 68 | 534256.1336 | 27271.0157
t1623 | 1162292.2323 | 59510.5101 | 68 | 534256.1336 | 27271.0157
t1624 | 612647.4944 | 31368.1567 | 68 | 534256.1336 | 27271.0157
t1625 | 97762.898 | 5005.5569 | 68 | 534256.1336 | 27271.0157
t1626 | 0 | 0 | 68 | 534256.1336 | 27271.0157
t1627 | 0 | 0 | 68 | 534256.1336 | 27271.0157
t1628 | 0 | 0 | 68 | 534256.1336 | 27271.0157
t1629 | 0 | 0 | 68 | 534256.1336 | 27271.0157
t1630 | 0 | 0 | 68 | 534256.1336 | 27271.0157
t1631 | 0 | 0 | 68 | 534256.1336 | 27271.0157
t1632 | 0 | 0 | 68 | 534256.1336 | 27271.0157
t1633 | 0 | 0 | 69 | 483292.6969 | 24745.0633
t1634 | 0 | 0 | 69 | 483292.6969 | 24745.0633
t1635 | 0 | 0 | 69 | 483292.6969 | 24745.0633
t1636 | 0 | 0 | 69 | 483292.6969 | 24745.0633
t1637 | 0 | 0 | 69 | 483292.6969 | 24745.0633
t1638 | 0 | 0 | 69 | 483292.6969 | 24745.0633
t1639 | 41277.6681 | 2113.4574 | 69 | 483292.6969 | 24745.0633
t1640 | 343256.3976 | 17575.0665 | 69 | 483292.6969 | 24745.0633
t1641 | 1314367.8515 | 67296.9319 | 69 | 483292.6969 | 24745.0633
t1642 | 1698901.9172 | 86985.4558 | 69 | 483292.6969 | 24745.0633
t1643 | 1868357.6071 | 95661.7545 | 69 | 483292.6969 | 24745.0633
t1644 | 1855322.554 | 94994.3469 | 69 | 483292.6969 | 24745.0633
t1645 | 1670659.3022 | 85539.406 | 69 | 483292.6969 | 24745.0633
t1646 | 1412130.7496 | 72302.4889 | 69 | 483292.6969 | 24745.0633
t1647 | 960248.9097 | 49165.6924 | 69 | 483292.6969 | 24745.0633
t1648 | 388879.0833 | 19910.9931 | 69 | 483292.6969 | 24745.0633
t1649 | 45622.6858 | 2335.9266 | 69 | 483292.6969 | 24745.0633
t1650 | 0 | 0 | 69 | 483292.6969 | 24745.0633
t1651 | 0 | 0 | 69 | 483292.6969 | 24745.0633
t1652 | 0 | 0 | 69 | 483292.6969 | 24745.0633
t1653 | 0 | 0 | 69 | 483292.6969 | 24745.0633
t1654 | 0 | 0 | 69 | 483292.6969 | 24745.0633
t1655 | 0 | 0 | 69 | 483292.6969 | 24745.0633
t1656 | 0 | 0 | 69 | 483292.6969 | 24745.0633
t1657 | 0 | 0 | 70 | 584133.3158 | 29532.7858
t1658 | 0 | 0 | 70 | 584133.3158 | 29532.7858
t1659 | 0 | 0 | 70 | 584133.3158 | 29532.7858
t1660 | 0 | 0 | 70 | 584133.3158 | 29532.7858
t1661 | 0 | 0 | 70 | 584133.3158 | 29532.7858
t1662 | 0 | 0 | 70 | 584133.3158 | 29532.7858
t1663 | 254183.5349 | 13014.448 | 70 | 584133.3158 | 29532.7858
t1664 | 875521.0647 | 44827.5431 | 70 | 584133.3158 | 29532.7858
t1665 | 1451235.9088 | 74304.7116 | 70 | 584133.3158 | 29532.7858
t1666 | 1798837.3241 | 92102.2473 | 70 | 584133.3158 | 29532.7858
t1667 | 1974810.5406 | 97552.7427 | 70 | 584133.3158 | 29532.7858
t1668 | 2011743.1909 | 97552.7427 | 70 | 584133.3158 | 29532.7858
t1669 | 1905290.2575 | 97552.7427 | 70 | 584133.3158 | 29532.7858
t1670 | 1655451.7403 | 84760.7639 | 70 | 584133.3158 | 29532.7858
t1671 | 1249192.5862 | 63959.894 | 70 | 584133.3158 | 29532.7858
t1672 | 706065.3748 | 36151.2444 | 70 | 584133.3158 | 29532.7858
t1673 | 136868.0573 | 7007.7797 | 70 | 584133.3158 | 29532.7858
t1674 | 0 | 0 | 70 | 584133.3158 | 29532.7858
t1675 | 0 | 0 | 70 | 584133.3158 | 29532.7858
t1676 | 0 | 0 | 70 | 584133.3158 | 29532.7858
t1677 | 0 | 0 | 70 | 584133.3158 | 29532.7858
t1678 | 0 | 0 | 70 | 584133.3158 | 29532.7858
t1679 | 0 | 0 | 70 | 584133.3158 | 29532.7858
t1680 | 0 | 0 | 70 | 584133.3158 | 29532.7858
t1681 | 0 | 0 | 71 | 579335.6921 | 29486.4381
t1682 | 0 | 0 | 71 | 579335.6921 | 29486.4381
t1683 | 0 | 0 | 71 | 579335.6921 | 29486.4381
t1684 | 0 | 0 | 71 | 579335.6921 | 29486.4381
t1685 | 0 | 0 | 71 | 579335.6921 | 29486.4381
t1686 | 0 | 0 | 71 | 579335.6921 | 29486.4381
t1687 | 351946.433 | 18020.0049 | 71 | 579335.6921 | 29486.4381
t1688 | 932006.2947 | 47719.6426 | 71 | 579335.6921 | 29486.4381
t1689 | 1418648.2761 | 72636.1927 | 71 | 579335.6921 | 29486.4381
t1690 | 1746697.1118 | 89432.617 | 71 | 579335.6921 | 29486.4381
t1691 | 1927015.346 | 97552.7427 | 71 | 579335.6921 | 29486.4381
t1692 | 1966120.5052 | 97552.7427 | 71 | 579335.6921 | 29486.4381
t1693 | 1868357.6071 | 95661.7545 | 71 | 579335.6921 | 29486.4381
t1694 | 1622864.1076 | 83092.2449 | 71 | 579335.6921 | 29486.4381
t1695 | 1229640.0065 | 62958.7826 | 71 | 579335.6921 | 29486.4381
t1696 | 697375.3394 | 35706.306 | 71 | 579335.6921 | 29486.4381
t1697 | 143385.5838 | 7341.4835 | 71 | 579335.6921 | 29486.4381
t1698 | 0 | 0 | 71 | 579335.6921 | 29486.4381
t1699 | 0 | 0 | 71 | 579335.6921 | 29486.4381
t1700 | 0 | 0 | 71 | 579335.6921 | 29486.4381
t1701 | 0 | 0 | 71 | 579335.6921 | 29486.4381
t1702 | 0 | 0 | 71 | 579335.6921 | 29486.4381
t1703 | 0 | 0 | 71 | 579335.6921 | 29486.4381
t1704 | 0 | 0 | 71 | 579335.6921 | 29486.4381
t1705 | 0 | 0 | 72 | 547110.1443 | 27590.8151
t1706 | 0 | 0 | 72 | 547110.1443 | 27590.8151
t1707 | 0 | 0 | 72 | 547110.1443 | 27590.8151
t1708 | 0 | 0 | 72 | 547110.1443 | 27590.8151
t1709 | 0 | 0 | 72 | 547110.1443 | 27590.8151
t1710 | 0 | 0 | 72 | 547110.1443 | 27590.8151
t1711 | 160765.6546 | 8231.3603 | 72 | 547110.1443 | 27590.8151
t1712 | 517057.1052 | 26473.8344 | 72 | 547110.1443 | 27590.8151
t1713 | 1064529.3343 | 54504.9531 | 72 | 547110.1443 | 27590.8151
t1714 | 1764077.1825 | 90322.4938 | 72 | 547110.1443 | 27590.8151
t1715 | 1990018.1025 | 97552.7427 | 72 | 547110.1443 | 27590.8151
t1716 | 2018260.7175 | 97552.7427 | 72 | 547110.1443 | 27590.8151
t1717 | 1905290.2575 | 97552.7427 | 72 | 547110.1443 | 27590.8151
t1718 | 1646761.7049 | 84315.8255 | 72 | 547110.1443 | 27590.8151
t1719 | 1238330.0419 | 63403.721 | 72 | 547110.1443 | 27590.8151
t1720 | 688685.304 | 35261.3676 | 72 | 547110.1443 | 27590.8151
t1721 | 136868.0573 | 7007.7797 | 72 | 547110.1443 | 27590.8151
t1722 | 0 | 0 | 72 | 547110.1443 | 27590.8151
t1723 | 0 | 0 | 72 | 547110.1443 | 27590.8151
t1724 | 0 | 0 | 72 | 547110.1443 | 27590.8151
t1725 | 0 | 0 | 72 | 547110.1443 | 27590.8151
t1726 | 0 | 0 | 72 | 547110.1443 | 27590.8151
t1727 | 0 | 0 | 72 | 547110.1443 | 27590.8151
t1728 | 0 | 0 | 72 | 547110.1443 | 27590.8151
t1729 | 0 | 0 | 73 | 208651.3704 | 10683.1562
t1730 | 0 | 0 | 73 | 208651.3704 | 10683.1562
t1731 | 0 | 0 | 73 | 208651.3704 | 10683.1562
t1732 | 0 | 0 | 73 | 208651.3704 | 10683.1562
t1733 | 0 | 0 | 73 | 208651.3704 | 10683.1562
t1734 | 0 | 0 | 73 | 208651.3704 | 10683.1562
t1735 | 36932.6504 | 1890.9882 | 73 | 208651.3704 | 10683.1562
t1736 | 191180.7784 | 9788.6446 | 73 | 208651.3704 | 10683.1562
t1737 | 647407.636 | 33147.9103 | 73 | 208651.3704 | 10683.1562
t1738 | 1125359.582 | 57619.5219 | 73 | 208651.3704 | 10683.1562
t1739 | 984146.507 | 50389.273 | 73 | 208651.3704 | 10683.1562
t1740 | 630027.5652 | 32258.0335 | 73 | 208651.3704 | 10683.1562
t1741 | 427984.2426 | 21913.2159 | 73 | 208651.3704 | 10683.1562
t1742 | 306323.7472 | 15684.0784 | 73 | 208651.3704 | 10683.1562
t1743 | 304151.2384 | 15572.8438 | 73 | 208651.3704 | 10683.1562
t1744 | 304151.2384 | 15572.8438 | 73 | 208651.3704 | 10683.1562
t1745 | 49967.7034 | 2558.3958 | 73 | 208651.3704 | 10683.1562
t1746 | 0 | 0 | 73 | 208651.3704 | 10683.1562
t1747 | 0 | 0 | 73 | 208651.3704 | 10683.1562
t1748 | 0 | 0 | 73 | 208651.3704 | 10683.1562
t1749 | 0 | 0 | 73 | 208651.3704 | 10683.1562
t1750 | 0 | 0 | 73 | 208651.3704 | 10683.1562
t1751 | 0 | 0 | 73 | 208651.3704 | 10683.1562
t1752 | 0 | 0 | 73 | 208651.3704 | 10683.1562
t1753 | 0 | 0 | 74 | 565848.033 | 28656.8134
t1754 | 0 | 0 | 74 | 565848.033 | 28656.8134
t1755 | 0 | 0 | 74 | 565848.033 | 28656.8134
t1756 | 0 | 0 | 74 | 565848.033 | 28656.8134
t1757 | 0 | 0 | 74 | 565848.033 | 28656.8134
t1758 | 2172.5088 | 111.2346 | 74 | 565848.033 | 28656.8134
t1759 | 323703.818 | 16573.9551 | 74 | 565848.033 | 28656.8134
t1760 | 914626.224 | 46829.7659 | 74 | 565848.033 | 28656.8134
t1761 | 1431683.3292 | 73303.6002 | 74 | 565848.033 | 28656.8134
t1762 | 1779284.7445 | 91101.136 | 74 | 565848.033 | 28656.8134
t1763 | 1966120.5052 | 97552.7427 | 74 | 565848.033 | 28656.8134
t1764 | 1992190.6113 | 97552.7427 | 74 | 565848.033 | 28656.8134
t1765 | 1835769.9744 | 93993.2355 | 74 | 565848.033 | 28656.8134
t1766 | 1542481.2803 | 78976.5648 | 74 | 565848.033 | 28656.8134
t1767 | 1134049.6173 | 58064.4603 | 74 | 565848.033 | 28656.8134
t1768 | 584404.8794 | 29922.1069 | 74 | 565848.033 | 28656.8134
t1769 | 73865.3007 | 3781.9763 | 74 | 565848.033 | 28656.8134
t1770 | 0 | 0 | 74 | 565848.033 | 28656.8134
t1771 | 0 | 0 | 74 | 565848.033 | 28656.8134
t1772 | 0 | 0 | 74 | 565848.033 | 28656.8134
t1773 | 0 | 0 | 74 | 565848.033 | 28656.8134
t1774 | 0 | 0 | 74 | 565848.033 | 28656.8134
t1775 | 0 | 0 | 74 | 565848.033 | 28656.8134
t1776 | 0 | 0 | 74 | 565848.033 | 28656.8134
t1777 | 0 | 0 | 75 | 148364.2499 | 7596.3961
t1778 | 0 | 0 | 75 | 148364.2499 | 7596.3961
t1779 | 0 | 0 | 75 | 148364.2499 | 7596.3961
t1780 | 0 | 0 | 75 | 148364.2499 | 7596.3961
t1781 | 0 | 0 | 75 | 148364.2499 | 7596.3961
t1782 | 0 | 0 | 75 | 148364.2499 | 7596.3961
t1783 | 30415.1238 | 1557.2844 | 75 | 148364.2499 | 7596.3961
t1784 | 162938.1634 | 8342.5949 | 75 | 148364.2499 | 7596.3961
t1785 | 286771.1676 | 14682.967 | 75 | 148364.2499 | 7596.3961
t1786 | 458399.3664 | 23470.5002 | 75 | 148364.2499 | 7596.3961
t1787 | 569197.3175 | 29143.4647 | 75 | 148364.2499 | 7596.3961
t1788 | 603957.459 | 30923.2183 | 75 | 148364.2499 | 7596.3961
t1789 | 660442.689 | 33815.3179 | 75 | 148364.2499 | 7596.3961
t1790 | 456226.8576 | 23359.2656 | 75 | 148364.2499 | 7596.3961
t1791 | 225940.9199 | 11568.3982 | 75 | 148364.2499 | 7596.3961
t1792 | 93417.8804 | 4783.0877 | 75 | 148364.2499 | 7596.3961
t1793 | 13035.0531 | 667.4076 | 75 | 148364.2499 | 7596.3961
t1794 | 0 | 0 | 75 | 148364.2499 | 7596.3961
t1795 | 0 | 0 | 75 | 148364.2499 | 7596.3961
t1796 | 0 | 0 | 75 | 148364.2499 | 7596.3961
t1797 | 0 | 0 | 75 | 148364.2499 | 7596.3961
t1798 | 0 | 0 | 75 | 148364.2499 | 7596.3961
t1799 | 0 | 0 | 75 | 148364.2499 | 7596.3961
t1800 | 0 | 0 | 75 | 148364.2499 | 7596.3961
t1801 | 0 | 0 | 76 | 209103.9764 | 10706.3301
t1802 | 0 | 0 | 76 | 209103.9764 | 10706.3301
t1803 | 0 | 0 | 76 | 209103.9764 | 10706.3301
t1804 | 0 | 0 | 76 | 209103.9764 | 10706.3301
t1805 | 0 | 0 | 76 | 209103.9764 | 10706.3301
t1806 | 0 | 0 | 76 | 209103.9764 | 10706.3301
t1807 | 49967.7034 | 2558.3958 | 76 | 209103.9764 | 10706.3301
t1808 | 230285.9376 | 11790.8674 | 76 | 209103.9764 | 10706.3301
t1809 | 582232.3706 | 29810.8723 | 76 | 209103.9764 | 10706.3301
t1810 | 884211.1001 | 45272.4815 | 76 | 209103.9764 | 10706.3301
t1811 | 727790.4632 | 37263.5904 | 76 | 209103.9764 | 10706.3301
t1812 | 653925.1625 | 33481.6141 | 76 | 209103.9764 | 10706.3301
t1813 | 603957.459 | 30923.2183 | 76 | 209103.9764 | 10706.3301
t1814 | 645235.1271 | 33036.6757 | 76 | 209103.9764 | 10706.3301
t1815 | 412776.6806 | 21134.5737 | 76 | 209103.9764 | 10706.3301
t1816 | 189008.2696 | 9677.41 | 76 | 209103.9764 | 10706.3301
t1817 | 39105.1592 | 2002.2228 | 76 | 209103.9764 | 10706.3301
t1818 | 0 | 0 | 76 | 209103.9764 | 10706.3301
t1819 | 0 | 0 | 76 | 209103.9764 | 10706.3301
t1820 | 0 | 0 | 76 | 209103.9764 | 10706.3301
t1821 | 0 | 0 | 76 | 209103.9764 | 10706.3301
t1822 | 0 | 0 | 76 | 209103.9764 | 10706.3301
t1823 | 0 | 0 | 76 | 209103.9764 | 10706.3301
t1824 | 0 | 0 | 76 | 209103.9764 | 10706.3301
t1825 | 0 | 0 | 77 | 191180.7784 | 9788.6446
t1826 | 0 | 0 | 77 | 191180.7784 | 9788.6446
t1827 | 0 | 0 | 77 | 191180.7784 | 9788.6446
t1828 | 0 | 0 | 77 | 191180.7784 | 9788.6446
t1829 | 0 | 0 | 77 | 191180.7784 | 9788.6446
t1830 | 0 | 0 | 77 | 191180.7784 | 9788.6446
t1831 | 78210.3184 | 4004.4455 | 77 | 191180.7784 | 9788.6446
t1832 | 202043.3226 | 10344.8176 | 77 | 191180.7784 | 9788.6446
t1833 | 364981.486 | 18687.4125 | 77 | 191180.7784 | 9788.6446
t1834 | 551817.2468 | 28253.588 | 77 | 191180.7784 | 9788.6446
t1835 | 734307.9898 | 37597.2942 | 77 | 191180.7784 | 9788.6446
t1836 | 725617.9544 | 37152.3558 | 77 | 191180.7784 | 9788.6446
t1837 | 688685.304 | 35261.3676 | 77 | 191180.7784 | 9788.6446
t1838 | 582232.3706 | 29810.8723 | 77 | 191180.7784 | 9788.6446
t1839 | 384534.0657 | 19688.5239 | 77 | 191180.7784 | 9788.6446
t1840 | 206388.3403 | 10567.2868 | 77 | 191180.7784 | 9788.6446
t1841 | 69520.2831 | 3559.5071 | 77 | 191180.7784 | 9788.6446
t1842 | 0 | 0 | 77 | 191180.7784 | 9788.6446
t1843 | 0 | 0 | 77 | 191180.7784 | 9788.6446
t1844 | 0 | 0 | 77 | 191180.7784 | 9788.6446
t1845 | 0 | 0 | 77 | 191180.7784 | 9788.6446
t1846 | 0 | 0 | 77 | 191180.7784 | 9788.6446
t1847 | 0 | 0 | 77 | 191180.7784 | 9788.6446
t1848 | 0 | 0 | 77 | 191180.7784 | 9788.6446
t1849 | 0 | 0 | 78 | 154429.1704 | 7906.926
t1850 | 0 | 0 | 78 | 154429.1704 | 7906.926
t1851 | 0 | 0 | 78 | 154429.1704 | 7906.926
t1852 | 0 | 0 | 78 | 154429.1704 | 7906.926
t1853 | 0 | 0 | 78 | 154429.1704 | 7906.926
t1854 | 0 | 0 | 78 | 154429.1704 | 7906.926
t1855 | 36932.6504 | 1890.9882 | 78 | 154429.1704 | 7906.926
t1856 | 130350.5307 | 6674.0759 | 78 | 154429.1704 | 7906.926
t1857 | 288943.6765 | 14794.2016 | 78 | 154429.1704 | 7906.926
t1858 | 486641.9814 | 24916.55 | 78 | 154429.1704 | 7906.926
t1859 | 653925.1625 | 33481.6141 | 78 | 154429.1704 | 7906.926
t1860 | 495332.0168 | 25361.4884 | 78 | 154429.1704 | 7906.926
t1861 | 360636.4684 | 18464.9433 | 78 | 154429.1704 | 7906.926
t1862 | 464916.8929 | 23804.204 | 78 | 154429.1704 | 7906.926
t1863 | 425811.7337 | 21801.9813 | 78 | 154429.1704 | 7906.926
t1864 | 288943.6765 | 14794.2016 | 78 | 154429.1704 | 7906.926
t1865 | 73865.3007 | 3781.9763 | 78 | 154429.1704 | 7906.926
t1866 | 0 | 0 | 78 | 154429.1704 | 7906.926
t1867 | 0 | 0 | 78 | 154429.1704 | 7906.926
t1868 | 0 | 0 | 78 | 154429.1704 | 7906.926
t1869 | 0 | 0 | 78 | 154429.1704 | 7906.926
t1870 | 0 | 0 | 78 | 154429.1704 | 7906.926
t1871 | 0 | 0 | 78 | 154429.1704 | 7906.926
t1872 | 0 | 0 | 78 | 154429.1704 | 7906.926
t1873 | 0 | 0 | 79 | 505470.3914 | 25639.5749
t1874 | 0 | 0 | 79 | 505470.3914 | 25639.5749
t1875 | 0 | 0 | 79 | 505470.3914 | 25639.5749
t1876 | 0 | 0 | 79 | 505470.3914 | 25639.5749
t1877 | 0 | 0 | 79 | 505470.3914 | 25639.5749
t1878 | 6517.5265 | 333.7038 | 79 | 505470.3914 | 25639.5749
t1879 | 106452.9334 | 5450.4953 | 79 | 505470.3914 | 25639.5749
t1880 | 247666.0084 | 12680.7442 | 79 | 505470.3914 | 25639.5749
t1881 | 632200.074 | 32369.2681 | 79 | 505470.3914 | 25639.5749
t1882 | 1359990.5373 | 69632.8585 | 79 | 505470.3914 | 25639.5749
t1883 | 1913980.2929 | 97552.7427 | 79 | 505470.3914 | 25639.5749
t1884 | 2007398.1732 | 97552.7427 | 79 | 505470.3914 | 25639.5749
t1885 | 1907462.7663 | 97552.7427 | 79 | 505470.3914 | 25639.5749
t1886 | 1664141.7756 | 85205.7023 | 79 | 505470.3914 | 25639.5749
t1887 | 1292642.7631 | 66184.586 | 79 | 505470.3914 | 25639.5749
t1888 | 773413.149 | 39599.517 | 79 | 505470.3914 | 25639.5749
t1889 | 219423.3934 | 11234.6944 | 79 | 505470.3914 | 25639.5749
t1890 | 0 | 0 | 79 | 505470.3914 | 25639.5749
t1891 | 0 | 0 | 79 | 505470.3914 | 25639.5749
t1892 | 0 | 0 | 79 | 505470.3914 | 25639.5749
t1893 | 0 | 0 | 79 | 505470.3914 | 25639.5749
t1894 | 0 | 0 | 79 | 505470.3914 | 25639.5749
t1895 | 0 | 0 | 79 | 505470.3914 | 25639.5749
t1896 | 0 | 0 | 79 | 505470.3914 | 25639.5749
t1897 | 0 | 0 | 80 | 116862.8716 | 5983.4944
t1898 | 0 | 0 | 80 | 116862.8716 | 5983.4944
t1899 | 0 | 0 | 80 | 116862.8716 | 5983.4944
t1900 | 0 | 0 | 80 | 116862.8716 | 5983.4944
t1901 | 0 | 0 | 80 | 116862.8716 | 5983.4944
t1902 | 0 | 0 | 80 | 116862.8716 | 5983.4944
t1903 | 47795.1946 | 2447.1612 | 80 | 116862.8716 | 5983.4944
t1904 | 160765.6546 | 8231.3603 | 80 | 116862.8716 | 5983.4944
t1905 | 284598.6588 | 14571.7324 | 80 | 116862.8716 | 5983.4944
t1906 | 417121.6983 | 21357.0429 | 80 | 116862.8716 | 5983.4944
t1907 | 460571.8752 | 23581.7348 | 80 | 116862.8716 | 5983.4944
t1908 | 421466.716 | 21579.5121 | 80 | 116862.8716 | 5983.4944
t1909 | 304151.2384 | 15572.8438 | 80 | 116862.8716 | 5983.4944
t1910 | 241148.4818 | 12347.0404 | 80 | 116862.8716 | 5983.4944
t1911 | 247666.0084 | 12680.7442 | 80 | 116862.8716 | 5983.4944
t1912 | 171628.1988 | 8787.5333 | 80 | 116862.8716 | 5983.4944
t1913 | 47795.1946 | 2447.1612 | 80 | 116862.8716 | 5983.4944
t1914 | 0 | 0 | 80 | 116862.8716 | 5983.4944
t1915 | 0 | 0 | 80 | 116862.8716 | 5983.4944
t1916 | 0 | 0 | 80 | 116862.8716 | 5983.4944
t1917 | 0 | 0 | 80 | 116862.8716 | 5983.4944
t1918 | 0 | 0 | 80 | 116862.8716 | 5983.4944
t1919 | 0 | 0 | 80 | 116862.8716 | 5983.4944
t1920 | 0 | 0 | 80 | 116862.8716 | 5983.4944
t1921 | 0 | 0 | 81 | 369326.5037 | 18909.8817
t1922 | 0 | 0 | 81 | 369326.5037 | 18909.8817
t1923 | 0 | 0 | 81 | 369326.5037 | 18909.8817
t1924 | 0 | 0 | 81 | 369326.5037 | 18909.8817
t1925 | 0 | 0 | 81 | 369326.5037 | 18909.8817
t1926 | 0 | 0 | 81 | 369326.5037 | 18909.8817
t1927 | 112970.46 | 5784.1991 | 81 | 369326.5037 | 18909.8817
t1928 | 369326.5037 | 18909.8817 | 81 | 369326.5037 | 18909.8817
t1929 | 925488.7682 | 47385.9389 | 81 | 369326.5037 | 18909.8817
t1930 | 1698901.9172 | 86985.4558 | 81 | 369326.5037 | 18909.8817
t1931 | 1820562.4125 | 93214.5933 | 81 | 369326.5037 | 18909.8817
t1932 | 1579413.9307 | 80867.5529 | 81 | 369326.5037 | 18909.8817
t1933 | 1144912.1616 | 58620.6333 | 81 | 369326.5037 | 18909.8817
t1934 | 551817.2468 | 28253.588 | 81 | 369326.5037 | 18909.8817
t1935 | 382361.5568 | 19577.2893 | 81 | 369326.5037 | 18909.8817
t1936 | 230285.9376 | 11790.8674 | 81 | 369326.5037 | 18909.8817
t1937 | 47795.1946 | 2447.1612 | 81 | 369326.5037 | 18909.8817
t1938 | 0 | 0 | 81 | 369326.5037 | 18909.8817
t1939 | 0 | 0 | 81 | 369326.5037 | 18909.8817
t1940 | 0 | 0 | 81 | 369326.5037 | 18909.8817
t1941 | 0 | 0 | 81 | 369326.5037 | 18909.8817
t1942 | 0 | 0 | 81 | 369326.5037 | 18909.8817
t1943 | 0 | 0 | 81 | 369326.5037 | 18909.8817
t1944 | 0 | 0 | 81 | 369326.5037 | 18909.8817
t1945 | 0 | 0 | 82 | 228294.4712 | 11688.9024
t1946 | 0 | 0 | 82 | 228294.4712 | 11688.9024
t1947 | 0 | 0 | 82 | 228294.4712 | 11688.9024
t1948 | 0 | 0 | 82 | 228294.4712 | 11688.9024
t1949 | 0 | 0 | 82 | 228294.4712 | 11688.9024
t1950 | 6517.5265 | 333.7038 | 82 | 228294.4712 | 11688.9024
t1951 | 97762.898 | 5005.5569 | 82 | 228294.4712 | 11688.9024
t1952 | 191180.7784 | 9788.6446 | 82 | 228294.4712 | 11688.9024
t1953 | 336738.8711 | 17241.3627 | 82 | 228294.4712 | 11688.9024
t1954 | 460571.8752 | 23581.7348 | 82 | 228294.4712 | 11688.9024
t1955 | 560507.2821 | 28698.5263 | 82 | 228294.4712 | 11688.9024
t1956 | 753860.5694 | 38598.4056 | 82 | 228294.4712 | 11688.9024
t1957 | 988491.5247 | 50611.7422 | 82 | 228294.4712 | 11688.9024
t1958 | 945041.3478 | 48387.0502 | 82 | 228294.4712 | 11688.9024
t1959 | 658270.1802 | 33704.0833 | 82 | 228294.4712 | 11688.9024
t1960 | 364981.486 | 18687.4125 | 82 | 228294.4712 | 11688.9024
t1961 | 115142.9688 | 5895.4337 | 82 | 228294.4712 | 11688.9024
t1962 | 0 | 0 | 82 | 228294.4712 | 11688.9024
t1963 | 0 | 0 | 82 | 228294.4712 | 11688.9024
t1964 | 0 | 0 | 82 | 228294.4712 | 11688.9024
t1965 | 0 | 0 | 82 | 228294.4712 | 11688.9024
t1966 | 0 | 0 | 82 | 228294.4712 | 11688.9024
t1967 | 0 | 0 | 82 | 228294.4712 | 11688.9024
t1968 | 0 | 0 | 82 | 228294.4712 | 11688.9024
t1969 | 0 | 0 | 83 | 398202.7671 | 20388.3749
t1970 | 0 | 0 | 83 | 398202.7671 | 20388.3749
t1971 | 0 | 0 | 83 | 398202.7671 | 20388.3749
t1972 | 0 | 0 | 83 | 398202.7671 | 20388.3749
t1973 | 0 | 0 | 83 | 398202.7671 | 20388.3749
t1974 | 2172.5088 | 111.2346 | 83 | 398202.7671 | 20388.3749
t1975 | 69520.2831 | 3559.5071 | 83 | 398202.7671 | 20388.3749
t1976 | 202043.3226 | 10344.8176 | 83 | 398202.7671 | 20388.3749
t1977 | 380189.048 | 19466.0547 | 83 | 398202.7671 | 20388.3749
t1978 | 677822.7598 | 34705.1947 | 83 | 398202.7671 | 20388.3749
t1979 | 1244847.5685 | 63737.4248 | 83 | 398202.7671 | 20388.3749
t1980 | 1659796.758 | 84983.2331 | 83 | 398202.7671 | 20388.3749
t1981 | 1774939.7268 | 90878.6668 | 83 | 398202.7671 | 20388.3749
t1982 | 1546826.298 | 79199.0339 | 83 | 398202.7671 | 20388.3749
t1983 | 1155774.7058 | 59176.8063 | 83 | 398202.7671 | 20388.3749
t1984 | 664787.7067 | 34037.7871 | 83 | 398202.7671 | 20388.3749
t1985 | 178145.7253 | 9121.2371 | 83 | 398202.7671 | 20388.3749
t1986 | 0 | 0 | 83 | 398202.7671 | 20388.3749
t1987 | 0 | 0 | 83 | 398202.7671 | 20388.3749
t1988 | 0 | 0 | 83 | 398202.7671 | 20388.3749
t1989 | 0 | 0 | 83 | 398202.7671 | 20388.3749
t1990 | 0 | 0 | 83 | 398202.7671 | 20388.3749
t1991 | 0 | 0 | 83 | 398202.7671 | 20388.3749
t1992 | 0 | 0 | 83 | 398202.7671 | 20388.3749
t1993 | 0 | 0 | 84 | 410061.0446 | 20995.5304
t1994 | 0 | 0 | 84 | 410061.0446 | 20995.5304
t1995 | 0 | 0 | 84 | 410061.0446 | 20995.5304
t1996 | 0 | 0 | 84 | 410061.0446 | 20995.5304
t1997 | 0 | 0 | 84 | 410061.0446 | 20995.5304
t1998 | 39105.1592 | 2002.2228 | 84 | 410061.0446 | 20995.5304
t1999 | 382361.5568 | 19577.2893 | 84 | 410061.0446 | 20995.5304
t2000 | 829898.379 | 42491.6165 | 84 | 410061.0446 | 20995.5304
t2001 | 1320885.3781 | 67630.6357 | 84 | 410061.0446 | 20995.5304
t2002 | 1507721.1388 | 77196.8112 | 84 | 410061.0446 | 20995.5304
t2003 | 1505548.6299 | 77085.5766 | 84 | 410061.0446 | 20995.5304
t2004 | 1407785.7319 | 72080.0197 | 84 | 410061.0446 | 20995.5304
t2005 | 1240502.5508 | 63514.9556 | 84 | 410061.0446 | 20995.5304
t2006 | 886383.609 | 45383.7161 | 84 | 410061.0446 | 20995.5304
t2007 | 482296.9637 | 24694.0808 | 84 | 410061.0446 | 20995.5304
t2008 | 193353.2872 | 9899.8792 | 84 | 410061.0446 | 20995.5304
t2009 | 45622.6858 | 2335.9266 | 84 | 410061.0446 | 20995.5304
t2010 | 0 | 0 | 84 | 410061.0446 | 20995.5304
t2011 | 0 | 0 | 84 | 410061.0446 | 20995.5304
t2012 | 0 | 0 | 84 | 410061.0446 | 20995.5304
t2013 | 0 | 0 | 84 | 410061.0446 | 20995.5304
t2014 | 0 | 0 | 84 | 410061.0446 | 20995.5304
t2015 | 0 | 0 | 84 | 410061.0446 | 20995.5304
t2016 | 0 | 0 | 84 | 410061.0446 | 20995.5304
t2017 | 0 | 0 | 85 | 372042.1398 | 19048.9249
t2018 | 0 | 0 | 85 | 372042.1398 | 19048.9249
t2019 | 0 | 0 | 85 | 372042.1398 | 19048.9249
t2020 | 0 | 0 | 85 | 372042.1398 | 19048.9249
t2021 | 0 | 0 | 85 | 372042.1398 | 19048.9249
t2022 | 13035.0531 | 667.4076 | 85 | 372042.1398 | 19048.9249
t2023 | 141213.075 | 7230.2489 | 85 | 372042.1398 | 19048.9249
t2024 | 384534.0657 | 19688.5239 | 85 | 372042.1398 | 19048.9249
t2025 | 923316.2593 | 47274.7043 | 85 | 372042.1398 | 19048.9249
t2026 | 892901.1355 | 45717.4199 | 85 | 372042.1398 | 19048.9249
t2027 | 1381715.6257 | 70745.2045 | 85 | 372042.1398 | 19048.9249
t2028 | 1355645.5196 | 69410.3893 | 85 | 372042.1398 | 19048.9249
t2029 | 1277435.2011 | 65405.9438 | 85 | 372042.1398 | 19048.9249
t2030 | 1079736.8962 | 55283.5953 | 85 | 372042.1398 | 19048.9249
t2031 | 808173.2905 | 41379.2705 | 85 | 372042.1398 | 19048.9249
t2032 | 486641.9814 | 24916.55 | 85 | 372042.1398 | 19048.9249
t2033 | 182490.743 | 9343.7063 | 85 | 372042.1398 | 19048.9249
t2034 | 2172.5088 | 111.2346 | 85 | 372042.1398 | 19048.9249
t2035 | 0 | 0 | 85 | 372042.1398 | 19048.9249
t2036 | 0 | 0 | 85 | 372042.1398 | 19048.9249
t2037 | 0 | 0 | 85 | 372042.1398 | 19048.9249
t2038 | 0 | 0 | 85 | 372042.1398 | 19048.9249
t2039 | 0 | 0 | 85 | 372042.1398 | 19048.9249
t2040 | 0 | 0 | 85 | 372042.1398 | 19048.9249
t2041 | 0 | 0 | 86 | 571188.784 | 28925.6303
t2042 | 0 | 0 | 86 | 571188.784 | 28925.6303
t2043 | 0 | 0 | 86 | 571188.784 | 28925.6303
t2044 | 0 | 0 | 86 | 571188.784 | 28925.6303
t2045 | 0 | 0 | 86 | 571188.784 | 28925.6303
t2046 | 26070.1061 | 1334.8152 | 86 | 571188.784 | 28925.6303
t2047 | 217250.8845 | 11123.4598 | 86 | 571188.784 | 28925.6303
t2048 | 679995.2686 | 34816.4292 | 86 | 571188.784 | 28925.6303
t2049 | 1197052.3739 | 61290.2636 | 86 | 571188.784 | 28925.6303
t2050 | 1622864.1076 | 83092.2449 | 86 | 571188.784 | 28925.6303
t2051 | 1924842.8371 | 97552.7427 | 86 | 571188.784 | 28925.6303
t2052 | 2035640.7882 | 97552.7427 | 86 | 571188.784 | 28925.6303
t2053 | 1846632.5187 | 94549.4085 | 86 | 571188.784 | 28925.6303
t2054 | 1685866.8641 | 86318.0482 | 86 | 571188.784 | 28925.6303
t2055 | 1344782.9754 | 68854.2163 | 86 | 571188.784 | 28925.6303
t2056 | 836415.9055 | 42825.3203 | 86 | 571188.784 | 28925.6303
t2057 | 288943.6765 | 14794.2016 | 86 | 571188.784 | 28925.6303
t2058 | 2172.5088 | 111.2346 | 86 | 571188.784 | 28925.6303
t2059 | 0 | 0 | 86 | 571188.784 | 28925.6303
t2060 | 0 | 0 | 86 | 571188.784 | 28925.6303
t2061 | 0 | 0 | 86 | 571188.784 | 28925.6303
t2062 | 0 | 0 | 86 | 571188.784 | 28925.6303
t2063 | 0 | 0 | 86 | 571188.784 | 28925.6303
t2064 | 0 | 0 | 86 | 571188.784 | 28925.6303
t2065 | 0 | 0 | 87 | 197336.2201 | 10103.8093
t2066 | 0 | 0 | 87 | 197336.2201 | 10103.8093
t2067 | 0 | 0 | 87 | 197336.2201 | 10103.8093
t2068 | 0 | 0 | 87 | 197336.2201 | 10103.8093
t2069 | 0 | 0 | 87 | 197336.2201 | 10103.8093
t2070 | 26070.1061 | 1334.8152 | 87 | 197336.2201 | 10103.8093
t2071 | 162938.1634 | 8342.5949 | 87 | 197336.2201 | 10103.8093
t2072 | 354118.9418 | 18131.2395 | 87 | 197336.2201 | 10103.8093
t2073 | 551817.2468 | 28253.588 | 87 | 197336.2201 | 10103.8093
t2074 | 701720.3571 | 35928.7752 | 87 | 197336.2201 | 10103.8093
t2075 | 832070.8878 | 42602.8511 | 87 | 197336.2201 | 10103.8093
t2076 | 714755.4102 | 36596.1828 | 87 | 197336.2201 | 10103.8093
t2077 | 501849.5433 | 25695.1922 | 87 | 197336.2201 | 10103.8093
t2078 | 378016.5391 | 19354.8201 | 87 | 197336.2201 | 10103.8093
t2079 | 273736.1145 | 14015.5594 | 87 | 197336.2201 | 10103.8093
t2080 | 165110.6723 | 8453.8295 | 87 | 197336.2201 | 10103.8093
t2081 | 73865.3007 | 3781.9763 | 87 | 197336.2201 | 10103.8093
t2082 | 0 | 0 | 87 | 197336.2201 | 10103.8093
t2083 | 0 | 0 | 87 | 197336.2201 | 10103.8093
t2084 | 0 | 0 | 87 | 197336.2201 | 10103.8093
t2085 | 0 | 0 | 87 | 197336.2201 | 10103.8093
t2086 | 0 | 0 | 87 | 197336.2201 | 10103.8093
t2087 | 0 | 0 | 87 | 197336.2201 | 10103.8093
t2088 | 0 | 0 | 87 | 197336.2201 | 10103.8093
t2089 | 0 | 0 | 88 | 242777.8635 | 12430.4664
t2090 | 0 | 0 | 88 | 242777.8635 | 12430.4664
t2091 | 0 | 0 | 88 | 242777.8635 | 12430.4664
t2092 | 0 | 0 | 88 | 242777.8635 | 12430.4664
t2093 | 0 | 0 | 88 | 242777.8635 | 12430.4664
t2094 | 10862.5442 | 556.173 | 88 | 242777.8635 | 12430.4664
t2095 | 102107.9157 | 5228.0261 | 88 | 242777.8635 | 12430.4664
t2096 | 228113.4288 | 11679.6328 | 88 | 242777.8635 | 12430.4664
t2097 | 362808.9772 | 18576.1779 | 88 | 242777.8635 | 12430.4664
t2098 | 497504.5256 | 25472.723 | 88 | 242777.8635 | 12430.4664
t2099 | 630027.5652 | 32258.0335 | 88 | 242777.8635 | 12430.4664
t2100 | 708237.8836 | 36262.479 | 88 | 242777.8635 | 12430.4664
t2101 | 921143.7505 | 47163.4697 | 88 | 242777.8635 | 12430.4664
t2102 | 951558.8743 | 48720.754 | 88 | 242777.8635 | 12430.4664
t2103 | 773413.149 | 39599.517 | 88 | 242777.8635 | 12430.4664
t2104 | 456226.8576 | 23359.2656 | 88 | 242777.8635 | 12430.4664
t2105 | 178145.7253 | 9121.2371 | 88 | 242777.8635 | 12430.4664
t2106 | 6517.5265 | 333.7038 | 88 | 242777.8635 | 12430.4664
t2107 | 0 | 0 | 88 | 242777.8635 | 12430.4664
t2108 | 0 | 0 | 88 | 242777.8635 | 12430.4664
t2109 | 0 | 0 | 88 | 242777.8635 | 12430.4664
t2110 | 0 | 0 | 88 | 242777.8635 | 12430.4664
t2111 | 0 | 0 | 88 | 242777.8635 | 12430.4664
t2112 | 0 | 0 | 88 | 242777.8635 | 12430.4664
t2113 | 0 | 0 | 89 | 329768.7385 | 16884.4851
t2114 | 0 | 0 | 89 | 329768.7385 | 16884.4851
t2115 | 0 | 0 | 89 | 329768.7385 | 16884.4851
t2116 | 0 | 0 | 89 | 329768.7385 | 16884.4851
t2117 | 0 | 0 | 89 | 329768.7385 | 16884.4851
t2118 | 10862.5442 | 556.173 | 89 | 329768.7385 | 16884.4851
t2119 | 84727.845 | 4338.1493 | 89 | 329768.7385 | 16884.4851
t2120 | 208560.8492 | 10678.5214 | 89 | 329768.7385 | 16884.4851
t2121 | 406259.1541 | 20800.8699 | 89 | 329768.7385 | 16884.4851
t2122 | 725617.9544 | 37152.3558 | 89 | 329768.7385 | 16884.4851
t2123 | 988491.5247 | 50611.7422 | 89 | 329768.7385 | 16884.4851
t2124 | 1155774.7058 | 59176.8063 | 89 | 329768.7385 | 16884.4851
t2125 | 1275262.6923 | 65294.7092 | 89 | 329768.7385 | 16884.4851
t2126 | 1210087.4269 | 61957.6712 | 89 | 329768.7385 | 16884.4851
t2127 | 990664.0335 | 50722.9768 | 89 | 329768.7385 | 16884.4851
t2128 | 627855.0563 | 32146.7989 | 89 | 329768.7385 | 16884.4851
t2129 | 221595.9022 | 11345.929 | 89 | 329768.7385 | 16884.4851
t2130 | 8690.0354 | 444.9384 | 89 | 329768.7385 | 16884.4851
t2131 | 0 | 0 | 89 | 329768.7385 | 16884.4851
t2132 | 0 | 0 | 89 | 329768.7385 | 16884.4851
t2133 | 0 | 0 | 89 | 329768.7385 | 16884.4851
t2134 | 0 | 0 | 89 | 329768.7385 | 16884.4851
t2135 | 0 | 0 | 89 | 329768.7385 | 16884.4851
t2136 | 0 | 0 | 89 | 329768.7385 | 16884.4851
t2137 | 0 | 0 | 90 | 557339.0401 | 28536.3092
t2138 | 0 | 0 | 90 | 557339.0401 | 28536.3092
t2139 | 0 | 0 | 90 | 557339.0401 | 28536.3092
t2140 | 0 | 0 | 90 | 557339.0401 | 28536.3092
t2141 | 0 | 0 | 90 | 557339.0401 | 28536.3092
t2142 | 60830.2477 | 3114.5688 | 90 | 557339.0401 | 28536.3092
t2143 | 351946.433 | 18020.0049 | 90 | 557339.0401 | 28536.3092
t2144 | 773413.149 | 39599.517 | 90 | 557339.0401 | 28536.3092
t2145 | 1316540.3604 | 67408.1665 | 90 | 557339.0401 | 28536.3092
t2146 | 1664141.7756 | 85205.7023 | 90 | 557339.0401 | 28536.3092
t2147 | 1840114.9921 | 94215.7047 | 90 | 557339.0401 | 28536.3092
t2148 | 1879220.1513 | 96217.9275 | 90 | 557339.0401 | 28536.3092
t2149 | 1803182.3418 | 92324.7165 | 90 | 557339.0401 | 28536.3092
t2150 | 1559861.3511 | 79866.4415 | 90 | 557339.0401 | 28536.3092
t2151 | 1173154.7766 | 60066.6831 | 90 | 557339.0401 | 28536.3092
t2152 | 697375.3394 | 35706.306 | 90 | 557339.0401 | 28536.3092
t2153 | 245493.4995 | 12569.5096 | 90 | 557339.0401 | 28536.3092
t2154 | 10862.5442 | 556.173 | 90 | 557339.0401 | 28536.3092
t2155 | 0 | 0 | 90 | 557339.0401 | 28536.3092
t2156 | 0 | 0 | 90 | 557339.0401 | 28536.3092
t2157 | 0 | 0 | 90 | 557339.0401 | 28536.3092
t2158 | 0 | 0 | 90 | 557339.0401 | 28536.3092
t2159 | 0 | 0 | 90 | 557339.0401 | 28536.3092
t2160 | 0 | 0 | 90 | 557339.0401 | 28536.3092
t2161 | 0 | 0 | 91 | 191452.342 | 9802.549
t2162 | 0 | 0 | 91 | 191452.342 | 9802.549
t2163 | 0 | 0 | 91 | 191452.342 | 9802.549
t2164 | 0 | 0 | 91 | 191452.342 | 9802.549
t2165 | 0 | 0 | 91 | 191452.342 | 9802.549
t2166 | 8690.0354 | 444.9384 | 91 | 191452.342 | 9802.549
t2167 | 73865.3007 | 3781.9763 | 91 | 191452.342 | 9802.549
t2168 | 193353.2872 | 9899.8792 | 91 | 191452.342 | 9802.549
t2169 | 360636.4684 | 18464.9433 | 91 | 191452.342 | 9802.549
t2170 | 495332.0168 | 25361.4884 | 91 | 191452.342 | 9802.549
t2171 | 666960.2156 | 34149.0217 | 91 | 191452.342 | 9802.549
t2172 | 773413.149 | 39599.517 | 91 | 191452.342 | 9802.549
t2173 | 677822.7598 | 34705.1947 | 91 | 191452.342 | 9802.549
t2174 | 590922.406 | 30255.8107 | 91 | 191452.342 | 9802.549
t2175 | 436674.2779 | 22358.1542 | 91 | 191452.342 | 9802.549
t2176 | 241148.4818 | 12347.0404 | 91 | 191452.342 | 9802.549
t2177 | 76037.8096 | 3893.2109 | 91 | 191452.342 | 9802.549
t2178 | 0 | 0 | 91 | 191452.342 | 9802.549
t2179 | 0 | 0 | 91 | 191452.342 | 9802.549
t2180 | 0 | 0 | 91 | 191452.342 | 9802.549
t2181 | 0 | 0 | 91 | 191452.342 | 9802.549
t2182 | 0 | 0 | 91 | 191452.342 | 9802.549
t2183 | 0 | 0 | 91 | 191452.342 | 9802.549
t2184 | 0 | 0 | 91 | 191452.342 | 9802.549
t2185 | 0 | 0 | 92 | 335562.0954 | 17181.1107
t2186 | 0 | 0 | 92 | 335562.0954 | 17181.1107
t2187 | 0 | 0 | 92 | 335562.0954 | 17181.1107
t2188 | 0 | 0 | 92 | 335562.0954 | 17181.1107
t2189 | 0 | 0 | 92 | 335562.0954 | 17181.1107
t2190 | 26070.1061 | 1334.8152 | 92 | 335562.0954 | 17181.1107
t2191 | 123833.0042 | 6340.3721 | 92 | 335562.0954 | 17181.1107
t2192 | 234630.9553 | 12013.3366 | 92 | 335562.0954 | 17181.1107
t2193 | 397569.1187 | 20355.9315 | 92 | 335562.0954 | 17181.1107
t2194 | 675650.2509 | 34593.9601 | 92 | 335562.0954 | 17181.1107
t2195 | 1001526.5778 | 51279.1498 | 92 | 335562.0954 | 17181.1107
t2196 | 1342610.4665 | 68742.9817 | 92 | 335562.0954 | 17181.1107
t2197 | 1331747.9223 | 68186.8087 | 92 | 335562.0954 | 17181.1107
t2198 | 1283952.7277 | 65739.6476 | 92 | 335562.0954 | 17181.1107
t2199 | 962421.4186 | 49276.927 | 92 | 335562.0954 | 17181.1107
t2200 | 495332.0168 | 25361.4884 | 92 | 335562.0954 | 17181.1107
t2201 | 169455.6899 | 8676.2987 | 92 | 335562.0954 | 17181.1107
t2202 | 8690.0354 | 444.9384 | 92 | 335562.0954 | 17181.1107
t2203 | 0 | 0 | 92 | 335562.0954 | 17181.1107
t2204 | 0 | 0 | 92 | 335562.0954 | 17181.1107
t2205 | 0 | 0 | 92 | 335562.0954 | 17181.1107
t2206 | 0 | 0 | 92 | 335562.0954 | 17181.1107
t2207 | 0 | 0 | 92 | 335562.0954 | 17181.1107
t2208 | 0 | 0 | 92 | 335562.0954 | 17181.1107
t2209 | 0 | 0 | 93 | 558968.4217 | 28401.9008
t2210 | 0 | 0 | 93 | 558968.4217 | 28401.9008
t2211 | 0 | 0 | 93 | 558968.4217 | 28401.9008
t2212 | 0 | 0 | 93 | 558968.4217 | 28401.9008
t2213 | 0 | 0 | 93 | 558968.4217 | 28401.9008
t2214 | 41277.6681 | 2113.4574 | 93 | 558968.4217 | 28401.9008
t2215 | 236803.4642 | 12124.5712 | 93 | 558968.4217 | 28401.9008
t2216 | 582232.3706 | 29810.8723 | 93 | 558968.4217 | 28401.9008
t2217 | 1066701.8431 | 54616.1877 | 93 | 558968.4217 | 28401.9008
t2218 | 1514238.6653 | 77530.515 | 93 | 558968.4217 | 28401.9008
t2219 | 1894427.7133 | 96996.5697 | 93 | 558968.4217 | 28401.9008
t2220 | 2007398.1732 | 97552.7427 | 93 | 558968.4217 | 28401.9008
t2221 | 1820562.4125 | 93214.5933 | 93 | 558968.4217 | 28401.9008
t2222 | 1655451.7403 | 84760.7639 | 93 | 558968.4217 | 28401.9008
t2223 | 1333920.4311 | 68298.0433 | 93 | 558968.4217 | 28401.9008
t2224 | 875521.0647 | 44827.5431 | 93 | 558968.4217 | 28401.9008
t2225 | 364981.486 | 18687.4125 | 93 | 558968.4217 | 28401.9008
t2226 | 21725.0885 | 1112.346 | 93 | 558968.4217 | 28401.9008
t2227 | 0 | 0 | 93 | 558968.4217 | 28401.9008
t2228 | 0 | 0 | 93 | 558968.4217 | 28401.9008
t2229 | 0 | 0 | 93 | 558968.4217 | 28401.9008
t2230 | 0 | 0 | 93 | 558968.4217 | 28401.9008
t2231 | 0 | 0 | 93 | 558968.4217 | 28401.9008
t2232 | 0 | 0 | 93 | 558968.4217 | 28401.9008
t2233 | 0 | 0 | 94 | 324609.03 | 16620.3029
t2234 | 0 | 0 | 94 | 324609.03 | 16620.3029
t2235 | 0 | 0 | 94 | 324609.03 | 16620.3029
t2236 | 0 | 0 | 94 | 324609.03 | 16620.3029
t2237 | 0 | 0 | 94 | 324609.03 | 16620.3029
t2238 | 69520.2831 | 3559.5071 | 94 | 324609.03 | 16620.3029
t2239 | 267218.588 | 13681.8556 | 94 | 324609.03 | 16620.3029
t2240 | 436674.2779 | 22358.1542 | 94 | 324609.03 | 16620.3029
t2241 | 616992.5121 | 31590.6259 | 94 | 324609.03 | 16620.3029
t2242 | 801655.764 | 41045.5668 | 94 | 324609.03 | 16620.3029
t2243 | 923316.2593 | 47274.7043 | 94 | 324609.03 | 16620.3029
t2244 | 1031941.7016 | 52836.4342 | 94 | 324609.03 | 16620.3029
t2245 | 1155774.7058 | 59176.8063 | 94 | 324609.03 | 16620.3029
t2246 | 984146.507 | 50389.273 | 94 | 324609.03 | 16620.3029
t2247 | 771240.6401 | 39488.2824 | 94 | 324609.03 | 16620.3029
t2248 | 508367.0698 | 26028.896 | 94 | 324609.03 | 16620.3029
t2249 | 206388.3403 | 10567.2868 | 94 | 324609.03 | 16620.3029
t2250 | 17380.0708 | 889.8768 | 94 | 324609.03 | 16620.3029
t2251 | 0 | 0 | 94 | 324609.03 | 16620.3029
t2252 | 0 | 0 | 94 | 324609.03 | 16620.3029
t2253 | 0 | 0 | 94 | 324609.03 | 16620.3029
t2254 | 0 | 0 | 94 | 324609.03 | 16620.3029
t2255 | 0 | 0 | 94 | 324609.03 | 16620.3029
t2256 | 0 | 0 | 94 | 324609.03 | 16620.3029
t2257 | 0 | 0 | 95 | 76580.9368 | 3921.0196
t2258 | 0 | 0 | 95 | 76580.9368 | 3921.0196
t2259 | 0 | 0 | 95 | 76580.9368 | 3921.0196
t2260 | 0 | 0 | 95 | 76580.9368 | 3921.0196
t2261 | 0 | 0 | 95 | 76580.9368 | 3921.0196
t2262 | 10862.5442 | 556.173 | 95 | 76580.9368 | 3921.0196
t2263 | 54312.7211 | 2780.865 | 95 | 76580.9368 | 3921.0196
t2264 | 102107.9157 | 5228.0261 | 95 | 76580.9368 | 3921.0196
t2265 | 162938.1634 | 8342.5949 | 95 | 76580.9368 | 3921.0196
t2266 | 199870.8138 | 10233.583 | 95 | 76580.9368 | 3921.0196
t2267 | 212905.8669 | 10900.9906 | 95 | 76580.9368 | 3921.0196
t2268 | 193353.2872 | 9899.8792 | 95 | 76580.9368 | 3921.0196
t2269 | 238975.973 | 12235.8058 | 95 | 76580.9368 | 3921.0196
t2270 | 208560.8492 | 10678.5214 | 95 | 76580.9368 | 3921.0196
t2271 | 182490.743 | 9343.7063 | 95 | 76580.9368 | 3921.0196
t2272 | 149903.1103 | 7675.1873 | 95 | 76580.9368 | 3921.0196
t2273 | 104280.4246 | 5339.2607 | 95 | 76580.9368 | 3921.0196
t2274 | 17380.0708 | 889.8768 | 95 | 76580.9368 | 3921.0196
t2275 | 0 | 0 | 95 | 76580.9368 | 3921.0196
t2276 | 0 | 0 | 95 | 76580.9368 | 3921.0196
t2277 | 0 | 0 | 95 | 76580.9368 | 3921.0196
t2278 | 0 | 0 | 95 | 76580.9368 | 3921.0196
t2279 | 0 | 0 | 95 | 76580.9368 | 3921.0196
t2280 | 0 | 0 | 95 | 76580.9368 | 3921.0196
t2281 | 0 | 0 | 96 | 195978.4021 | 10034.2877
t2282 | 0 | 0 | 96 | 195978.4021 | 10034.2877
t2283 | 0 | 0 | 96 | 195978.4021 | 10034.2877
t2284 | 0 | 0 | 96 | 195978.4021 | 10034.2877
t2285 | 0 | 0 | 96 | 195978.4021 | 10034.2877
t2286 | 26070.1061 | 1334.8152 | 96 | 195978.4021 | 10034.2877
t2287 | 165110.6723 | 8453.8295 | 96 | 195978.4021 | 10034.2877
t2288 | 445364.3133 | 22803.0926 | 96 | 195978.4021 | 10034.2877
t2289 | 762550.6048 | 39043.344 | 96 | 195978.4021 | 10034.2877
t2290 | 884211.1001 | 45272.4815 | 96 | 195978.4021 | 10034.2877
t2291 | 779930.6755 | 39933.2208 | 96 | 195978.4021 | 10034.2877
t2292 | 590922.406 | 30255.8107 | 96 | 195978.4021 | 10034.2877
t2293 | 438846.7868 | 22469.3888 | 96 | 195978.4021 | 10034.2877
t2294 | 317186.2914 | 16240.2513 | 96 | 195978.4021 | 10034.2877
t2295 | 180318.2342 | 9232.4717 | 96 | 195978.4021 | 10034.2877
t2296 | 84727.845 | 4338.1493 | 96 | 195978.4021 | 10034.2877
t2297 | 28242.615 | 1446.0498 | 96 | 195978.4021 | 10034.2877
t2298 | 0 | 0 | 96 | 195978.4021 | 10034.2877
t2299 | 0 | 0 | 96 | 195978.4021 | 10034.2877
t2300 | 0 | 0 | 96 | 195978.4021 | 10034.2877
t2301 | 0 | 0 | 96 | 195978.4021 | 10034.2877
t2302 | 0 | 0 | 96 | 195978.4021 | 10034.2877
t2303 | 0 | 0 | 96 | 195978.4021 | 10034.2877
t2304 | 0 | 0 | 96 | 195978.4021 | 10034.2877
t2305 | 0 | 0 | 97 | 200413.941 | 10261.3917
t2306 | 0 | 0 | 97 | 200413.941 | 10261.3917
t2307 | 0 | 0 | 97 | 200413.941 | 10261.3917
t2308 | 0 | 0 | 97 | 200413.941 | 10261.3917
t2309 | 0 | 0 | 97 | 200413.941 | 10261.3917
t2310 | 73865.3007 | 3781.9763 | 97 | 200413.941 | 10261.3917
t2311 | 154248.128 | 7897.6565 | 97 | 200413.941 | 10261.3917
t2312 | 247666.0084 | 12680.7442 | 97 | 200413.941 | 10261.3917
t2313 | 482296.9637 | 24694.0808 | 97 | 200413.941 | 10261.3917
t2314 | 732135.4809 | 37486.0596 | 97 | 200413.941 | 10261.3917
t2315 | 792965.7286 | 40600.6284 | 97 | 200413.941 | 10261.3917
t2316 | 608302.4767 | 31145.6875 | 97 | 200413.941 | 10261.3917
t2317 | 658270.1802 | 33704.0833 | 97 | 200413.941 | 10261.3917
t2318 | 564852.2998 | 28920.9955 | 97 | 200413.941 | 10261.3917
t2319 | 284598.6588 | 14571.7324 | 97 | 200413.941 | 10261.3917
t2320 | 143385.5838 | 7341.4835 | 97 | 200413.941 | 10261.3917
t2321 | 58657.7388 | 3003.3342 | 97 | 200413.941 | 10261.3917
t2322 | 8690.0354 | 444.9384 | 97 | 200413.941 | 10261.3917
t2323 | 0 | 0 | 97 | 200413.941 | 10261.3917
t2324 | 0 | 0 | 97 | 200413.941 | 10261.3917
t2325 | 0 | 0 | 97 | 200413.941 | 10261.3917
t2326 | 0 | 0 | 97 | 200413.941 | 10261.3917
t2327 | 0 | 0 | 97 | 200413.941 | 10261.3917
t2328 | 0 | 0 | 97 | 200413.941 | 10261.3917
t2329 | 0 | 0 | 98 | 214716.2909 | 10993.6861
t2330 | 0 | 0 | 98 | 214716.2909 | 10993.6861
t2331 | 0 | 0 | 98 | 214716.2909 | 10993.6861
t2332 | 0 | 0 | 98 | 214716.2909 | 10993.6861
t2333 | 0 | 0 | 98 | 214716.2909 | 10993.6861
t2334 | 60830.2477 | 3114.5688 | 98 | 214716.2909 | 10993.6861
t2335 | 193353.2872 | 9899.8792 | 98 | 214716.2909 | 10993.6861
t2336 | 371499.0126 | 19021.1163 | 98 | 214716.2909 | 10993.6861
t2337 | 590922.406 | 30255.8107 | 98 | 214716.2909 | 10993.6861
t2338 | 517057.1052 | 26473.8344 | 98 | 214716.2909 | 10993.6861
t2339 | 449709.331 | 23025.5618 | 98 | 214716.2909 | 10993.6861
t2340 | 580059.8617 | 29699.6377 | 98 | 214716.2909 | 10993.6861
t2341 | 603957.459 | 30923.2183 | 98 | 214716.2909 | 10993.6861
t2342 | 599612.4414 | 30700.7491 | 98 | 214716.2909 | 10993.6861
t2343 | 484469.4725 | 24805.3154 | 98 | 214716.2909 | 10993.6861
t2344 | 436674.2779 | 22358.1542 | 98 | 214716.2909 | 10993.6861
t2345 | 217250.8845 | 11123.4598 | 98 | 214716.2909 | 10993.6861
t2346 | 47795.1946 | 2447.1612 | 98 | 214716.2909 | 10993.6861
t2347 | 0 | 0 | 98 | 214716.2909 | 10993.6861
t2348 | 0 | 0 | 98 | 214716.2909 | 10993.6861
t2349 | 0 | 0 | 98 | 214716.2909 | 10993.6861
t2350 | 0 | 0 | 98 | 214716.2909 | 10993.6861
t2351 | 0 | 0 | 98 | 214716.2909 | 10993.6861
t2352 | 0 | 0 | 98 | 214716.2909 | 10993.6861
t2353 | 0 | 0 | 99 | 518324.4021 | 26538.7212
t2354 | 0 | 0 | 99 | 518324.4021 | 26538.7212
t2355 | 0 | 0 | 99 | 518324.4021 | 26538.7212
t2356 | 0 | 0 | 99 | 518324.4021 | 26538.7212
t2357 | 0 | 0 | 99 | 518324.4021 | 26538.7212
t2358 | 130350.5307 | 6674.0759 | 99 | 518324.4021 | 26538.7212
t2359 | 545299.7202 | 27919.8842 | 99 | 518324.4021 | 26538.7212
t2360 | 1055839.2989 | 54060.0147 | 99 | 518324.4021 | 26538.7212
t2361 | 1407785.7319 | 72080.0197 | 99 | 518324.4021 | 26538.7212
t2362 | 1531618.7361 | 78420.3918 | 99 | 518324.4021 | 26538.7212
t2363 | 1590276.4749 | 81423.7259 | 99 | 518324.4021 | 26538.7212
t2364 | 1635899.1607 | 83759.6525 | 99 | 518324.4021 | 26538.7212
t2365 | 1479478.5238 | 75750.7614 | 99 | 518324.4021 | 26538.7212
t2366 | 1320885.3781 | 67630.6357 | 99 | 518324.4021 | 26538.7212
t2367 | 973283.9628 | 49833.1 | 99 | 518324.4021 | 26538.7212
t2368 | 484469.4725 | 24805.3154 | 99 | 518324.4021 | 26538.7212
t2369 | 249838.5172 | 12791.9788 | 99 | 518324.4021 | 26538.7212
t2370 | 34760.1415 | 1779.7536 | 99 | 518324.4021 | 26538.7212
t2371 | 0 | 0 | 99 | 518324.4021 | 26538.7212
t2372 | 0 | 0 | 99 | 518324.4021 | 26538.7212
t2373 | 0 | 0 | 99 | 518324.4021 | 26538.7212
t2374 | 0 | 0 | 99 | 518324.4021 | 26538.7212
t2375 | 0 | 0 | 99 | 518324.4021 | 26538.7212
t2376 | 0 | 0 | 99 | 518324.4021 | 26538.7212
t2377 | 0 | 0 | 100 | 315375.8674 | 16147.5558
t2378 | 0 | 0 | 100 | 315375.8674 | 16147.5558
t2379 | 0 | 0 | 100 | 315375.8674 | 16147.5558
t2380 | 0 | 0 | 100 | 315375.8674 | 16147.5558
t2381 | 0 | 0 | 100 | 315375.8674 | 16147.5558
t2382 | 86900.3538 | 4449.3839 | 100 | 315375.8674 | 16147.5558
t2383 | 360636.4684 | 18464.9433 | 100 | 315375.8674 | 16147.5558
t2384 | 645235.1271 | 33036.6757 | 100 | 315375.8674 | 16147.5558
t2385 | 873348.5559 | 44716.3085 | 100 | 315375.8674 | 16147.5558
t2386 | 1088426.9316 | 55728.5337 | 100 | 315375.8674 | 16147.5558
t2387 | 1223122.48 | 62625.0788 | 100 | 315375.8674 | 16147.5558
t2388 | 1088426.9316 | 55728.5337 | 100 | 315375.8674 | 16147.5558
t2389 | 858140.994 | 43937.6663 | 100 | 315375.8674 | 16147.5558
t2390 | 645235.1271 | 33036.6757 | 100 | 315375.8674 | 16147.5558
t2391 | 432329.2603 | 22135.685 | 100 | 315375.8674 | 16147.5558
t2392 | 199870.8138 | 10233.583 | 100 | 315375.8674 | 16147.5558
t2393 | 65175.2654 | 3337.0379 | 100 | 315375.8674 | 16147.5558
t2394 | 2172.5088 | 111.2346 | 100 | 315375.8674 | 16147.5558
t2395 | 0 | 0 | 100 | 315375.8674 | 16147.5558
t2396 | 0 | 0 | 100 | 315375.8674 | 16147.5558
t2397 | 0 | 0 | 100 | 315375.8674 | 16147.5558
t2398 | 0 | 0 | 100 | 315375.8674 | 16147.5558
t2399 | 0 | 0 | 100 | 315375.8674 | 16147.5558
t2400 | 0 | 0 | 100 | 315375.8674 | 16147.5558
t2401 | 0 | 0 | 101 | 260067.413 | 13315.7084
t2402 | 0 | 0 | 101 | 260067.413 | 13315.7084
t2403 | 0 | 0 | 101 | 260067.413 | 13315.7084
t2404 | 0 | 0 | 101 | 260067.413 | 13315.7084
t2405 | 0 | 0 | 101 | 260067.413 | 13315.7084
t2406 | 17380.0708 | 889.8768 | 101 | 260067.413 | 13315.7084
t2407 | 97762.898 | 5005.5569 | 101 | 260067.413 | 13315.7084
t2408 | 225940.9199 | 11568.3982 | 101 | 260067.413 | 13315.7084
t2409 | 401914.1364 | 20578.4007 | 101 | 260067.413 | 13315.7084
t2410 | 1008044.1043 | 51612.8536 | 101 | 260067.413 | 13315.7084
t2411 | 1092771.9493 | 55951.0029 | 101 | 260067.413 | 13315.7084
t2412 | 838588.4144 | 42936.5549 | 101 | 260067.413 | 13315.7084
t2413 | 716927.919 | 36707.4174 | 101 | 260067.413 | 13315.7084
t2414 | 562679.791 | 28809.7609 | 101 | 260067.413 | 13315.7084
t2415 | 540954.7025 | 27697.415 | 101 | 260067.413 | 13315.7084
t2416 | 412776.6806 | 21134.5737 | 101 | 260067.413 | 13315.7084
t2417 | 267218.588 | 13681.8556 | 101 | 260067.413 | 13315.7084
t2418 | 58657.7388 | 3003.3342 | 101 | 260067.413 | 13315.7084
t2419 | 0 | 0 | 101 | 260067.413 | 13315.7084
t2420 | 0 | 0 | 101 | 260067.413 | 13315.7084
t2421 | 0 | 0 | 101 | 260067.413 | 13315.7084
t2422 | 0 | 0 | 101 | 260067.413 | 13315.7084
t2423 | 0 | 0 | 101 | 260067.413 | 13315.7084
t2424 | 0 | 0 | 101 | 260067.413 | 13315.7084
t2425 | 0 | 0 | 102 | 383266.7688 | 19623.637
t2426 | 0 | 0 | 102 | 383266.7688 | 19623.637
t2427 | 0 | 0 | 102 | 383266.7688 | 19623.637
t2428 | 0 | 0 | 102 | 383266.7688 | 19623.637
t2429 | 0 | 0 | 102 | 383266.7688 | 19623.637
t2430 | 112970.46 | 5784.1991 | 102 | 383266.7688 | 19623.637
t2431 | 275908.6234 | 14126.794 | 102 | 383266.7688 | 19623.637
t2432 | 454054.3487 | 23248.031 | 102 | 383266.7688 | 19623.637
t2433 | 1012389.122 | 51835.3228 | 102 | 383266.7688 | 19623.637
t2434 | 1766249.6914 | 90433.7284 | 102 | 383266.7688 | 19623.637
t2435 | 1850977.5364 | 94771.8777 | 102 | 383266.7688 | 19623.637
t2436 | 1518583.683 | 77752.9842 | 102 | 383266.7688 | 19623.637
t2437 | 1008044.1043 | 51612.8536 | 102 | 383266.7688 | 19623.637
t2438 | 577887.3529 | 29588.4031 | 102 | 383266.7688 | 19623.637
t2439 | 351946.433 | 18020.0049 | 102 | 383266.7688 | 19623.637
t2440 | 193353.2872 | 9899.8792 | 102 | 383266.7688 | 19623.637
t2441 | 69520.2831 | 3559.5071 | 102 | 383266.7688 | 19623.637
t2442 | 6517.5265 | 333.7038 | 102 | 383266.7688 | 19623.637
t2443 | 0 | 0 | 102 | 383266.7688 | 19623.637
t2444 | 0 | 0 | 102 | 383266.7688 | 19623.637
t2445 | 0 | 0 | 102 | 383266.7688 | 19623.637
t2446 | 0 | 0 | 102 | 383266.7688 | 19623.637
t2447 | 0 | 0 | 102 | 383266.7688 | 19623.637
t2448 | 0 | 0 | 102 | 383266.7688 | 19623.637
t2449 | 0 | 0 | 103 | 554985.4888 | 28415.8051
t2450 | 0 | 0 | 103 | 554985.4888 | 28415.8051
t2451 | 0 | 0 | 103 | 554985.4888 | 28415.8051
t2452 | 0 | 0 | 103 | 554985.4888 | 28415.8051
t2453 | 0 | 0 | 103 | 554985.4888 | 28415.8051
t2454 | 141213.075 | 7230.2489 | 103 | 554985.4888 | 28415.8051
t2455 | 540954.7025 | 27697.415 | 103 | 554985.4888 | 28415.8051
t2456 | 1116669.5466 | 57174.5835 | 103 | 554985.4888 | 28415.8051
t2457 | 1488168.5592 | 76195.6998 | 103 | 554985.4888 | 28415.8051
t2458 | 1740179.5852 | 89098.9132 | 103 | 554985.4888 | 28415.8051
t2459 | 1864012.5894 | 95439.2853 | 103 | 554985.4888 | 28415.8051
t2460 | 1801009.8329 | 92213.4819 | 103 | 554985.4888 | 28415.8051
t2461 | 1581586.4395 | 80978.7875 | 103 | 554985.4888 | 28415.8051
t2462 | 1029769.1928 | 52725.1996 | 103 | 554985.4888 | 28415.8051
t2463 | 825553.3613 | 42269.1473 | 103 | 554985.4888 | 28415.8051
t2464 | 727790.4632 | 37263.5904 | 103 | 554985.4888 | 28415.8051
t2465 | 406259.1541 | 20800.8699 | 103 | 554985.4888 | 28415.8051
t2466 | 56485.23 | 2892.0996 | 103 | 554985.4888 | 28415.8051
t2467 | 0 | 0 | 103 | 554985.4888 | 28415.8051
t2468 | 0 | 0 | 103 | 554985.4888 | 28415.8051
t2469 | 0 | 0 | 103 | 554985.4888 | 28415.8051
t2470 | 0 | 0 | 103 | 554985.4888 | 28415.8051
t2471 | 0 | 0 | 103 | 554985.4888 | 28415.8051
t2472 | 0 | 0 | 103 | 554985.4888 | 28415.8051
t2473 | 0 | 0 | 104 | 442196.0713 | 22640.8755
t2474 | 0 | 0 | 104 | 442196.0713 | 22640.8755
t2475 | 0 | 0 | 104 | 442196.0713 | 22640.8755
t2476 | 0 | 0 | 104 | 442196.0713 | 22640.8755
t2477 | 0 | 0 | 104 | 442196.0713 | 22640.8755
t2478 | 82555.3361 | 4226.9147 | 104 | 442196.0713 | 22640.8755
t2479 | 410604.1718 | 21023.3391 | 104 | 442196.0713 | 22640.8755
t2480 | 703892.8659 | 36040.0098 | 104 | 442196.0713 | 22640.8755
t2481 | 1018906.6485 | 52169.0266 | 104 | 442196.0713 | 22640.8755
t2482 | 1266572.6569 | 64849.7708 | 104 | 442196.0713 | 22640.8755
t2483 | 1247020.0773 | 63848.6594 | 104 | 442196.0713 | 22640.8755
t2484 | 1216604.9535 | 62291.375 | 104 | 442196.0713 | 22640.8755
t2485 | 1227467.4977 | 62847.548 | 104 | 442196.0713 | 22640.8755
t2486 | 1131877.1085 | 57953.2257 | 104 | 442196.0713 | 22640.8755
t2487 | 988491.5247 | 50611.7422 | 104 | 442196.0713 | 22640.8755
t2488 | 790793.2198 | 40489.3938 | 104 | 442196.0713 | 22640.8755
t2489 | 445364.3133 | 22803.0926 | 104 | 442196.0713 | 22640.8755
t2490 | 82555.3361 | 4226.9147 | 104 | 442196.0713 | 22640.8755
t2491 | 0 | 0 | 104 | 442196.0713 | 22640.8755
t2492 | 0 | 0 | 104 | 442196.0713 | 22640.8755
t2493 | 0 | 0 | 104 | 442196.0713 | 22640.8755
t2494 | 0 | 0 | 104 | 442196.0713 | 22640.8755
t2495 | 0 | 0 | 104 | 442196.0713 | 22640.8755
t2496 | 0 | 0 | 104 | 442196.0713 | 22640.8755
t2497 | 0 | 0 | 105 | 723354.9243 | 35479.2021
t2498 | 0 | 0 | 105 | 723354.9243 | 35479.2021
t2499 | 0 | 0 | 105 | 723354.9243 | 35479.2021
t2500 | 0 | 0 | 105 | 723354.9243 | 35479.2021
t2501 | 0 | 0 | 105 | 723354.9243 | 35479.2021
t2502 | 206388.3403 | 10567.2868 | 105 | 723354.9243 | 35479.2021
t2503 | 732135.4809 | 37486.0596 | 105 | 723354.9243 | 35479.2021
t2504 | 1264400.1481 | 64738.5362 | 105 | 723354.9243 | 35479.2021
t2505 | 1690211.8818 | 86540.5174 | 105 | 723354.9243 | 35479.2021
t2506 | 1987845.5936 | 97552.7427 | 105 | 723354.9243 | 35479.2021
t2507 | 2118196.1244 | 97552.7427 | 105 | 723354.9243 | 35479.2021
t2508 | 2150783.757 | 97552.7427 | 105 | 723354.9243 | 35479.2021
t2509 | 2094298.5271 | 97552.7427 | 105 | 723354.9243 | 35479.2021
t2510 | 1894427.7133 | 96996.5697 | 105 | 723354.9243 | 35479.2021
t2511 | 1546826.298 | 79199.0339 | 105 | 723354.9243 | 35479.2021
t2512 | 1075391.8785 | 55061.1261 | 105 | 723354.9243 | 35479.2021
t2513 | 525747.1406 | 26918.7728 | 105 | 723354.9243 | 35479.2021
t2514 | 73865.3007 | 3781.9763 | 105 | 723354.9243 | 35479.2021
t2515 | 0 | 0 | 105 | 723354.9243 | 35479.2021
t2516 | 0 | 0 | 105 | 723354.9243 | 35479.2021
t2517 | 0 | 0 | 105 | 723354.9243 | 35479.2021
t2518 | 0 | 0 | 105 | 723354.9243 | 35479.2021
t2519 | 0 | 0 | 105 | 723354.9243 | 35479.2021
t2520 | 0 | 0 | 105 | 723354.9243 | 35479.2021
t2521 | 0 | 0 | 106 | 689681.0372 | 33759.7006
t2522 | 0 | 0 | 106 | 689681.0372 | 33759.7006
t2523 | 0 | 0 | 106 | 689681.0372 | 33759.7006
t2524 | 0 | 0 | 106 | 689681.0372 | 33759.7006
t2525 | 0 | 0 | 106 | 689681.0372 | 33759.7006
t2526 | 202043.3226 | 10344.8176 | 106 | 689681.0372 | 33759.7006
t2527 | 673477.7421 | 34482.7255 | 106 | 689681.0372 | 33759.7006
t2528 | 1231812.5154 | 63070.0172 | 106 | 689681.0372 | 33759.7006
t2529 | 1685866.8641 | 86318.0482 | 106 | 689681.0372 | 33759.7006
t2530 | 1979155.5582 | 97552.7427 | 106 | 689681.0372 | 33759.7006
t2531 | 2135576.1951 | 97552.7427 | 106 | 689681.0372 | 33759.7006
t2532 | 2163818.8101 | 97552.7427 | 106 | 689681.0372 | 33759.7006
t2533 | 2070400.9298 | 97552.7427 | 106 | 689681.0372 | 33759.7006
t2534 | 1829252.4479 | 93659.5317 | 106 | 689681.0372 | 33759.7006
t2535 | 1399095.6965 | 71635.0813 | 106 | 689681.0372 | 33759.7006
t2536 | 797310.7463 | 40823.0976 | 106 | 689681.0372 | 33759.7006
t2537 | 317186.2914 | 16240.2513 | 106 | 689681.0372 | 33759.7006
t2538 | 67347.7742 | 3448.2725 | 106 | 689681.0372 | 33759.7006
t2539 | 0 | 0 | 106 | 689681.0372 | 33759.7006
t2540 | 0 | 0 | 106 | 689681.0372 | 33759.7006
t2541 | 0 | 0 | 106 | 689681.0372 | 33759.7006
t2542 | 0 | 0 | 106 | 689681.0372 | 33759.7006
t2543 | 0 | 0 | 106 | 689681.0372 | 33759.7006
t2544 | 0 | 0 | 106 | 689681.0372 | 33759.7006
t2545 | 0 | 0 | 107 | 346877.2457 | 17760.4575
t2546 | 0 | 0 | 107 | 346877.2457 | 17760.4575
t2547 | 0 | 0 | 107 | 346877.2457 | 17760.4575
t2548 | 0 | 0 | 107 | 346877.2457 | 17760.4575
t2549 | 2172.5088 | 111.2346 | 107 | 346877.2457 | 17760.4575
t2550 | 89072.8627 | 4560.6185 | 107 | 346877.2457 | 17760.4575
t2551 | 325876.3268 | 16685.1897 | 107 | 346877.2457 | 17760.4575
t2552 | 619165.021 | 31701.8605 | 107 | 346877.2457 | 17760.4575
t2553 | 636545.0917 | 32591.7373 | 107 | 346877.2457 | 17760.4575
t2554 | 660442.689 | 33815.3179 | 107 | 346877.2457 | 17760.4575
t2555 | 855968.4851 | 43826.4317 | 107 | 346877.2457 | 17760.4575
t2556 | 1507721.1388 | 77196.8112 | 107 | 346877.2457 | 17760.4575
t2557 | 1603311.528 | 82091.1335 | 107 | 346877.2457 | 17760.4575
t2558 | 1223122.48 | 62625.0788 | 107 | 346877.2457 | 17760.4575
t2559 | 560507.2821 | 28698.5263 | 107 | 346877.2457 | 17760.4575
t2560 | 189008.2696 | 9677.41 | 107 | 346877.2457 | 17760.4575
t2561 | 49967.7034 | 2558.3958 | 107 | 346877.2457 | 17760.4575
t2562 | 2172.5088 | 111.2346 | 107 | 346877.2457 | 17760.4575
t2563 | 0 | 0 | 107 | 346877.2457 | 17760.4575
t2564 | 0 | 0 | 107 | 346877.2457 | 17760.4575
t2565 | 0 | 0 | 107 | 346877.2457 | 17760.4575
t2566 | 0 | 0 | 107 | 346877.2457 | 17760.4575
t2567 | 0 | 0 | 107 | 346877.2457 | 17760.4575
t2568 | 0 | 0 | 107 | 346877.2457 | 17760.4575
t2569 | 0 | 0 | 108 | 512168.9603 | 26223.5565
t2570 | 0 | 0 | 108 | 512168.9603 | 26223.5565
t2571 | 0 | 0 | 108 | 512168.9603 | 26223.5565
t2572 | 0 | 0 | 108 | 512168.9603 | 26223.5565
t2573 | 6517.5265 | 333.7038 | 108 | 512168.9603 | 26223.5565
t2574 | 154248.128 | 7897.6565 | 108 | 512168.9603 | 26223.5565
t2575 | 467089.4018 | 23915.4386 | 108 | 512168.9603 | 26223.5565
t2576 | 905936.1886 | 46384.8275 | 108 | 512168.9603 | 26223.5565
t2577 | 1288297.7454 | 65962.1168 | 108 | 512168.9603 | 26223.5565
t2578 | 1646761.7049 | 84315.8255 | 108 | 512168.9603 | 26223.5565
t2579 | 1857495.0629 | 95105.5815 | 108 | 512168.9603 | 26223.5565
t2580 | 1790147.2887 | 91657.309 | 108 | 512168.9603 | 26223.5565
t2581 | 1451235.9088 | 74304.7116 | 108 | 512168.9603 | 26223.5565
t2582 | 962421.4186 | 49276.927 | 108 | 512168.9603 | 26223.5565
t2583 | 745170.534 | 38153.4672 | 108 | 512168.9603 | 26223.5565
t2584 | 590922.406 | 30255.8107 | 108 | 512168.9603 | 26223.5565
t2585 | 332393.8534 | 17018.8935 | 108 | 512168.9603 | 26223.5565
t2586 | 93417.8804 | 4783.0877 | 108 | 512168.9603 | 26223.5565
t2587 | 0 | 0 | 108 | 512168.9603 | 26223.5565
t2588 | 0 | 0 | 108 | 512168.9603 | 26223.5565
t2589 | 0 | 0 | 108 | 512168.9603 | 26223.5565
t2590 | 0 | 0 | 108 | 512168.9603 | 26223.5565
t2591 | 0 | 0 | 108 | 512168.9603 | 26223.5565
t2592 | 0 | 0 | 108 | 512168.9603 | 26223.5565
t2593 | 0 | 0 | 109 | 686784.3588 | 33982.1698
t2594 | 0 | 0 | 109 | 686784.3588 | 33982.1698
t2595 | 0 | 0 | 109 | 686784.3588 | 33982.1698
t2596 | 0 | 0 | 109 | 686784.3588 | 33982.1698
t2597 | 6517.5265 | 333.7038 | 109 | 686784.3588 | 33982.1698
t2598 | 189008.2696 | 9677.41 | 109 | 686784.3588 | 33982.1698
t2599 | 590922.406 | 30255.8107 | 109 | 686784.3588 | 33982.1698
t2600 | 1107979.5112 | 56729.6451 | 109 | 686784.3588 | 33982.1698
t2601 | 1603311.528 | 82091.1335 | 109 | 686784.3588 | 33982.1698
t2602 | 1922670.3283 | 97552.7427 | 109 | 686784.3588 | 33982.1698
t2603 | 2098643.5447 | 97552.7427 | 109 | 686784.3588 | 33982.1698
t2604 | 2131231.1774 | 97552.7427 | 109 | 686784.3588 | 33982.1698
t2605 | 2022605.7352 | 97552.7427 | 109 | 686784.3588 | 33982.1698
t2606 | 1794492.3064 | 91879.7781 | 109 | 686784.3588 | 33982.1698
t2607 | 1444718.3823 | 73971.0078 | 109 | 686784.3588 | 33982.1698
t2608 | 988491.5247 | 50611.7422 | 109 | 686784.3588 | 33982.1698
t2609 | 486641.9814 | 24916.55 | 109 | 686784.3588 | 33982.1698
t2610 | 95590.3892 | 4894.3223 | 109 | 686784.3588 | 33982.1698
t2611 | 0 | 0 | 109 | 686784.3588 | 33982.1698
t2612 | 0 | 0 | 109 | 686784.3588 | 33982.1698
t2613 | 0 | 0 | 109 | 686784.3588 | 33982.1698
t2614 | 0 | 0 | 109 | 686784.3588 | 33982.1698
t2615 | 0 | 0 | 109 | 686784.3588 | 33982.1698
t2616 | 0 | 0 | 109 | 686784.3588 | 33982.1698
t2617 | 0 | 0 | 110 | 678184.8446 | 33935.822
t2618 | 0 | 0 | 110 | 678184.8446 | 33935.822
t2619 | 0 | 0 | 110 | 678184.8446 | 33935.822
t2620 | 0 | 0 | 110 | 678184.8446 | 33935.822
t2621 | 0 | 0 | 110 | 678184.8446 | 33935.822
t2622 | 221595.9022 | 11345.929 | 110 | 678184.8446 | 33935.822
t2623 | 686512.7952 | 35150.133 | 110 | 678184.8446 | 33935.822
t2624 | 1184017.3208 | 60622.856 | 110 | 678184.8446 | 33935.822
t2625 | 1592448.9837 | 81534.9605 | 110 | 678184.8446 | 33935.822
t2626 | 1879220.1513 | 96217.9275 | 110 | 678184.8446 | 33935.822
t2627 | 2037813.2971 | 97552.7427 | 110 | 678184.8446 | 33935.822
t2628 | 2068228.4209 | 97552.7427 | 110 | 678184.8446 | 33935.822
t2629 | 1979155.5582 | 97552.7427 | 110 | 678184.8446 | 33935.822
t2630 | 1764077.1825 | 90322.4938 | 110 | 678184.8446 | 33935.822
t2631 | 1407785.7319 | 72080.0197 | 110 | 678184.8446 | 33935.822
t2632 | 905936.1886 | 46384.8275 | 110 | 678184.8446 | 33935.822
t2633 | 447536.8222 | 22914.3272 | 110 | 678184.8446 | 33935.822
t2634 | 102107.9157 | 5228.0261 | 110 | 678184.8446 | 33935.822
t2635 | 0 | 0 | 110 | 678184.8446 | 33935.822
t2636 | 0 | 0 | 110 | 678184.8446 | 33935.822
t2637 | 0 | 0 | 110 | 678184.8446 | 33935.822
t2638 | 0 | 0 | 110 | 678184.8446 | 33935.822
t2639 | 0 | 0 | 110 | 678184.8446 | 33935.822
t2640 | 0 | 0 | 110 | 678184.8446 | 33935.822
t2641 | 0 | 0 | 111 | 353575.8146 | 18103.4309
t2642 | 0 | 0 | 111 | 353575.8146 | 18103.4309
t2643 | 0 | 0 | 111 | 353575.8146 | 18103.4309
t2644 | 0 | 0 | 111 | 353575.8146 | 18103.4309
t2645 | 6517.5265 | 333.7038 | 111 | 353575.8146 | 18103.4309
t2646 | 145558.0926 | 7452.7181 | 111 | 353575.8146 | 18103.4309
t2647 | 438846.7868 | 22469.3888 | 111 | 353575.8146 | 18103.4309
t2648 | 612647.4944 | 31368.1567 | 111 | 353575.8146 | 18103.4309
t2649 | 695202.8306 | 35595.0714 | 111 | 353575.8146 | 18103.4309
t2650 | 921143.7505 | 47163.4697 | 111 | 353575.8146 | 18103.4309
t2651 | 1008044.1043 | 51612.8536 | 111 | 353575.8146 | 18103.4309
t2652 | 821208.3436 | 42046.6781 | 111 | 353575.8146 | 18103.4309
t2653 | 736480.4986 | 37708.5288 | 111 | 353575.8146 | 18103.4309
t2654 | 840760.9232 | 43047.7895 | 111 | 353575.8146 | 18103.4309
t2655 | 981973.9982 | 50278.0384 | 111 | 353575.8146 | 18103.4309
t2656 | 771240.6401 | 39488.2824 | 111 | 353575.8146 | 18103.4309
t2657 | 401914.1364 | 20578.4007 | 111 | 353575.8146 | 18103.4309
t2658 | 104280.4246 | 5339.2607 | 111 | 353575.8146 | 18103.4309
t2659 | 0 | 0 | 111 | 353575.8146 | 18103.4309
t2660 | 0 | 0 | 111 | 353575.8146 | 18103.4309
t2661 | 0 | 0 | 111 | 353575.8146 | 18103.4309
t2662 | 0 | 0 | 111 | 353575.8146 | 18103.4309
t2663 | 0 | 0 | 111 | 353575.8146 | 18103.4309
t2664 | 0 | 0 | 111 | 353575.8146 | 18103.4309
t2665 | 0 | 0 | 112 | 532445.7095 | 27261.7461
t2666 | 0 | 0 | 112 | 532445.7095 | 27261.7461
t2667 | 0 | 0 | 112 | 532445.7095 | 27261.7461
t2668 | 0 | 0 | 112 | 532445.7095 | 27261.7461
t2669 | 10862.5442 | 556.173 | 112 | 532445.7095 | 27261.7461
t2670 | 171628.1988 | 8787.5333 | 112 | 532445.7095 | 27261.7461
t2671 | 473606.9283 | 24249.1424 | 112 | 532445.7095 | 27261.7461
t2672 | 827725.8701 | 42380.3819 | 112 | 532445.7095 | 27261.7461
t2673 | 1094944.4581 | 56062.2375 | 112 | 532445.7095 | 27261.7461
t2674 | 1314367.8515 | 67296.9319 | 112 | 532445.7095 | 27261.7461
t2675 | 1527273.7184 | 78197.9226 | 112 | 532445.7095 | 27261.7461
t2676 | 1742352.0941 | 89210.1478 | 112 | 532445.7095 | 27261.7461
t2677 | 1679349.3376 | 85984.3444 | 112 | 532445.7095 | 27261.7461
t2678 | 1470788.4884 | 75305.823 | 112 | 532445.7095 | 27261.7461
t2679 | 1168809.7589 | 59844.2139 | 112 | 532445.7095 | 27261.7461
t2680 | 788620.7109 | 40378.1592 | 112 | 532445.7095 | 27261.7461
t2681 | 401914.1364 | 20578.4007 | 112 | 532445.7095 | 27261.7461
t2682 | 106452.9334 | 5450.4953 | 112 | 532445.7095 | 27261.7461
t2683 | 0 | 0 | 112 | 532445.7095 | 27261.7461
t2684 | 0 | 0 | 112 | 532445.7095 | 27261.7461
t2685 | 0 | 0 | 112 | 532445.7095 | 27261.7461
t2686 | 0 | 0 | 112 | 532445.7095 | 27261.7461
t2687 | 0 | 0 | 112 | 532445.7095 | 27261.7461
t2688 | 0 | 0 | 112 | 532445.7095 | 27261.7461
t2689 | 0 | 0 | 113 | 178688.8525 | 9149.0457
t2690 | 0 | 0 | 113 | 178688.8525 | 9149.0457
t2691 | 0 | 0 | 113 | 178688.8525 | 9149.0457
t2692 | 0 | 0 | 113 | 178688.8525 | 9149.0457
t2693 | 8690.0354 | 444.9384 | 113 | 178688.8525 | 9149.0457
t2694 | 95590.3892 | 4894.3223 | 113 | 178688.8525 | 9149.0457
t2695 | 197698.3049 | 10122.3484 | 113 | 178688.8525 | 9149.0457
t2696 | 308496.2561 | 15795.313 | 113 | 178688.8525 | 9149.0457
t2697 | 425811.7337 | 21801.9813 | 113 | 178688.8525 | 9149.0457
t2698 | 523574.6318 | 26807.5382 | 113 | 178688.8525 | 9149.0457
t2699 | 608302.4767 | 31145.6875 | 113 | 178688.8525 | 9149.0457
t2700 | 593094.9148 | 30367.0453 | 113 | 178688.8525 | 9149.0457
t2701 | 506194.561 | 25917.6614 | 113 | 178688.8525 | 9149.0457
t2702 | 399741.6276 | 20467.1661 | 113 | 178688.8525 | 9149.0457
t2703 | 288943.6765 | 14794.2016 | 113 | 178688.8525 | 9149.0457
t2704 | 191180.7784 | 9788.6446 | 113 | 178688.8525 | 9149.0457
t2705 | 110797.9511 | 5672.9645 | 113 | 178688.8525 | 9149.0457
t2706 | 30415.1238 | 1557.2844 | 113 | 178688.8525 | 9149.0457
t2707 | 0 | 0 | 113 | 178688.8525 | 9149.0457
t2708 | 0 | 0 | 113 | 178688.8525 | 9149.0457
t2709 | 0 | 0 | 113 | 178688.8525 | 9149.0457
t2710 | 0 | 0 | 113 | 178688.8525 | 9149.0457
t2711 | 0 | 0 | 113 | 178688.8525 | 9149.0457
t2712 | 0 | 0 | 113 | 178688.8525 | 9149.0457
t2713 | 0 | 0 | 114 | 352399.039 | 18043.1788
t2714 | 0 | 0 | 114 | 352399.039 | 18043.1788
t2715 | 0 | 0 | 114 | 352399.039 | 18043.1788
t2716 | 0 | 0 | 114 | 352399.039 | 18043.1788
t2717 | 6517.5265 | 333.7038 | 114 | 352399.039 | 18043.1788
t2718 | 84727.845 | 4338.1493 | 114 | 352399.039 | 18043.1788
t2719 | 241148.4818 | 12347.0404 | 114 | 352399.039 | 18043.1788
t2720 | 436674.2779 | 22358.1542 | 114 | 352399.039 | 18043.1788
t2721 | 632200.074 | 32369.2681 | 114 | 352399.039 | 18043.1788
t2722 | 921143.7505 | 47163.4697 | 114 | 352399.039 | 18043.1788
t2723 | 1018906.6485 | 52169.0266 | 114 | 352399.039 | 18043.1788
t2724 | 1151429.6881 | 58954.3371 | 114 | 352399.039 | 18043.1788
t2725 | 1151429.6881 | 58954.3371 | 114 | 352399.039 | 18043.1788
t2726 | 1016734.1397 | 52057.792 | 114 | 352399.039 | 18043.1788
t2727 | 799483.2551 | 40934.3322 | 114 | 352399.039 | 18043.1788
t2728 | 560507.2821 | 28698.5263 | 114 | 352399.039 | 18043.1788
t2729 | 330221.3445 | 16907.6589 | 114 | 352399.039 | 18043.1788
t2730 | 106452.9334 | 5450.4953 | 114 | 352399.039 | 18043.1788
t2731 | 0 | 0 | 114 | 352399.039 | 18043.1788
t2732 | 0 | 0 | 114 | 352399.039 | 18043.1788
t2733 | 0 | 0 | 114 | 352399.039 | 18043.1788
t2734 | 0 | 0 | 114 | 352399.039 | 18043.1788
t2735 | 0 | 0 | 114 | 352399.039 | 18043.1788
t2736 | 0 | 0 | 114 | 352399.039 | 18043.1788
t2737 | 0 | 0 | 115 | 659446.9558 | 33574.3096
t2738 | 0 | 0 | 115 | 659446.9558 | 33574.3096
t2739 | 0 | 0 | 115 | 659446.9558 | 33574.3096
t2740 | 0 | 0 | 115 | 659446.9558 | 33574.3096
t2741 | 17380.0708 | 889.8768 | 115 | 659446.9558 | 33574.3096
t2742 | 247666.0084 | 12680.7442 | 115 | 659446.9558 | 33574.3096
t2743 | 673477.7421 | 34482.7255 | 115 | 659446.9558 | 33574.3096
t2744 | 1151429.6881 | 58954.3371 | 115 | 659446.9558 | 33574.3096
t2745 | 1540308.7715 | 78865.3302 | 115 | 659446.9558 | 33574.3096
t2746 | 1814044.886 | 92880.8895 | 115 | 659446.9558 | 33574.3096
t2747 | 1955257.9609 | 97552.7427 | 115 | 659446.9558 | 33574.3096
t2748 | 1944395.4167 | 97552.7427 | 115 | 659446.9558 | 33574.3096
t2749 | 1885737.6779 | 96551.6313 | 115 | 659446.9558 | 33574.3096
t2750 | 1688039.3729 | 86429.2828 | 115 | 659446.9558 | 33574.3096
t2751 | 1364335.555 | 69855.3277 | 115 | 659446.9558 | 33574.3096
t2752 | 934178.8036 | 47830.8772 | 115 | 659446.9558 | 33574.3096
t2753 | 484469.4725 | 24805.3154 | 115 | 659446.9558 | 33574.3096
t2754 | 126005.513 | 6451.6067 | 115 | 659446.9558 | 33574.3096
t2755 | 0 | 0 | 115 | 659446.9558 | 33574.3096
t2756 | 0 | 0 | 115 | 659446.9558 | 33574.3096
t2757 | 0 | 0 | 115 | 659446.9558 | 33574.3096
t2758 | 0 | 0 | 115 | 659446.9558 | 33574.3096
t2759 | 0 | 0 | 115 | 659446.9558 | 33574.3096
t2760 | 0 | 0 | 115 | 659446.9558 | 33574.3096
t2761 | 0 | 0 | 116 | 722630.7547 | 35548.7237
t2762 | 0 | 0 | 116 | 722630.7547 | 35548.7237
t2763 | 0 | 0 | 116 | 722630.7547 | 35548.7237
t2764 | 0 | 0 | 116 | 722630.7547 | 35548.7237
t2765 | 6517.5265 | 333.7038 | 116 | 722630.7547 | 35548.7237
t2766 | 275908.6234 | 14126.794 | 116 | 722630.7547 | 35548.7237
t2767 | 790793.2198 | 40489.3938 | 116 | 722630.7547 | 35548.7237
t2768 | 1299160.2896 | 66518.2897 | 116 | 722630.7547 | 35548.7237
t2769 | 1707591.9526 | 87430.3942 | 116 | 722630.7547 | 35548.7237
t2770 | 1987845.5936 | 97552.7427 | 116 | 722630.7547 | 35548.7237
t2771 | 2131231.1774 | 97552.7427 | 116 | 722630.7547 | 35548.7237
t2772 | 2146438.7393 | 97552.7427 | 116 | 722630.7547 | 35548.7237
t2773 | 2035640.7882 | 97552.7427 | 116 | 722630.7547 | 35548.7237
t2774 | 1809699.8683 | 92658.4203 | 116 | 722630.7547 | 35548.7237
t2775 | 1468615.9796 | 75194.5884 | 116 | 722630.7547 | 35548.7237
t2776 | 1027596.6839 | 52613.965 | 116 | 722630.7547 | 35548.7237
t2777 | 532264.6671 | 27252.4766 | 116 | 722630.7547 | 35548.7237
t2778 | 123833.0042 | 6340.3721 | 116 | 722630.7547 | 35548.7237
t2779 | 0 | 0 | 116 | 722630.7547 | 35548.7237
t2780 | 0 | 0 | 116 | 722630.7547 | 35548.7237
t2781 | 0 | 0 | 116 | 722630.7547 | 35548.7237
t2782 | 0 | 0 | 116 | 722630.7547 | 35548.7237
t2783 | 0 | 0 | 116 | 722630.7547 | 35548.7237
t2784 | 0 | 0 | 116 | 722630.7547 | 35548.7237
t2785 | 0 | 0 | 117 | 710862.9985 | 35354.0631
t2786 | 0 | 0 | 117 | 710862.9985 | 35354.0631
t2787 | 0 | 0 | 117 | 710862.9985 | 35354.0631
t2788 | 0 | 0 | 117 | 710862.9985 | 35354.0631
t2789 | 13035.0531 | 667.4076 | 117 | 710862.9985 | 35354.0631
t2790 | 275908.6234 | 14126.794 | 117 | 710862.9985 | 35354.0631
t2791 | 756033.0782 | 38709.6402 | 117 | 710862.9985 | 35354.0631
t2792 | 1247020.0773 | 63848.6594 | 117 | 710862.9985 | 35354.0631
t2793 | 1646761.7049 | 84315.8255 | 117 | 710862.9985 | 35354.0631
t2794 | 1922670.3283 | 97552.7427 | 117 | 710862.9985 | 35354.0631
t2795 | 2070400.9298 | 97552.7427 | 117 | 710862.9985 | 35354.0631
t2796 | 2102988.5624 | 97552.7427 | 117 | 710862.9985 | 35354.0631
t2797 | 2013915.6998 | 97552.7427 | 117 | 710862.9985 | 35354.0631
t2798 | 1807527.3594 | 92547.1857 | 117 | 710862.9985 | 35354.0631
t2799 | 1479478.5238 | 75750.7614 | 117 | 710862.9985 | 35354.0631
t2800 | 1047149.2635 | 53615.0764 | 117 | 710862.9985 | 35354.0631
t2801 | 551817.2468 | 28253.588 | 117 | 710862.9985 | 35354.0631
t2802 | 126005.513 | 6451.6067 | 117 | 710862.9985 | 35354.0631
t2803 | 0 | 0 | 117 | 710862.9985 | 35354.0631
t2804 | 0 | 0 | 117 | 710862.9985 | 35354.0631
t2805 | 0 | 0 | 117 | 710862.9985 | 35354.0631
t2806 | 0 | 0 | 117 | 710862.9985 | 35354.0631
t2807 | 0 | 0 | 117 | 710862.9985 | 35354.0631
t2808 | 0 | 0 | 117 | 710862.9985 | 35354.0631
t2809 | 0 | 0 | 118 | 727247.336 | 35905.6014
t2810 | 0 | 0 | 118 | 727247.336 | 35905.6014
t2811 | 0 | 0 | 118 | 727247.336 | 35905.6014
t2812 | 0 | 0 | 118 | 727247.336 | 35905.6014
t2813 | 2172.5088 | 111.2346 | 118 | 727247.336 | 35905.6014
t2814 | 288943.6765 | 14794.2016 | 118 | 727247.336 | 35905.6014
t2815 | 799483.2551 | 40934.3322 | 118 | 727247.336 | 35905.6014
t2816 | 1294815.2719 | 66295.8206 | 118 | 727247.336 | 35905.6014
t2817 | 1685866.8641 | 86318.0482 | 118 | 727247.336 | 35905.6014
t2818 | 1955257.9609 | 97552.7427 | 118 | 727247.336 | 35905.6014
t2819 | 2105161.0713 | 97552.7427 | 118 | 727247.336 | 35905.6014
t2820 | 2135576.1951 | 97552.7427 | 118 | 727247.336 | 35905.6014
t2821 | 2048675.8413 | 97552.7427 | 118 | 727247.336 | 35905.6014
t2822 | 1846632.5187 | 94549.4085 | 118 | 727247.336 | 35905.6014
t2823 | 1516411.1742 | 77641.7496 | 118 | 727247.336 | 35905.6014
t2824 | 1079736.8962 | 55283.5953 | 118 | 727247.336 | 35905.6014
t2825 | 571369.8264 | 29254.6993 | 118 | 727247.336 | 35905.6014
t2826 | 123833.0042 | 6340.3721 | 118 | 727247.336 | 35905.6014
t2827 | 0 | 0 | 118 | 727247.336 | 35905.6014
t2828 | 0 | 0 | 118 | 727247.336 | 35905.6014
t2829 | 0 | 0 | 118 | 727247.336 | 35905.6014
t2830 | 0 | 0 | 118 | 727247.336 | 35905.6014
t2831 | 0 | 0 | 118 | 727247.336 | 35905.6014
t2832 | 0 | 0 | 118 | 727247.336 | 35905.6014
t2833 | 0 | 0 | 119 | 650485.3568 | 33152.5451
t2834 | 0 | 0 | 119 | 650485.3568 | 33152.5451
t2835 | 0 | 0 | 119 | 650485.3568 | 33152.5451
t2836 | 0 | 0 | 119 | 650485.3568 | 33152.5451
t2837 | 19552.5796 | 1001.1114 | 119 | 650485.3568 | 33152.5451
t2838 | 282426.1499 | 14460.4978 | 119 | 650485.3568 | 33152.5451
t2839 | 725617.9544 | 37152.3558 | 119 | 650485.3568 | 33152.5451
t2840 | 1190534.8473 | 60956.5598 | 119 | 650485.3568 | 33152.5451
t2841 | 1564206.3688 | 80088.9107 | 119 | 650485.3568 | 33152.5451
t2842 | 1820562.4125 | 93214.5933 | 119 | 650485.3568 | 33152.5451
t2843 | 1937877.8902 | 97552.7427 | 119 | 650485.3568 | 33152.5451
t2844 | 1944395.4167 | 97552.7427 | 119 | 650485.3568 | 33152.5451
t2845 | 1820562.4125 | 93214.5933 | 119 | 650485.3568 | 33152.5451
t2846 | 1570723.8953 | 80422.6145 | 119 | 650485.3568 | 33152.5451
t2847 | 1238330.0419 | 63403.721 | 119 | 650485.3568 | 33152.5451
t2848 | 866831.0294 | 44382.6047 | 119 | 650485.3568 | 33152.5451
t2849 | 486641.9814 | 24916.55 | 119 | 650485.3568 | 33152.5451
t2850 | 143385.5838 | 7341.4835 | 119 | 650485.3568 | 33152.5451
t2851 | 0 | 0 | 119 | 650485.3568 | 33152.5451
t2852 | 0 | 0 | 119 | 650485.3568 | 33152.5451
t2853 | 0 | 0 | 119 | 650485.3568 | 33152.5451
t2854 | 0 | 0 | 119 | 650485.3568 | 33152.5451
t2855 | 0 | 0 | 119 | 650485.3568 | 33152.5451
t2856 | 0 | 0 | 119 | 650485.3568 | 33152.5451
t2857 | 0 | 0 | 120 | 626406.7171 | 31632.3389
t2858 | 0 | 0 | 120 | 626406.7171 | 31632.3389
t2859 | 0 | 0 | 120 | 626406.7171 | 31632.3389
t2860 | 0 | 0 | 120 | 626406.7171 | 31632.3389
t2861 | 36932.6504 | 1890.9882 | 120 | 626406.7171 | 31632.3389
t2862 | 256356.0438 | 13125.6826 | 120 | 626406.7171 | 31632.3389
t2863 | 742998.0252 | 38042.2326 | 120 | 626406.7171 | 31632.3389
t2864 | 1255710.1127 | 64293.5978 | 120 | 626406.7171 | 31632.3389
t2865 | 1640244.1783 | 83982.1217 | 120 | 626406.7171 | 31632.3389
t2866 | 1903117.7487 | 97441.5081 | 120 | 626406.7171 | 31632.3389
t2867 | 2037813.2971 | 97552.7427 | 120 | 626406.7171 | 31632.3389
t2868 | 1979155.5582 | 97552.7427 | 120 | 626406.7171 | 31632.3389
t2869 | 1670659.3022 | 85539.406 | 120 | 626406.7171 | 31632.3389
t2870 | 1323057.8869 | 67741.8703 | 120 | 626406.7171 | 31632.3389
t2871 | 979801.4893 | 50166.8038 | 120 | 626406.7171 | 31632.3389
t2872 | 649580.1448 | 33259.1449 | 120 | 626406.7171 | 31632.3389
t2873 | 406259.1541 | 20800.8699 | 120 | 626406.7171 | 31632.3389
t2874 | 149903.1103 | 7675.1873 | 120 | 626406.7171 | 31632.3389
t2875 | 2172.5088 | 111.2346 | 120 | 626406.7171 | 31632.3389
t2876 | 0 | 0 | 120 | 626406.7171 | 31632.3389
t2877 | 0 | 0 | 120 | 626406.7171 | 31632.3389
t2878 | 0 | 0 | 120 | 626406.7171 | 31632.3389
t2879 | 0 | 0 | 120 | 626406.7171 | 31632.3389
t2880 | 0 | 0 | 120 | 626406.7171 | 31632.3389
t2881 | 0 | 0 | 121 | 699547.8482 | 35219.6547
t2882 | 0 | 0 | 121 | 699547.8482 | 35219.6547
t2883 | 0 | 0 | 121 | 699547.8482 | 35219.6547
t2884 | 0 | 0 | 121 | 699547.8482 | 35219.6547
t2885 | 34760.1415 | 1779.7536 | 121 | 699547.8482 | 35219.6547
t2886 | 267218.588 | 13681.8556 | 121 | 699547.8482 | 35219.6547
t2887 | 732135.4809 | 37486.0596 | 121 | 699547.8482 | 35219.6547
t2888 | 1164464.7412 | 59621.7447 | 121 | 699547.8482 | 35219.6547
t2889 | 1540308.7715 | 78865.3302 | 121 | 699547.8482 | 35219.6547
t2890 | 1835769.9744 | 93993.2355 | 121 | 699547.8482 | 35219.6547
t2891 | 1961775.4875 | 97552.7427 | 121 | 699547.8482 | 35219.6547
t2892 | 2013915.6998 | 97552.7427 | 121 | 699547.8482 | 35219.6547
t2893 | 2020433.2263 | 97552.7427 | 121 | 699547.8482 | 35219.6547
t2894 | 1898772.731 | 97219.0389 | 121 | 699547.8482 | 35219.6547
t2895 | 1570723.8953 | 80422.6145 | 121 | 699547.8482 | 35219.6547
t2896 | 1068874.352 | 54727.4223 | 121 | 699547.8482 | 35219.6547
t2897 | 523574.6318 | 26807.5382 | 121 | 699547.8482 | 35219.6547
t2898 | 154248.128 | 7897.6565 | 121 | 699547.8482 | 35219.6547
t2899 | 2172.5088 | 111.2346 | 121 | 699547.8482 | 35219.6547
t2900 | 0 | 0 | 121 | 699547.8482 | 35219.6547
t2901 | 0 | 0 | 121 | 699547.8482 | 35219.6547
t2902 | 0 | 0 | 121 | 699547.8482 | 35219.6547
t2903 | 0 | 0 | 121 | 699547.8482 | 35219.6547
t2904 | 0 | 0 | 121 | 699547.8482 | 35219.6547
t2905 | 0 | 0 | 122 | 386978.1381 | 19813.6628
t2906 | 0 | 0 | 122 | 386978.1381 | 19813.6628
t2907 | 0 | 0 | 122 | 386978.1381 | 19813.6628
t2908 | 0 | 0 | 122 | 386978.1381 | 19813.6628
t2909 | 17380.0708 | 889.8768 | 122 | 386978.1381 | 19813.6628
t2910 | 95590.3892 | 4894.3223 | 122 | 386978.1381 | 19813.6628
t2911 | 228113.4288 | 11679.6328 | 122 | 386978.1381 | 19813.6628
t2912 | 399741.6276 | 20467.1661 | 122 | 386978.1381 | 19813.6628
t2913 | 582232.3706 | 29810.8723 | 122 | 386978.1381 | 19813.6628
t2914 | 812518.3082 | 41601.7397 | 122 | 386978.1381 | 19813.6628
t2915 | 1018906.6485 | 52169.0266 | 122 | 386978.1381 | 19813.6628
t2916 | 1168809.7589 | 59844.2139 | 122 | 386978.1381 | 19813.6628
t2917 | 1327402.9046 | 67964.3395 | 122 | 386978.1381 | 19813.6628
t2918 | 1270917.6746 | 65072.24 | 122 | 386978.1381 | 19813.6628
t2919 | 990664.0335 | 50722.9768 | 122 | 386978.1381 | 19813.6628
t2920 | 751688.0605 | 38487.171 | 122 | 386978.1381 | 19813.6628
t2921 | 441019.2956 | 22580.6234 | 122 | 386978.1381 | 19813.6628
t2922 | 180318.2342 | 9232.4717 | 122 | 386978.1381 | 19813.6628
t2923 | 2172.5088 | 111.2346 | 122 | 386978.1381 | 19813.6628
t2924 | 0 | 0 | 122 | 386978.1381 | 19813.6628
t2925 | 0 | 0 | 122 | 386978.1381 | 19813.6628
t2926 | 0 | 0 | 122 | 386978.1381 | 19813.6628
t2927 | 0 | 0 | 122 | 386978.1381 | 19813.6628
t2928 | 0 | 0 | 122 | 386978.1381 | 19813.6628
t2929 | 0 | 0 | 123 | 741549.6859 | 36355.1745
t2930 | 0 | 0 | 123 | 741549.6859 | 36355.1745
t2931 | 0 | 0 | 123 | 741549.6859 | 36355.1745
t2932 | 0 | 0 | 123 | 741549.6859 | 36355.1745
t2933 | 8690.0354 | 444.9384 | 123 | 741549.6859 | 36355.1745
t2934 | 330221.3445 | 16907.6589 | 123 | 741549.6859 | 36355.1745
t2935 | 849450.9586 | 43492.7279 | 123 | 741549.6859 | 36355.1745
t2936 | 1346955.4842 | 68965.4509 | 123 | 741549.6859 | 36355.1745
t2937 | 1740179.5852 | 89098.9132 | 123 | 741549.6859 | 36355.1745
t2938 | 1994363.1202 | 97552.7427 | 123 | 741549.6859 | 36355.1745
t2939 | 2144266.2305 | 97552.7427 | 123 | 741549.6859 | 36355.1745
t2940 | 2163818.8101 | 97552.7427 | 123 | 741549.6859 | 36355.1745
t2941 | 2074745.9474 | 97552.7427 | 123 | 741549.6859 | 36355.1745
t2942 | 1850977.5364 | 94771.8777 | 123 | 741549.6859 | 36355.1745
t2943 | 1525101.2095 | 78086.688 | 123 | 741549.6859 | 36355.1745
t2944 | 1055839.2989 | 54060.0147 | 123 | 741549.6859 | 36355.1745
t2945 | 543127.2114 | 27808.6496 | 123 | 741549.6859 | 36355.1745
t2946 | 162938.1634 | 8342.5949 | 123 | 741549.6859 | 36355.1745
t2947 | 6517.5265 | 333.7038 | 123 | 741549.6859 | 36355.1745
t2948 | 0 | 0 | 123 | 741549.6859 | 36355.1745
t2949 | 0 | 0 | 123 | 741549.6859 | 36355.1745
t2950 | 0 | 0 | 123 | 741549.6859 | 36355.1745
t2951 | 0 | 0 | 123 | 741549.6859 | 36355.1745
t2952 | 0 | 0 | 123 | 741549.6859 | 36355.1745
t2953 | 0 | 0 | 124 | 684430.8075 | 34144.3869
t2954 | 0 | 0 | 124 | 684430.8075 | 34144.3869
t2955 | 0 | 0 | 124 | 684430.8075 | 34144.3869
t2956 | 0 | 0 | 124 | 684430.8075 | 34144.3869
t2957 | 49967.7034 | 2558.3958 | 124 | 684430.8075 | 34144.3869
t2958 | 286771.1676 | 14682.967 | 124 | 684430.8075 | 34144.3869
t2959 | 732135.4809 | 37486.0596 | 124 | 684430.8075 | 34144.3869
t2960 | 1218777.4623 | 62402.6096 | 124 | 684430.8075 | 34144.3869
t2961 | 1620691.5987 | 82981.0103 | 124 | 684430.8075 | 34144.3869
t2962 | 1866185.0983 | 95550.5199 | 124 | 684430.8075 | 34144.3869
t2963 | 2059538.3855 | 97552.7427 | 124 | 684430.8075 | 34144.3869
t2964 | 2076918.4563 | 97552.7427 | 124 | 684430.8075 | 34144.3869
t2965 | 2000880.6467 | 97552.7427 | 124 | 684430.8075 | 34144.3869
t2966 | 1766249.6914 | 90433.7284 | 124 | 684430.8075 | 34144.3869
t2967 | 1353473.0107 | 69299.1547 | 124 | 684430.8075 | 34144.3869
t2968 | 821208.3436 | 42046.6781 | 124 | 684430.8075 | 34144.3869
t2969 | 410604.1718 | 21023.3391 | 124 | 684430.8075 | 34144.3869
t2970 | 154248.128 | 7897.6565 | 124 | 684430.8075 | 34144.3869
t2971 | 8690.0354 | 444.9384 | 124 | 684430.8075 | 34144.3869
t2972 | 0 | 0 | 124 | 684430.8075 | 34144.3869
t2973 | 0 | 0 | 124 | 684430.8075 | 34144.3869
t2974 | 0 | 0 | 124 | 684430.8075 | 34144.3869
t2975 | 0 | 0 | 124 | 684430.8075 | 34144.3869
t2976 | 0 | 0 | 124 | 684430.8075 | 34144.3869
t2977 | 0 | 0 | 125 | 162395.0362 | 8314.7862
t2978 | 0 | 0 | 125 | 162395.0362 | 8314.7862
t2979 | 0 | 0 | 125 | 162395.0362 | 8314.7862
t2980 | 0 | 0 | 125 | 162395.0362 | 8314.7862
t2981 | 49967.7034 | 2558.3958 | 125 | 162395.0362 | 8314.7862
t2982 | 182490.743 | 9343.7063 | 125 | 162395.0362 | 8314.7862
t2983 | 330221.3445 | 16907.6589 | 125 | 162395.0362 | 8314.7862
t2984 | 369326.5037 | 18909.8817 | 125 | 162395.0362 | 8314.7862
t2985 | 399741.6276 | 20467.1661 | 125 | 162395.0362 | 8314.7862
t2986 | 373671.5214 | 19132.3509 | 125 | 162395.0362 | 8314.7862
t2987 | 312841.2738 | 16017.7821 | 125 | 162395.0362 | 8314.7862
t2988 | 312841.2738 | 16017.7821 | 125 | 162395.0362 | 8314.7862
t2989 | 358463.9595 | 18353.7087 | 125 | 162395.0362 | 8314.7862
t2990 | 360636.4684 | 18464.9433 | 125 | 162395.0362 | 8314.7862
t2991 | 330221.3445 | 16907.6589 | 125 | 162395.0362 | 8314.7862
t2992 | 249838.5172 | 12791.9788 | 125 | 162395.0362 | 8314.7862
t2993 | 182490.743 | 9343.7063 | 125 | 162395.0362 | 8314.7862
t2994 | 78210.3184 | 4004.4455 | 125 | 162395.0362 | 8314.7862
t2995 | 6517.5265 | 333.7038 | 125 | 162395.0362 | 8314.7862
t2996 | 0 | 0 | 125 | 162395.0362 | 8314.7862
t2997 | 0 | 0 | 125 | 162395.0362 | 8314.7862
t2998 | 0 | 0 | 125 | 162395.0362 | 8314.7862
t2999 | 0 | 0 | 125 | 162395.0362 | 8314.7862
t3000 | 0 | 0 | 125 | 162395.0362 | 8314.7862
t3001 | 0 | 0 | 126 | 212453.2608 | 10877.8168
t3002 | 0 | 0 | 126 | 212453.2608 | 10877.8168
t3003 | 0 | 0 | 126 | 212453.2608 | 10877.8168
t3004 | 0 | 0 | 126 | 212453.2608 | 10877.8168
t3005 | 34760.1415 | 1779.7536 | 126 | 212453.2608 | 10877.8168
t3006 | 123833.0042 | 6340.3721 | 126 | 212453.2608 | 10877.8168
t3007 | 219423.3934 | 11234.6944 | 126 | 212453.2608 | 10877.8168
t3008 | 341083.8887 | 17463.8319 | 126 | 212453.2608 | 10877.8168
t3009 | 497504.5256 | 25472.723 | 126 | 212453.2608 | 10877.8168
t3010 | 534437.176 | 27363.7112 | 126 | 212453.2608 | 10877.8168
t3011 | 469261.9106 | 24026.6732 | 126 | 212453.2608 | 10877.8168
t3012 | 477951.946 | 24471.6116 | 126 | 212453.2608 | 10877.8168
t3013 | 497504.5256 | 25472.723 | 126 | 212453.2608 | 10877.8168
t3014 | 482296.9637 | 24694.0808 | 126 | 212453.2608 | 10877.8168
t3015 | 412776.6806 | 21134.5737 | 126 | 212453.2608 | 10877.8168
t3016 | 410604.1718 | 21023.3391 | 126 | 212453.2608 | 10877.8168
t3017 | 388879.0833 | 19910.9931 | 126 | 212453.2608 | 10877.8168
t3018 | 189008.2696 | 9677.41 | 126 | 212453.2608 | 10877.8168
t3019 | 19552.5796 | 1001.1114 | 126 | 212453.2608 | 10877.8168
t3020 | 0 | 0 | 126 | 212453.2608 | 10877.8168
t3021 | 0 | 0 | 126 | 212453.2608 | 10877.8168
t3022 | 0 | 0 | 126 | 212453.2608 | 10877.8168
t3023 | 0 | 0 | 126 | 212453.2608 | 10877.8168
t3024 | 0 | 0 | 126 | 212453.2608 | 10877.8168
t3025 | 0 | 0 | 127 | 440747.732 | 22566.7191
t3026 | 0 | 0 | 127 | 440747.732 | 22566.7191
t3027 | 0 | 0 | 127 | 440747.732 | 22566.7191
t3028 | 0 | 0 | 127 | 440747.732 | 22566.7191
t3029 | 21725.0885 | 1112.346 | 127 | 440747.732 | 22566.7191
t3030 | 84727.845 | 4338.1493 | 127 | 440747.732 | 22566.7191
t3031 | 249838.5172 | 12791.9788 | 127 | 440747.732 | 22566.7191
t3032 | 540954.7025 | 27697.415 | 127 | 440747.732 | 22566.7191
t3033 | 762550.6048 | 39043.344 | 127 | 440747.732 | 22566.7191
t3034 | 1116669.5466 | 57174.5835 | 127 | 440747.732 | 22566.7191
t3035 | 1316540.3604 | 67408.1665 | 127 | 440747.732 | 22566.7191
t3036 | 1283952.7277 | 65739.6476 | 127 | 440747.732 | 22566.7191
t3037 | 1192707.3562 | 61067.7944 | 127 | 440747.732 | 22566.7191
t3038 | 1266572.6569 | 64849.7708 | 127 | 440747.732 | 22566.7191
t3039 | 1147084.6704 | 58731.8679 | 127 | 440747.732 | 22566.7191
t3040 | 860313.5028 | 44048.9009 | 127 | 440747.732 | 22566.7191
t3041 | 517057.1052 | 26473.8344 | 127 | 440747.732 | 22566.7191
t3042 | 197698.3049 | 10122.3484 | 127 | 440747.732 | 22566.7191
t3043 | 19552.5796 | 1001.1114 | 127 | 440747.732 | 22566.7191
t3044 | 0 | 0 | 127 | 440747.732 | 22566.7191
t3045 | 0 | 0 | 127 | 440747.732 | 22566.7191
t3046 | 0 | 0 | 127 | 440747.732 | 22566.7191
t3047 | 0 | 0 | 127 | 440747.732 | 22566.7191
t3048 | 0 | 0 | 127 | 440747.732 | 22566.7191
t3049 | 0 | 0 | 128 | 320988.1819 | 16434.9119
t3050 | 0 | 0 | 128 | 320988.1819 | 16434.9119
t3051 | 0 | 0 | 128 | 320988.1819 | 16434.9119
t3052 | 0 | 0 | 128 | 320988.1819 | 16434.9119
t3053 | 65175.2654 | 3337.0379 | 128 | 320988.1819 | 16434.9119
t3054 | 182490.743 | 9343.7063 | 128 | 320988.1819 | 16434.9119
t3055 | 295461.203 | 15127.9054 | 128 | 320988.1819 | 16434.9119
t3056 | 447536.8222 | 22914.3272 | 128 | 320988.1819 | 16434.9119
t3057 | 749515.5517 | 38375.9364 | 128 | 320988.1819 | 16434.9119
t3058 | 673477.7421 | 34482.7255 | 128 | 320988.1819 | 16434.9119
t3059 | 992836.5424 | 50834.2114 | 128 | 320988.1819 | 16434.9119
t3060 | 960248.9097 | 49165.6924 | 128 | 320988.1819 | 16434.9119
t3061 | 875521.0647 | 44827.5431 | 128 | 320988.1819 | 16434.9119
t3062 | 649580.1448 | 33259.1449 | 128 | 320988.1819 | 16434.9119
t3063 | 693030.3217 | 35483.8368 | 128 | 320988.1819 | 16434.9119
t3064 | 501849.5433 | 25695.1922 | 128 | 320988.1819 | 16434.9119
t3065 | 410604.1718 | 21023.3391 | 128 | 320988.1819 | 16434.9119
t3066 | 184663.2519 | 9454.9409 | 128 | 320988.1819 | 16434.9119
t3067 | 21725.0885 | 1112.346 | 128 | 320988.1819 | 16434.9119
t3068 | 0 | 0 | 128 | 320988.1819 | 16434.9119
t3069 | 0 | 0 | 128 | 320988.1819 | 16434.9119
t3070 | 0 | 0 | 128 | 320988.1819 | 16434.9119
t3071 | 0 | 0 | 128 | 320988.1819 | 16434.9119
t3072 | 0 | 0 | 128 | 320988.1819 | 16434.9119
t3073 | 0 | 0 | 129 | 332484.3746 | 17023.5283
t3074 | 0 | 0 | 129 | 332484.3746 | 17023.5283
t3075 | 0 | 0 | 129 | 332484.3746 | 17023.5283
t3076 | 0 | 0 | 129 | 332484.3746 | 17023.5283
t3077 | 65175.2654 | 3337.0379 | 129 | 332484.3746 | 17023.5283
t3078 | 278081.1322 | 14238.0286 | 129 | 332484.3746 | 17023.5283
t3079 | 601784.9502 | 30811.9837 | 129 | 332484.3746 | 17023.5283
t3080 | 923316.2593 | 47274.7043 | 129 | 332484.3746 | 17023.5283
t3081 | 1170982.2677 | 59955.4485 | 129 | 332484.3746 | 17023.5283
t3082 | 1168809.7589 | 59844.2139 | 129 | 332484.3746 | 17023.5283
t3083 | 953731.3832 | 48831.9886 | 129 | 332484.3746 | 17023.5283
t3084 | 777758.1667 | 39821.9862 | 129 | 332484.3746 | 17023.5283
t3085 | 454054.3487 | 23248.031 | 129 | 332484.3746 | 17023.5283
t3086 | 297633.7118 | 15239.14 | 129 | 332484.3746 | 17023.5283
t3087 | 358463.9595 | 18353.7087 | 129 | 332484.3746 | 17023.5283
t3088 | 334566.3622 | 17130.1281 | 129 | 332484.3746 | 17023.5283
t3089 | 378016.5391 | 19354.8201 | 129 | 332484.3746 | 17023.5283
t3090 | 191180.7784 | 9788.6446 | 129 | 332484.3746 | 17023.5283
t3091 | 26070.1061 | 1334.8152 | 129 | 332484.3746 | 17023.5283
t3092 | 0 | 0 | 129 | 332484.3746 | 17023.5283
t3093 | 0 | 0 | 129 | 332484.3746 | 17023.5283
t3094 | 0 | 0 | 129 | 332484.3746 | 17023.5283
t3095 | 0 | 0 | 129 | 332484.3746 | 17023.5283
t3096 | 0 | 0 | 129 | 332484.3746 | 17023.5283
t3097 | 0 | 0 | 130 | 432419.7815 | 22140.3198
t3098 | 0 | 0 | 130 | 432419.7815 | 22140.3198
t3099 | 0 | 0 | 130 | 432419.7815 | 22140.3198
t3100 | 0 | 0 | 130 | 432419.7815 | 22140.3198
t3101 | 65175.2654 | 3337.0379 | 130 | 432419.7815 | 22140.3198
t3102 | 230285.9376 | 11790.8674 | 130 | 432419.7815 | 22140.3198
t3103 | 408431.663 | 20912.1045 | 130 | 432419.7815 | 22140.3198
t3104 | 636545.0917 | 32591.7373 | 130 | 432419.7815 | 22140.3198
t3105 | 1055839.2989 | 54060.0147 | 130 | 432419.7815 | 22140.3198
t3106 | 1312195.3427 | 67185.6973 | 130 | 432419.7815 | 22140.3198
t3107 | 1544653.7891 | 79087.7993 | 130 | 432419.7815 | 22140.3198
t3108 | 1562033.8599 | 79977.6761 | 130 | 432419.7815 | 22140.3198
t3109 | 1255710.1127 | 64293.5978 | 130 | 432419.7815 | 22140.3198
t3110 | 753860.5694 | 38598.4056 | 130 | 432419.7815 | 22140.3198
t3111 | 482296.9637 | 24694.0808 | 130 | 432419.7815 | 22140.3198
t3112 | 621337.5298 | 31813.0951 | 130 | 432419.7815 | 22140.3198
t3113 | 399741.6276 | 20467.1661 | 130 | 432419.7815 | 22140.3198
t3114 | 47795.1946 | 2447.1612 | 130 | 432419.7815 | 22140.3198
t3115 | 2172.5088 | 111.2346 | 130 | 432419.7815 | 22140.3198
t3116 | 0 | 0 | 130 | 432419.7815 | 22140.3198
t3117 | 0 | 0 | 130 | 432419.7815 | 22140.3198
t3118 | 0 | 0 | 130 | 432419.7815 | 22140.3198
t3119 | 0 | 0 | 130 | 432419.7815 | 22140.3198
t3120 | 0 | 0 | 130 | 432419.7815 | 22140.3198
t3121 | 0 | 0 | 131 | 286318.5616 | 14659.7931
t3122 | 0 | 0 | 131 | 286318.5616 | 14659.7931
t3123 | 0 | 0 | 131 | 286318.5616 | 14659.7931
t3124 | 0 | 0 | 131 | 286318.5616 | 14659.7931
t3125 | 58657.7388 | 3003.3342 | 131 | 286318.5616 | 14659.7931
t3126 | 149903.1103 | 7675.1873 | 131 | 286318.5616 | 14659.7931
t3127 | 295461.203 | 15127.9054 | 131 | 286318.5616 | 14659.7931
t3128 | 603957.459 | 30923.2183 | 131 | 286318.5616 | 14659.7931
t3129 | 723445.4455 | 37041.1212 | 131 | 286318.5616 | 14659.7931
t3130 | 875521.0647 | 44827.5431 | 131 | 286318.5616 | 14659.7931
t3131 | 873348.5559 | 44716.3085 | 131 | 286318.5616 | 14659.7931
t3132 | 840760.9232 | 43047.7895 | 131 | 286318.5616 | 14659.7931
t3133 | 664787.7067 | 34037.7871 | 131 | 286318.5616 | 14659.7931
t3134 | 477951.946 | 24471.6116 | 131 | 286318.5616 | 14659.7931
t3135 | 514884.5964 | 26362.5998 | 131 | 286318.5616 | 14659.7931
t3136 | 317186.2914 | 16240.2513 | 131 | 286318.5616 | 14659.7931
t3137 | 304151.2384 | 15572.8438 | 131 | 286318.5616 | 14659.7931
t3138 | 145558.0926 | 7452.7181 | 131 | 286318.5616 | 14659.7931
t3139 | 26070.1061 | 1334.8152 | 131 | 286318.5616 | 14659.7931
t3140 | 0 | 0 | 131 | 286318.5616 | 14659.7931
t3141 | 0 | 0 | 131 | 286318.5616 | 14659.7931
t3142 | 0 | 0 | 131 | 286318.5616 | 14659.7931
t3143 | 0 | 0 | 131 | 286318.5616 | 14659.7931
t3144 | 0 | 0 | 131 | 286318.5616 | 14659.7931
t3145 | 0 | 0 | 132 | 453420.7003 | 23215.5876
t3146 | 0 | 0 | 132 | 453420.7003 | 23215.5876
t3147 | 0 | 0 | 132 | 453420.7003 | 23215.5876
t3148 | 0 | 0 | 132 | 453420.7003 | 23215.5876
t3149 | 47795.1946 | 2447.1612 | 132 | 453420.7003 | 23215.5876
t3150 | 212905.8669 | 10900.9906 | 132 | 453420.7003 | 23215.5876
t3151 | 532264.6671 | 27252.4766 | 132 | 453420.7003 | 23215.5876
t3152 | 992836.5424 | 50834.2114 | 132 | 453420.7003 | 23215.5876
t3153 | 1323057.8869 | 67741.8703 | 132 | 453420.7003 | 23215.5876
t3154 | 1677176.8287 | 85873.1098 | 132 | 453420.7003 | 23215.5876
t3155 | 1666314.2845 | 85316.9369 | 132 | 453420.7003 | 23215.5876
t3156 | 1412130.7496 | 72302.4889 | 132 | 453420.7003 | 23215.5876
t3157 | 912453.7151 | 46718.5313 | 132 | 453420.7003 | 23215.5876
t3158 | 621337.5298 | 31813.0951 | 132 | 453420.7003 | 23215.5876
t3159 | 482296.9637 | 24694.0808 | 132 | 453420.7003 | 23215.5876
t3160 | 436674.2779 | 22358.1542 | 132 | 453420.7003 | 23215.5876
t3161 | 345428.9064 | 17686.3011 | 132 | 453420.7003 | 23215.5876
t3162 | 189008.2696 | 9677.41 | 132 | 453420.7003 | 23215.5876
t3163 | 30415.1238 | 1557.2844 | 132 | 453420.7003 | 23215.5876
t3164 | 0 | 0 | 132 | 453420.7003 | 23215.5876
t3165 | 0 | 0 | 132 | 453420.7003 | 23215.5876
t3166 | 0 | 0 | 132 | 453420.7003 | 23215.5876
t3167 | 0 | 0 | 132 | 453420.7003 | 23215.5876
t3168 | 0 | 0 | 132 | 453420.7003 | 23215.5876
t3169 | 0 | 0 | 133 | 600065.0474 | 30723.923
t3170 | 0 | 0 | 133 | 600065.0474 | 30723.923
t3171 | 0 | 0 | 133 | 600065.0474 | 30723.923
t3172 | 0 | 0 | 133 | 600065.0474 | 30723.923
t3173 | 76037.8096 | 3893.2109 | 133 | 600065.0474 | 30723.923
t3174 | 249838.5172 | 12791.9788 | 133 | 600065.0474 | 30723.923
t3175 | 562679.791 | 28809.7609 | 133 | 600065.0474 | 30723.923
t3176 | 1092771.9493 | 55951.0029 | 133 | 600065.0474 | 30723.923
t3177 | 1436028.3469 | 73526.0694 | 133 | 600065.0474 | 30723.923
t3178 | 1572896.4041 | 80533.8491 | 133 | 600065.0474 | 30723.923
t3179 | 1670659.3022 | 85539.406 | 133 | 600065.0474 | 30723.923
t3180 | 1638071.6695 | 83870.8871 | 133 | 600065.0474 | 30723.923
t3181 | 1544653.7891 | 79087.7993 | 133 | 600065.0474 | 30723.923
t3182 | 1568551.3864 | 80311.3799 | 133 | 600065.0474 | 30723.923
t3183 | 1270917.6746 | 65072.24 | 133 | 600065.0474 | 30723.923
t3184 | 932006.2947 | 47719.6426 | 133 | 600065.0474 | 30723.923
t3185 | 549644.7379 | 28142.3534 | 133 | 600065.0474 | 30723.923
t3186 | 208560.8492 | 10678.5214 | 133 | 600065.0474 | 30723.923
t3187 | 28242.615 | 1446.0498 | 133 | 600065.0474 | 30723.923
t3188 | 0 | 0 | 133 | 600065.0474 | 30723.923
t3189 | 0 | 0 | 133 | 600065.0474 | 30723.923
t3190 | 0 | 0 | 133 | 600065.0474 | 30723.923
t3191 | 0 | 0 | 133 | 600065.0474 | 30723.923
t3192 | 0 | 0 | 133 | 600065.0474 | 30723.923
t3193 | 0 | 0 | 134 | 315828.4734 | 15596.0176
t3194 | 0 | 0 | 134 | 315828.4734 | 15596.0176
t3195 | 0 | 0 | 134 | 315828.4734 | 15596.0176
t3196 | 0 | 0 | 134 | 315828.4734 | 15596.0176
t3197 | 58657.7388 | 0 | 134 | 315828.4734 | 15596.0176
t3198 | 210733.358 | 0 | 134 | 315828.4734 | 15596.0176
t3199 | 432329.2603 | 22135.685 | 134 | 315828.4734 | 15596.0176
t3200 | 673477.7421 | 34482.7255 | 134 | 315828.4734 | 15596.0176
t3201 | 764723.1136 | 39154.5786 | 134 | 315828.4734 | 15596.0176
t3202 | 827725.8701 | 42380.3819 | 134 | 315828.4734 | 15596.0176
t3203 | 756033.0782 | 38709.6402 | 134 | 315828.4734 | 15596.0176
t3204 | 936351.3124 | 47942.1118 | 134 | 315828.4734 | 15596.0176
t3205 | 808173.2905 | 41379.2705 | 134 | 315828.4734 | 15596.0176
t3206 | 649580.1448 | 33259.1449 | 134 | 315828.4734 | 15596.0176
t3207 | 512712.0875 | 26251.3652 | 134 | 315828.4734 | 15596.0176
t3208 | 410604.1718 | 21023.3391 | 134 | 315828.4734 | 15596.0176
t3209 | 315013.7826 | 16129.0167 | 134 | 315828.4734 | 15596.0176
t3210 | 184663.2519 | 9454.9409 | 134 | 315828.4734 | 15596.0176
t3211 | 39105.1592 | 2002.2228 | 134 | 315828.4734 | 15596.0176
t3212 | 0 | 0 | 134 | 315828.4734 | 15596.0176
t3213 | 0 | 0 | 134 | 315828.4734 | 15596.0176
t3214 | 0 | 0 | 134 | 315828.4734 | 15596.0176
t3215 | 0 | 0 | 134 | 315828.4734 | 15596.0176
t3216 | 0 | 0 | 134 | 315828.4734 | 15596.0176
t3217 | 0 | 0 | 135 | 670852.6272 | 34343.6822
t3218 | 0 | 0 | 135 | 670852.6272 | 34343.6822
t3219 | 0 | 0 | 135 | 670852.6272 | 34343.6822
t3220 | 0 | 0 | 135 | 670852.6272 | 34343.6822
t3221 | 84727.845 | 4338.1493 | 135 | 670852.6272 | 34343.6822
t3222 | 306323.7472 | 15684.0784 | 135 | 670852.6272 | 34343.6822
t3223 | 656097.6713 | 33592.8487 | 135 | 670852.6272 | 34343.6822
t3224 | 1207914.9181 | 61846.4366 | 135 | 670852.6272 | 34343.6822
t3225 | 1607656.5457 | 82313.6027 | 135 | 670852.6272 | 34343.6822
t3226 | 1831424.9567 | 93770.7663 | 135 | 670852.6272 | 34343.6822
t3227 | 1907462.7663 | 97552.7427 | 135 | 670852.6272 | 34343.6822
t3228 | 1896600.2221 | 97107.8043 | 135 | 670852.6272 | 34343.6822
t3229 | 1683694.3553 | 86206.8136 | 135 | 670852.6272 | 34343.6822
t3230 | 1655451.7403 | 84760.7639 | 135 | 670852.6272 | 34343.6822
t3231 | 1440373.3646 | 73748.5386 | 135 | 670852.6272 | 34343.6822
t3232 | 1068874.352 | 54727.4223 | 135 | 670852.6272 | 34343.6822
t3233 | 543127.2114 | 27808.6496 | 135 | 670852.6272 | 34343.6822
t3234 | 210733.358 | 10789.756 | 135 | 670852.6272 | 34343.6822
t3235 | 0 | 0 | 135 | 670852.6272 | 34343.6822
t3236 | 0 | 0 | 135 | 670852.6272 | 34343.6822
t3237 | 0 | 0 | 135 | 670852.6272 | 34343.6822
t3238 | 0 | 0 | 135 | 670852.6272 | 34343.6822
t3239 | 0 | 0 | 135 | 670852.6272 | 34343.6822
t3240 | 0 | 0 | 135 | 670852.6272 | 34343.6822
t3241 | 0 | 0 | 136 | 713940.7193 | 35655.3235
t3242 | 0 | 0 | 136 | 713940.7193 | 35655.3235
t3243 | 0 | 0 | 136 | 713940.7193 | 35655.3235
t3244 | 0 | 0 | 136 | 713940.7193 | 35655.3235
t3245 | 73865.3007 | 3781.9763 | 136 | 713940.7193 | 35655.3235
t3246 | 343256.3976 | 17575.0665 | 136 | 713940.7193 | 35655.3235
t3247 | 714755.4102 | 36596.1828 | 136 | 713940.7193 | 35655.3235
t3248 | 1175327.2854 | 60177.9176 | 136 | 713940.7193 | 35655.3235
t3249 | 1588103.9661 | 81312.4913 | 136 | 713940.7193 | 35655.3235
t3250 | 1846632.5187 | 94549.4085 | 136 | 713940.7193 | 35655.3235
t3251 | 2037813.2971 | 97552.7427 | 136 | 713940.7193 | 35655.3235
t3252 | 2089953.5094 | 97552.7427 | 136 | 713940.7193 | 35655.3235
t3253 | 2009570.6821 | 97552.7427 | 136 | 713940.7193 | 35655.3235
t3254 | 1811872.3771 | 92769.6549 | 136 | 713940.7193 | 35655.3235
t3255 | 1505548.6299 | 77085.5766 | 136 | 713940.7193 | 35655.3235
t3256 | 1088426.9316 | 55728.5337 | 136 | 713940.7193 | 35655.3235
t3257 | 612647.4944 | 31368.1567 | 136 | 713940.7193 | 35655.3235
t3258 | 210733.358 | 10789.756 | 136 | 713940.7193 | 35655.3235
t3259 | 26070.1061 | 1334.8152 | 136 | 713940.7193 | 35655.3235
t3260 | 0 | 0 | 136 | 713940.7193 | 35655.3235
t3261 | 0 | 0 | 136 | 713940.7193 | 35655.3235
t3262 | 0 | 0 | 136 | 713940.7193 | 35655.3235
t3263 | 0 | 0 | 136 | 713940.7193 | 35655.3235
t3264 | 0 | 0 | 136 | 713940.7193 | 35655.3235
t3265 | 0 | 0 | 137 | 736389.9774 | 36545.2003
t3266 | 0 | 0 | 137 | 736389.9774 | 36545.2003
t3267 | 0 | 0 | 137 | 736389.9774 | 36545.2003
t3268 | 0 | 0 | 137 | 736389.9774 | 36545.2003
t3269 | 67347.7742 | 3448.2725 | 137 | 736389.9774 | 36545.2003
t3270 | 362808.9772 | 18576.1779 | 137 | 736389.9774 | 36545.2003
t3271 | 816863.3259 | 41824.2089 | 137 | 736389.9774 | 36545.2003
t3272 | 1277435.2011 | 65405.9438 | 137 | 736389.9774 | 36545.2003
t3273 | 1657624.2491 | 84871.9985 | 137 | 736389.9774 | 36545.2003
t3274 | 1935705.3813 | 97552.7427 | 137 | 736389.9774 | 36545.2003
t3275 | 2079090.9651 | 97552.7427 | 137 | 736389.9774 | 36545.2003
t3276 | 2113851.1067 | 97552.7427 | 137 | 736389.9774 | 36545.2003
t3277 | 2035640.7882 | 97552.7427 | 137 | 736389.9774 | 36545.2003
t3278 | 1840114.9921 | 94215.7047 | 137 | 736389.9774 | 36545.2003
t3279 | 1531618.7361 | 78420.3918 | 137 | 736389.9774 | 36545.2003
t3280 | 1121014.5643 | 57397.0527 | 137 | 736389.9774 | 36545.2003
t3281 | 640890.1094 | 32814.2065 | 137 | 736389.9774 | 36545.2003
t3282 | 193353.2872 | 9899.8792 | 137 | 736389.9774 | 36545.2003
t3283 | 0 | 0 | 137 | 736389.9774 | 36545.2003
t3284 | 0 | 0 | 137 | 736389.9774 | 36545.2003
t3285 | 0 | 0 | 137 | 736389.9774 | 36545.2003
t3286 | 0 | 0 | 137 | 736389.9774 | 36545.2003
t3287 | 0 | 0 | 137 | 736389.9774 | 36545.2003
t3288 | 0 | 0 | 137 | 736389.9774 | 36545.2003
t3289 | 0 | 0 | 138 | 414406.0623 | 21217.9996
t3290 | 0 | 0 | 138 | 414406.0623 | 21217.9996
t3291 | 0 | 0 | 138 | 414406.0623 | 21217.9996
t3292 | 0 | 0 | 138 | 414406.0623 | 21217.9996
t3293 | 69520.2831 | 3559.5071 | 138 | 414406.0623 | 21217.9996
t3294 | 401914.1364 | 20578.4007 | 138 | 414406.0623 | 21217.9996
t3295 | 864658.5205 | 44271.3701 | 138 | 414406.0623 | 21217.9996
t3296 | 1303505.3073 | 66740.7589 | 138 | 414406.0623 | 21217.9996
t3297 | 1622864.1076 | 83092.2449 | 138 | 414406.0623 | 21217.9996
t3298 | 1525101.2095 | 78086.688 | 138 | 414406.0623 | 21217.9996
t3299 | 1075391.8785 | 55061.1261 | 138 | 414406.0623 | 21217.9996
t3300 | 921143.7505 | 47163.4697 | 138 | 414406.0623 | 21217.9996
t3301 | 749515.5517 | 38375.9364 | 138 | 414406.0623 | 21217.9996
t3302 | 512712.0875 | 26251.3652 | 138 | 414406.0623 | 21217.9996
t3303 | 373671.5214 | 19132.3509 | 138 | 414406.0623 | 21217.9996
t3304 | 275908.6234 | 14126.794 | 138 | 414406.0623 | 21217.9996
t3305 | 169455.6899 | 8676.2987 | 138 | 414406.0623 | 21217.9996
t3306 | 69520.2831 | 3559.5071 | 138 | 414406.0623 | 21217.9996
t3307 | 10862.5442 | 556.173 | 138 | 414406.0623 | 21217.9996
t3308 | 0 | 0 | 138 | 414406.0623 | 21217.9996
t3309 | 0 | 0 | 138 | 414406.0623 | 21217.9996
t3310 | 0 | 0 | 138 | 414406.0623 | 21217.9996
t3311 | 0 | 0 | 138 | 414406.0623 | 21217.9996
t3312 | 0 | 0 | 138 | 414406.0623 | 21217.9996
t3313 | 0 | 0 | 139 | 447808.3858 | 22928.2316
t3314 | 0 | 0 | 139 | 447808.3858 | 22928.2316
t3315 | 0 | 0 | 139 | 447808.3858 | 22928.2316
t3316 | 0 | 0 | 139 | 447808.3858 | 22928.2316
t3317 | 93417.8804 | 4783.0877 | 139 | 447808.3858 | 22928.2316
t3318 | 380189.048 | 19466.0547 | 139 | 447808.3858 | 22928.2316
t3319 | 608302.4767 | 31145.6875 | 139 | 447808.3858 | 22928.2316
t3320 | 656097.6713 | 33592.8487 | 139 | 447808.3858 | 22928.2316
t3321 | 960248.9097 | 49165.6924 | 139 | 447808.3858 | 22928.2316
t3322 | 1323057.8869 | 67741.8703 | 139 | 447808.3858 | 22928.2316
t3323 | 1449063.3999 | 74193.477 | 139 | 447808.3858 | 22928.2316
t3324 | 1307850.325 | 66963.2281 | 139 | 447808.3858 | 22928.2316
t3325 | 1058011.8078 | 54171.2493 | 139 | 447808.3858 | 22928.2316
t3326 | 962421.4186 | 49276.927 | 139 | 447808.3858 | 22928.2316
t3327 | 771240.6401 | 39488.2824 | 139 | 447808.3858 | 22928.2316
t3328 | 560507.2821 | 28698.5263 | 139 | 447808.3858 | 22928.2316
t3329 | 371499.0126 | 19021.1163 | 139 | 447808.3858 | 22928.2316
t3330 | 197698.3049 | 10122.3484 | 139 | 447808.3858 | 22928.2316
t3331 | 47795.1946 | 2447.1612 | 139 | 447808.3858 | 22928.2316
t3332 | 0 | 0 | 139 | 447808.3858 | 22928.2316
t3333 | 0 | 0 | 139 | 447808.3858 | 22928.2316
t3334 | 0 | 0 | 139 | 447808.3858 | 22928.2316
t3335 | 0 | 0 | 139 | 447808.3858 | 22928.2316
t3336 | 0 | 0 | 139 | 447808.3858 | 22928.2316
t3337 | 0 | 0 | 140 | 732226.0021 | 36554.4698
t3338 | 0 | 0 | 140 | 732226.0021 | 36554.4698
t3339 | 0 | 0 | 140 | 732226.0021 | 36554.4698
t3340 | 0 | 0 | 140 | 732226.0021 | 36554.4698
t3341 | 47795.1946 | 2447.1612 | 140 | 732226.0021 | 36554.4698
t3342 | 384534.0657 | 19688.5239 | 140 | 732226.0021 | 36554.4698
t3343 | 855968.4851 | 43826.4317 | 140 | 732226.0021 | 36554.4698
t3344 | 1305677.8161 | 66851.9935 | 140 | 732226.0021 | 36554.4698
t3345 | 1666314.2845 | 85316.9369 | 140 | 732226.0021 | 36554.4698
t3346 | 1916152.8017 | 97552.7427 | 140 | 732226.0021 | 36554.4698
t3347 | 2057365.8767 | 97552.7427 | 140 | 732226.0021 | 36554.4698
t3348 | 2083435.9828 | 97552.7427 | 140 | 732226.0021 | 36554.4698
t3349 | 2003053.1555 | 97552.7427 | 140 | 732226.0021 | 36554.4698
t3350 | 1809699.8683 | 92658.4203 | 140 | 732226.0021 | 36554.4698
t3351 | 1505548.6299 | 77085.5766 | 140 | 732226.0021 | 36554.4698
t3352 | 1099289.4758 | 56284.7067 | 140 | 732226.0021 | 36554.4698
t3353 | 630027.5652 | 32258.0335 | 140 | 732226.0021 | 36554.4698
t3354 | 208560.8492 | 10678.5214 | 140 | 732226.0021 | 36554.4698
t3355 | 0 | 0 | 140 | 732226.0021 | 36554.4698
t3356 | 0 | 0 | 140 | 732226.0021 | 36554.4698
t3357 | 0 | 0 | 140 | 732226.0021 | 36554.4698
t3358 | 0 | 0 | 140 | 732226.0021 | 36554.4698
t3359 | 0 | 0 | 140 | 732226.0021 | 36554.4698
t3360 | 0 | 0 | 140 | 732226.0021 | 36554.4698
t3361 | 0 | 0 | 141 | 475145.7887 | 23757.8563
t3362 | 0 | 0 | 141 | 475145.7887 | 23757.8563
t3363 | 0 | 0 | 141 | 475145.7887 | 23757.8563
t3364 | 2172.5088 | 111.2346 | 141 | 475145.7887 | 23757.8563
t3365 | 93417.8804 | 4783.0877 | 141 | 475145.7887 | 23757.8563
t3366 | 267218.588 | 0 | 141 | 475145.7887 | 23757.8563
t3367 | 488814.4902 | 25027.7846 | 141 | 475145.7887 | 23757.8563
t3368 | 799483.2551 | 40934.3322 | 141 | 475145.7887 | 23757.8563
t3369 | 984146.507 | 50389.273 | 141 | 475145.7887 | 23757.8563
t3370 | 836415.9055 | 42825.3203 | 141 | 475145.7887 | 23757.8563
t3371 | 601784.9502 | 30811.9837 | 141 | 475145.7887 | 23757.8563
t3372 | 784275.6932 | 40155.69 | 141 | 475145.7887 | 23757.8563
t3373 | 1651106.7226 | 84538.2947 | 141 | 475145.7887 | 23757.8563
t3374 | 1694556.8995 | 86762.9866 | 141 | 475145.7887 | 23757.8563
t3375 | 1368680.5727 | 70077.7969 | 141 | 475145.7887 | 23757.8563
t3376 | 968938.9451 | 49610.6308 | 141 | 475145.7887 | 23757.8563
t3377 | 584404.8794 | 29922.1069 | 141 | 475145.7887 | 23757.8563
t3378 | 238975.973 | 12235.8058 | 141 | 475145.7887 | 23757.8563
t3379 | 39105.1592 | 2002.2228 | 141 | 475145.7887 | 23757.8563
t3380 | 0 | 0 | 141 | 475145.7887 | 23757.8563
t3381 | 0 | 0 | 141 | 475145.7887 | 23757.8563
t3382 | 0 | 0 | 141 | 475145.7887 | 23757.8563
t3383 | 0 | 0 | 141 | 475145.7887 | 23757.8563
t3384 | 0 | 0 | 141 | 475145.7887 | 23757.8563
t3385 | 0 | 0 | 142 | 663339.3675 | 33963.6307
t3386 | 0 | 0 | 142 | 663339.3675 | 33963.6307
t3387 | 0 | 0 | 142 | 663339.3675 | 33963.6307
t3388 | 0 | 0 | 142 | 663339.3675 | 33963.6307
t3389 | 89072.8627 | 4560.6185 | 142 | 663339.3675 | 33963.6307
t3390 | 343256.3976 | 17575.0665 | 142 | 663339.3675 | 33963.6307
t3391 | 788620.7109 | 40378.1592 | 142 | 663339.3675 | 33963.6307
t3392 | 1123187.0731 | 57508.2873 | 142 | 663339.3675 | 33963.6307
t3393 | 1436028.3469 | 73526.0694 | 142 | 663339.3675 | 33963.6307
t3394 | 1711936.9702 | 87652.8634 | 142 | 663339.3675 | 33963.6307
t3395 | 1814044.886 | 92880.8895 | 142 | 663339.3675 | 33963.6307
t3396 | 1887910.1867 | 96662.8659 | 142 | 663339.3675 | 33963.6307
t3397 | 1866185.0983 | 95550.5199 | 142 | 663339.3675 | 33963.6307
t3398 | 1705419.4437 | 87319.1596 | 142 | 663339.3675 | 33963.6307
t3399 | 1375198.0992 | 70411.5007 | 142 | 663339.3675 | 33963.6307
t3400 | 960248.9097 | 49165.6924 | 142 | 663339.3675 | 33963.6307
t3401 | 551817.2468 | 28253.588 | 142 | 663339.3675 | 33963.6307
t3402 | 221595.9022 | 11345.929 | 142 | 663339.3675 | 33963.6307
t3403 | 45622.6858 | 2335.9266 | 142 | 663339.3675 | 33963.6307
t3404 | 0 | 0 | 142 | 663339.3675 | 33963.6307
t3405 | 0 | 0 | 142 | 663339.3675 | 33963.6307
t3406 | 0 | 0 | 142 | 663339.3675 | 33963.6307
t3407 | 0 | 0 | 142 | 663339.3675 | 33963.6307
t3408 | 0 | 0 | 142 | 663339.3675 | 33963.6307
t3409 | 0 | 0 | 143 | 538510.6301 | 27572.276
t3410 | 0 | 0 | 143 | 538510.6301 | 27572.276
t3411 | 0 | 0 | 143 | 538510.6301 | 27572.276
t3412 | 0 | 0 | 143 | 538510.6301 | 27572.276
t3413 | 110797.9511 | 5672.9645 | 143 | 538510.6301 | 27572.276
t3414 | 341083.8887 | 17463.8319 | 143 | 538510.6301 | 27572.276
t3415 | 736480.4986 | 37708.5288 | 143 | 538510.6301 | 27572.276
t3416 | 1127532.0908 | 57730.7565 | 143 | 538510.6301 | 27572.276
t3417 | 1468615.9796 | 75194.5884 | 143 | 538510.6301 | 27572.276
t3418 | 1646761.7049 | 84315.8255 | 143 | 538510.6301 | 27572.276
t3419 | 1705419.4437 | 87319.1596 | 143 | 538510.6301 | 27572.276
t3420 | 1516411.1742 | 77641.7496 | 143 | 538510.6301 | 27572.276
t3421 | 1316540.3604 | 67408.1665 | 143 | 538510.6301 | 27572.276
t3422 | 1170982.2677 | 59955.4485 | 143 | 538510.6301 | 27572.276
t3423 | 855968.4851 | 43826.4317 | 143 | 538510.6301 | 27572.276
t3424 | 486641.9814 | 24916.55 | 143 | 538510.6301 | 27572.276
t3425 | 284598.6588 | 14571.7324 | 143 | 538510.6301 | 27572.276
t3426 | 126005.513 | 6451.6067 | 143 | 538510.6301 | 27572.276
t3427 | 30415.1238 | 1557.2844 | 143 | 538510.6301 | 27572.276
t3428 | 0 | 0 | 143 | 538510.6301 | 27572.276
t3429 | 0 | 0 | 143 | 538510.6301 | 27572.276
t3430 | 0 | 0 | 143 | 538510.6301 | 27572.276
t3431 | 0 | 0 | 143 | 538510.6301 | 27572.276
t3432 | 0 | 0 | 143 | 538510.6301 | 27572.276
t3433 | 0 | 0 | 144 | 560416.7609 | 28693.8916
t3434 | 0 | 0 | 144 | 560416.7609 | 28693.8916
t3435 | 0 | 0 | 144 | 560416.7609 | 28693.8916
t3436 | 2172.5088 | 111.2346 | 144 | 560416.7609 | 28693.8916
t3437 | 78210.3184 | 4004.4455 | 144 | 560416.7609 | 28693.8916
t3438 | 245493.4995 | 12569.5096 | 144 | 560416.7609 | 28693.8916
t3439 | 556162.2644 | 28476.0571 | 144 | 560416.7609 | 28693.8916
t3440 | 1001526.5778 | 51279.1498 | 144 | 560416.7609 | 28693.8916
t3441 | 1394750.6788 | 71412.6121 | 144 | 560416.7609 | 28693.8916
t3442 | 1551171.3157 | 79421.5031 | 144 | 560416.7609 | 28693.8916
t3443 | 1542481.2803 | 78976.5648 | 144 | 560416.7609 | 28693.8916
t3444 | 1416475.7673 | 72524.9581 | 144 | 560416.7609 | 28693.8916
t3445 | 1240502.5508 | 63514.9556 | 144 | 560416.7609 | 28693.8916
t3446 | 1229640.0065 | 62958.7826 | 144 | 560416.7609 | 28693.8916
t3447 | 1418648.2761 | 72636.1927 | 144 | 560416.7609 | 28693.8916
t3448 | 1084081.9139 | 55506.0645 | 144 | 560416.7609 | 28693.8916
t3449 | 469261.9106 | 24026.6732 | 144 | 560416.7609 | 28693.8916
t3450 | 171628.1988 | 8787.5333 | 144 | 560416.7609 | 28693.8916
t3451 | 47795.1946 | 2447.1612 | 144 | 560416.7609 | 28693.8916
t3452 | 0 | 0 | 144 | 560416.7609 | 28693.8916
t3453 | 0 | 0 | 144 | 560416.7609 | 28693.8916
t3454 | 0 | 0 | 144 | 560416.7609 | 28693.8916
t3455 | 0 | 0 | 144 | 560416.7609 | 28693.8916
t3456 | 0 | 0 | 144 | 560416.7609 | 28693.8916
t3457 | 0 | 0 | 145 | 599884.005 | 30714.6534
t3458 | 0 | 0 | 145 | 599884.005 | 30714.6534
t3459 | 0 | 0 | 145 | 599884.005 | 30714.6534
t3460 | 0 | 0 | 145 | 599884.005 | 30714.6534
t3461 | 115142.9688 | 5895.4337 | 145 | 599884.005 | 30714.6534
t3462 | 354118.9418 | 18131.2395 | 145 | 599884.005 | 30714.6534
t3463 | 693030.3217 | 35483.8368 | 145 | 599884.005 | 30714.6534
t3464 | 1060184.3166 | 54282.4839 | 145 | 599884.005 | 30714.6534
t3465 | 1394750.6788 | 71412.6121 | 145 | 599884.005 | 30714.6534
t3466 | 1694556.8995 | 86762.9866 | 145 | 599884.005 | 30714.6534
t3467 | 1783629.7621 | 91323.6052 | 145 | 599884.005 | 30714.6534
t3468 | 1772767.2179 | 90767.4322 | 145 | 599884.005 | 30714.6534
t3469 | 1483823.5415 | 75973.2306 | 145 | 599884.005 | 30714.6534
t3470 | 1218777.4623 | 62402.6096 | 145 | 599884.005 | 30714.6534
t3471 | 1112324.5289 | 56952.1143 | 145 | 599884.005 | 30714.6534
t3472 | 892901.1355 | 45717.4199 | 145 | 599884.005 | 30714.6534
t3473 | 525747.1406 | 26918.7728 | 145 | 599884.005 | 30714.6534
t3474 | 249838.5172 | 12791.9788 | 145 | 599884.005 | 30714.6534
t3475 | 45622.6858 | 2335.9266 | 145 | 599884.005 | 30714.6534
t3476 | 0 | 0 | 145 | 599884.005 | 30714.6534
t3477 | 0 | 0 | 145 | 599884.005 | 30714.6534
t3478 | 0 | 0 | 145 | 599884.005 | 30714.6534
t3479 | 0 | 0 | 145 | 599884.005 | 30714.6534
t3480 | 0 | 0 | 145 | 599884.005 | 30714.6534
t3481 | 0 | 0 | 146 | 724893.7848 | 36299.5572
t3482 | 0 | 0 | 146 | 724893.7848 | 36299.5572
t3483 | 0 | 0 | 146 | 724893.7848 | 36299.5572
t3484 | 0 | 0 | 146 | 724893.7848 | 36299.5572
t3485 | 110797.9511 | 5672.9645 | 146 | 724893.7848 | 36299.5572
t3486 | 345428.9064 | 17686.3011 | 146 | 724893.7848 | 36299.5572
t3487 | 736480.4986 | 37708.5288 | 146 | 724893.7848 | 36299.5572
t3488 | 1227467.4977 | 62847.548 | 146 | 724893.7848 | 36299.5572
t3489 | 1620691.5987 | 82981.0103 | 146 | 724893.7848 | 36299.5572
t3490 | 1879220.1513 | 96217.9275 | 146 | 724893.7848 | 36299.5572
t3491 | 2035640.7882 | 97552.7427 | 146 | 724893.7848 | 36299.5572
t3492 | 2070400.9298 | 97552.7427 | 146 | 724893.7848 | 36299.5572
t3493 | 1992190.6113 | 97552.7427 | 146 | 724893.7848 | 36299.5572
t3494 | 1809699.8683 | 92658.4203 | 146 | 724893.7848 | 36299.5572
t3495 | 1518583.683 | 77752.9842 | 146 | 724893.7848 | 36299.5572
t3496 | 1127532.0908 | 57730.7565 | 146 | 724893.7848 | 36299.5572
t3497 | 660442.689 | 33815.3179 | 146 | 724893.7848 | 36299.5572
t3498 | 236803.4642 | 12124.5712 | 146 | 724893.7848 | 36299.5572
t3499 | 26070.1061 | 1334.8152 | 146 | 724893.7848 | 36299.5572
t3500 | 0 | 0 | 146 | 724893.7848 | 36299.5572
t3501 | 0 | 0 | 146 | 724893.7848 | 36299.5572
t3502 | 0 | 0 | 146 | 724893.7848 | 36299.5572
t3503 | 0 | 0 | 146 | 724893.7848 | 36299.5572
t3504 | 0 | 0 | 146 | 724893.7848 | 36299.5572
t3505 | 0 | 0 | 147 | 696198.5638 | 35020.3593
t3506 | 0 | 0 | 147 | 696198.5638 | 35020.3593
t3507 | 0 | 0 | 147 | 696198.5638 | 35020.3593
t3508 | 0 | 0 | 147 | 696198.5638 | 35020.3593
t3509 | 110797.9511 | 5672.9645 | 147 | 696198.5638 | 35020.3593
t3510 | 380189.048 | 19466.0547 | 147 | 696198.5638 | 35020.3593
t3511 | 779930.6755 | 39933.2208 | 147 | 696198.5638 | 35020.3593
t3512 | 1223122.48 | 62625.0788 | 147 | 696198.5638 | 35020.3593
t3513 | 1646761.7049 | 84315.8255 | 147 | 696198.5638 | 35020.3593
t3514 | 1907462.7663 | 97552.7427 | 147 | 696198.5638 | 35020.3593
t3515 | 2035640.7882 | 97552.7427 | 147 | 696198.5638 | 35020.3593
t3516 | 2035640.7882 | 97552.7427 | 147 | 696198.5638 | 35020.3593
t3517 | 1935705.3813 | 97552.7427 | 147 | 696198.5638 | 35020.3593
t3518 | 1694556.8995 | 86762.9866 | 147 | 696198.5638 | 35020.3593
t3519 | 1316540.3604 | 67408.1665 | 147 | 696198.5638 | 35020.3593
t3520 | 838588.4144 | 42936.5549 | 147 | 696198.5638 | 35020.3593
t3521 | 506194.561 | 25917.6614 | 147 | 696198.5638 | 35020.3593
t3522 | 247666.0084 | 12680.7442 | 147 | 696198.5638 | 35020.3593
t3523 | 49967.7034 | 2558.3958 | 147 | 696198.5638 | 35020.3593
t3524 | 0 | 0 | 147 | 696198.5638 | 35020.3593
t3525 | 0 | 0 | 147 | 696198.5638 | 35020.3593
t3526 | 0 | 0 | 147 | 696198.5638 | 35020.3593
t3527 | 0 | 0 | 147 | 696198.5638 | 35020.3593
t3528 | 0 | 0 | 147 | 696198.5638 | 35020.3593
t3529 | 0 | 0 | 148 | 741730.7283 | 37004.043
t3530 | 0 | 0 | 148 | 741730.7283 | 37004.043
t3531 | 0 | 0 | 148 | 741730.7283 | 37004.043
t3532 | 0 | 0 | 148 | 741730.7283 | 37004.043
t3533 | 106452.9334 | 5450.4953 | 148 | 741730.7283 | 37004.043
t3534 | 378016.5391 | 19354.8201 | 148 | 741730.7283 | 37004.043
t3535 | 790793.2198 | 40489.3938 | 148 | 741730.7283 | 37004.043
t3536 | 1207914.9181 | 61846.4366 | 148 | 741730.7283 | 37004.043
t3537 | 1657624.2491 | 84871.9985 | 148 | 741730.7283 | 37004.043
t3538 | 1924842.8371 | 97552.7427 | 148 | 741730.7283 | 37004.043
t3539 | 2042158.3148 | 97552.7427 | 148 | 741730.7283 | 37004.043
t3540 | 2061710.8944 | 97552.7427 | 148 | 741730.7283 | 37004.043
t3541 | 2048675.8413 | 97552.7427 | 148 | 741730.7283 | 37004.043
t3542 | 1903117.7487 | 97441.5081 | 148 | 741730.7283 | 37004.043
t3543 | 1581586.4395 | 80978.7875 | 148 | 741730.7283 | 37004.043
t3544 | 1173154.7766 | 60066.6831 | 148 | 741730.7283 | 37004.043
t3545 | 688685.304 | 35261.3676 | 148 | 741730.7283 | 37004.043
t3546 | 236803.4642 | 12124.5712 | 148 | 741730.7283 | 37004.043
t3547 | 0 | 0 | 148 | 741730.7283 | 37004.043
t3548 | 0 | 0 | 148 | 741730.7283 | 37004.043
t3549 | 0 | 0 | 148 | 741730.7283 | 37004.043
t3550 | 0 | 0 | 148 | 741730.7283 | 37004.043
t3551 | 0 | 0 | 148 | 741730.7283 | 37004.043
t3552 | 0 | 0 | 148 | 741730.7283 | 37004.043
t3553 | 0 | 0 | 149 | 754313.1754 | 36966.9648
t3554 | 0 | 0 | 149 | 754313.1754 | 36966.9648
t3555 | 0 | 0 | 149 | 754313.1754 | 36966.9648
t3556 | 0 | 0 | 149 | 754313.1754 | 36966.9648
t3557 | 102107.9157 | 5228.0261 | 149 | 754313.1754 | 36966.9648
t3558 | 378016.5391 | 19354.8201 | 149 | 754313.1754 | 36966.9648
t3559 | 751688.0605 | 38487.171 | 149 | 754313.1754 | 36966.9648
t3560 | 1316540.3604 | 67408.1665 | 149 | 754313.1754 | 36966.9648
t3561 | 1744524.6029 | 89321.3824 | 149 | 754313.1754 | 36966.9648
t3562 | 1998708.1379 | 97552.7427 | 149 | 754313.1754 | 36966.9648
t3563 | 2122541.142 | 97552.7427 | 149 | 754313.1754 | 36966.9648
t3564 | 2172508.8455 | 97552.7427 | 149 | 754313.1754 | 36966.9648
t3565 | 2102988.5624 | 97552.7427 | 149 | 754313.1754 | 36966.9648
t3566 | 1905290.2575 | 97552.7427 | 149 | 754313.1754 | 36966.9648
t3567 | 1579413.9307 | 80867.5529 | 149 | 754313.1754 | 36966.9648
t3568 | 1066701.8431 | 54616.1877 | 149 | 754313.1754 | 36966.9648
t3569 | 621337.5298 | 31813.0951 | 149 | 754313.1754 | 36966.9648
t3570 | 241148.4818 | 12347.0404 | 149 | 754313.1754 | 36966.9648
t3571 | 0 | 0 | 149 | 754313.1754 | 36966.9648
t3572 | 0 | 0 | 149 | 754313.1754 | 36966.9648
t3573 | 0 | 0 | 149 | 754313.1754 | 36966.9648
t3574 | 0 | 0 | 149 | 754313.1754 | 36966.9648
t3575 | 0 | 0 | 149 | 754313.1754 | 36966.9648
t3576 | 0 | 0 | 149 | 754313.1754 | 36966.9648
t3577 | 0 | 0 | 150 | 749062.9457 | 37370.1902
t3578 | 0 | 0 | 150 | 749062.9457 | 37370.1902
t3579 | 0 | 0 | 150 | 749062.9457 | 37370.1902
t3580 | 0 | 0 | 150 | 749062.9457 | 37370.1902
t3581 | 60830.2477 | 3114.5688 | 150 | 749062.9457 | 37370.1902
t3582 | 425811.7337 | 21801.9813 | 150 | 749062.9457 | 37370.1902
t3583 | 923316.2593 | 47274.7043 | 150 | 749062.9457 | 37370.1902
t3584 | 1379543.1169 | 70633.9699 | 150 | 749062.9457 | 37370.1902
t3585 | 1735834.5675 | 88876.444 | 150 | 749062.9457 | 37370.1902
t3586 | 1972638.0317 | 97552.7427 | 150 | 749062.9457 | 37370.1902
t3587 | 2087781.0005 | 97552.7427 | 150 | 749062.9457 | 37370.1902
t3588 | 2059538.3855 | 97552.7427 | 150 | 749062.9457 | 37370.1902
t3589 | 1961775.4875 | 97552.7427 | 150 | 749062.9457 | 37370.1902
t3590 | 1798837.3241 | 92102.2473 | 150 | 749062.9457 | 37370.1902
t3591 | 1512066.1565 | 77419.2804 | 150 | 749062.9457 | 37370.1902
t3592 | 1105807.0024 | 56618.4105 | 150 | 749062.9457 | 37370.1902
t3593 | 666960.2156 | 34149.0217 | 150 | 749062.9457 | 37370.1902
t3594 | 247666.0084 | 12680.7442 | 150 | 749062.9457 | 37370.1902
t3595 | 39105.1592 | 2002.2228 | 150 | 749062.9457 | 37370.1902
t3596 | 0 | 0 | 150 | 749062.9457 | 37370.1902
t3597 | 0 | 0 | 150 | 749062.9457 | 37370.1902
t3598 | 0 | 0 | 150 | 749062.9457 | 37370.1902
t3599 | 0 | 0 | 150 | 749062.9457 | 37370.1902
t3600 | 0 | 0 | 150 | 749062.9457 | 37370.1902
t3601 | 0 | 0 | 151 | 618169.2877 | 31178.1309
t3602 | 0 | 0 | 151 | 618169.2877 | 31178.1309
t3603 | 0 | 0 | 151 | 618169.2877 | 31178.1309
t3604 | 10862.5442 | 556.173 | 151 | 618169.2877 | 31178.1309
t3605 | 93417.8804 | 4783.0877 | 151 | 618169.2877 | 31178.1309
t3606 | 254183.5349 | 13014.448 | 151 | 618169.2877 | 31178.1309
t3607 | 556162.2644 | 28476.0571 | 151 | 618169.2877 | 31178.1309
t3608 | 1114497.0377 | 57063.3489 | 151 | 618169.2877 | 31178.1309
t3609 | 1464270.9619 | 74972.1192 | 151 | 618169.2877 | 31178.1309
t3610 | 1696729.4083 | 86874.2212 | 151 | 618169.2877 | 31178.1309
t3611 | 2011743.1909 | 97552.7427 | 151 | 618169.2877 | 31178.1309
t3612 | 2020433.2263 | 97552.7427 | 151 | 618169.2877 | 31178.1309
t3613 | 1846632.5187 | 94549.4085 | 151 | 618169.2877 | 31178.1309
t3614 | 1544653.7891 | 79087.7993 | 151 | 618169.2877 | 31178.1309
t3615 | 1055839.2989 | 54060.0147 | 151 | 618169.2877 | 31178.1309
t3616 | 540954.7025 | 27697.415 | 151 | 618169.2877 | 31178.1309
t3617 | 369326.5037 | 18909.8817 | 151 | 618169.2877 | 31178.1309
t3618 | 197698.3049 | 10122.3484 | 151 | 618169.2877 | 31178.1309
t3619 | 58657.7388 | 3003.3342 | 151 | 618169.2877 | 31178.1309
t3620 | 0 | 0 | 151 | 618169.2877 | 31178.1309
t3621 | 0 | 0 | 151 | 618169.2877 | 31178.1309
t3622 | 0 | 0 | 151 | 618169.2877 | 31178.1309
t3623 | 0 | 0 | 151 | 618169.2877 | 31178.1309
t3624 | 0 | 0 | 151 | 618169.2877 | 31178.1309
t3625 | 0 | 0 | 152 | 552360.374 | 28281.3966
t3626 | 0 | 0 | 152 | 552360.374 | 28281.3966
t3627 | 0 | 0 | 152 | 552360.374 | 28281.3966
t3628 | 2172.5088 | 111.2346 | 152 | 552360.374 | 28281.3966
t3629 | 47795.1946 | 2447.1612 | 152 | 552360.374 | 28281.3966
t3630 | 165110.6723 | 8453.8295 | 152 | 552360.374 | 28281.3966
t3631 | 325876.3268 | 16685.1897 | 152 | 552360.374 | 28281.3966
t3632 | 569197.3175 | 29143.4647 | 152 | 552360.374 | 28281.3966
t3633 | 936351.3124 | 47942.1118 | 152 | 552360.374 | 28281.3966
t3634 | 1207914.9181 | 61846.4366 | 152 | 552360.374 | 28281.3966
t3635 | 1470788.4884 | 75305.823 | 152 | 552360.374 | 28281.3966
t3636 | 1651106.7226 | 84538.2947 | 152 | 552360.374 | 28281.3966
t3637 | 1727144.5322 | 88431.5056 | 152 | 552360.374 | 28281.3966
t3638 | 1657624.2491 | 84871.9985 | 152 | 552360.374 | 28281.3966
t3639 | 1431683.3292 | 73303.6002 | 152 | 552360.374 | 28281.3966
t3640 | 1107979.5112 | 56729.6451 | 152 | 552360.374 | 28281.3966
t3641 | 649580.1448 | 33259.1449 | 152 | 552360.374 | 28281.3966
t3642 | 275908.6234 | 14126.794 | 152 | 552360.374 | 28281.3966
t3643 | 30415.1238 | 1557.2844 | 152 | 552360.374 | 28281.3966
t3644 | 0 | 0 | 152 | 552360.374 | 28281.3966
t3645 | 0 | 0 | 152 | 552360.374 | 28281.3966
t3646 | 0 | 0 | 152 | 552360.374 | 28281.3966
t3647 | 0 | 0 | 152 | 552360.374 | 28281.3966
t3648 | 0 | 0 | 152 | 552360.374 | 28281.3966
t3649 | 0 | 0 | 153 | 741459.1647 | 36925.2518
t3650 | 0 | 0 | 153 | 741459.1647 | 36925.2518
t3651 | 0 | 0 | 153 | 741459.1647 | 36925.2518
t3652 | 0 | 0 | 153 | 741459.1647 | 36925.2518
t3653 | 56485.23 | 2892.0996 | 153 | 741459.1647 | 36925.2518
t3654 | 421466.716 | 21579.5121 | 153 | 741459.1647 | 36925.2518
t3655 | 895073.6443 | 45828.6545 | 153 | 741459.1647 | 36925.2518
t3656 | 1336092.94 | 68409.2779 | 153 | 741459.1647 | 36925.2518
t3657 | 1690211.8818 | 86540.5174 | 153 | 741459.1647 | 36925.2518
t3658 | 1942222.9079 | 97552.7427 | 153 | 741459.1647 | 36925.2518
t3659 | 2076918.4563 | 97552.7427 | 153 | 741459.1647 | 36925.2518
t3660 | 2096471.0359 | 97552.7427 | 153 | 741459.1647 | 36925.2518
t3661 | 1992190.6113 | 97552.7427 | 153 | 741459.1647 | 36925.2518
t3662 | 1790147.2887 | 91657.309 | 153 | 741459.1647 | 36925.2518
t3663 | 1485996.0503 | 76084.4652 | 153 | 741459.1647 | 36925.2518
t3664 | 1086254.4227 | 55617.2991 | 153 | 741459.1647 | 36925.2518
t3665 | 647407.636 | 33147.9103 | 153 | 741459.1647 | 36925.2518
t3666 | 249838.5172 | 12791.9788 | 153 | 741459.1647 | 36925.2518
t3667 | 28242.615 | 1446.0498 | 153 | 741459.1647 | 36925.2518
t3668 | 0 | 0 | 153 | 741459.1647 | 36925.2518
t3669 | 0 | 0 | 153 | 741459.1647 | 36925.2518
t3670 | 0 | 0 | 153 | 741459.1647 | 36925.2518
t3671 | 0 | 0 | 153 | 741459.1647 | 36925.2518
t3672 | 0 | 0 | 153 | 741459.1647 | 36925.2518
t3673 | 0 | 0 | 154 | 469171.3894 | 24022.0384
t3674 | 0 | 0 | 154 | 469171.3894 | 24022.0384
t3675 | 0 | 0 | 154 | 469171.3894 | 24022.0384
t3676 | 10862.5442 | 556.173 | 154 | 469171.3894 | 24022.0384
t3677 | 143385.5838 | 7341.4835 | 154 | 469171.3894 | 24022.0384
t3678 | 364981.486 | 18687.4125 | 154 | 469171.3894 | 24022.0384
t3679 | 610474.9856 | 31256.9221 | 154 | 469171.3894 | 24022.0384
t3680 | 840760.9232 | 43047.7895 | 154 | 469171.3894 | 24022.0384
t3681 | 1088426.9316 | 55728.5337 | 154 | 469171.3894 | 24022.0384
t3682 | 1362163.0461 | 69744.0931 | 154 | 469171.3894 | 24022.0384
t3683 | 1475133.5061 | 75528.2922 | 154 | 469171.3894 | 24022.0384
t3684 | 1488168.5592 | 76195.6998 | 154 | 469171.3894 | 24022.0384
t3685 | 1231812.5154 | 63070.0172 | 154 | 469171.3894 | 24022.0384
t3686 | 962421.4186 | 49276.927 | 154 | 469171.3894 | 24022.0384
t3687 | 625682.5475 | 32035.5643 | 154 | 469171.3894 | 24022.0384
t3688 | 475779.4372 | 24360.377 | 154 | 469171.3894 | 24022.0384
t3689 | 336738.8711 | 17241.3627 | 154 | 469171.3894 | 24022.0384
t3690 | 182490.743 | 9343.7063 | 154 | 469171.3894 | 24022.0384
t3691 | 60830.2477 | 3114.5688 | 154 | 469171.3894 | 24022.0384
t3692 | 0 | 0 | 154 | 469171.3894 | 24022.0384
t3693 | 0 | 0 | 154 | 469171.3894 | 24022.0384
t3694 | 0 | 0 | 154 | 469171.3894 | 24022.0384
t3695 | 0 | 0 | 154 | 469171.3894 | 24022.0384
t3696 | 0 | 0 | 154 | 469171.3894 | 24022.0384
t3697 | 0 | 0 | 155 | 718376.2582 | 36336.6354
t3698 | 0 | 0 | 155 | 718376.2582 | 36336.6354
t3699 | 0 | 0 | 155 | 718376.2582 | 36336.6354
t3700 | 8690.0354 | 444.9384 | 155 | 718376.2582 | 36336.6354
t3701 | 117315.4777 | 6006.6683 | 155 | 718376.2582 | 36336.6354
t3702 | 408431.663 | 20912.1045 | 155 | 718376.2582 | 36336.6354
t3703 | 838588.4144 | 42936.5549 | 155 | 718376.2582 | 36336.6354
t3704 | 1238330.0419 | 63403.721 | 155 | 718376.2582 | 36336.6354
t3705 | 1581586.4395 | 80978.7875 | 155 | 718376.2582 | 36336.6354
t3706 | 1837942.4833 | 94104.4701 | 155 | 718376.2582 | 36336.6354
t3707 | 1981328.0671 | 97552.7427 | 155 | 718376.2582 | 36336.6354
t3708 | 2011743.1909 | 97552.7427 | 155 | 718376.2582 | 36336.6354
t3709 | 1931360.3636 | 97552.7427 | 155 | 718376.2582 | 36336.6354
t3710 | 1755387.1472 | 89877.5554 | 155 | 718376.2582 | 36336.6354
t3711 | 1479478.5238 | 75750.7614 | 155 | 718376.2582 | 36336.6354
t3712 | 1107979.5112 | 56729.6451 | 155 | 718376.2582 | 36336.6354
t3713 | 675650.2509 | 34593.9601 | 155 | 718376.2582 | 36336.6354
t3714 | 256356.0438 | 13125.6826 | 155 | 718376.2582 | 36336.6354
t3715 | 10862.5442 | 556.173 | 155 | 718376.2582 | 36336.6354
t3716 | 0 | 0 | 155 | 718376.2582 | 36336.6354
t3717 | 0 | 0 | 155 | 718376.2582 | 36336.6354
t3718 | 0 | 0 | 155 | 718376.2582 | 36336.6354
t3719 | 0 | 0 | 155 | 718376.2582 | 36336.6354
t3720 | 0 | 0 | 155 | 718376.2582 | 36336.6354
t3721 | 0 | 0 | 156 | 447536.8222 | 22914.3272
t3722 | 0 | 0 | 156 | 447536.8222 | 22914.3272
t3723 | 0 | 0 | 156 | 447536.8222 | 22914.3272
t3724 | 2172.5088 | 111.2346 | 156 | 447536.8222 | 22914.3272
t3725 | 121660.4953 | 6229.1375 | 156 | 447536.8222 | 22914.3272
t3726 | 421466.716 | 21579.5121 | 156 | 447536.8222 | 22914.3272
t3727 | 810345.7994 | 41490.5051 | 156 | 447536.8222 | 22914.3272
t3728 | 1151429.6881 | 58954.3371 | 156 | 447536.8222 | 22914.3272
t3729 | 1279607.71 | 65517.1784 | 156 | 447536.8222 | 22914.3272
t3730 | 1075391.8785 | 55061.1261 | 156 | 447536.8222 | 22914.3272
t3731 | 812518.3082 | 41601.7397 | 156 | 447536.8222 | 22914.3272
t3732 | 467089.4018 | 23915.4386 | 156 | 447536.8222 | 22914.3272
t3733 | 543127.2114 | 27808.6496 | 156 | 447536.8222 | 22914.3272
t3734 | 851623.4674 | 43603.9625 | 156 | 447536.8222 | 22914.3272
t3735 | 1075391.8785 | 55061.1261 | 156 | 447536.8222 | 22914.3272
t3736 | 1077564.3874 | 55172.3607 | 156 | 447536.8222 | 22914.3272
t3737 | 684340.2863 | 35038.8984 | 156 | 447536.8222 | 22914.3272
t3738 | 288943.6765 | 14794.2016 | 156 | 447536.8222 | 22914.3272
t3739 | 78210.3184 | 4004.4455 | 156 | 447536.8222 | 22914.3272
t3740 | 0 | 0 | 156 | 447536.8222 | 22914.3272
t3741 | 0 | 0 | 156 | 447536.8222 | 22914.3272
t3742 | 0 | 0 | 156 | 447536.8222 | 22914.3272
t3743 | 0 | 0 | 156 | 447536.8222 | 22914.3272
t3744 | 0 | 0 | 156 | 447536.8222 | 22914.3272
t3745 | 0 | 0 | 157 | 438937.308 | 22474.0236
t3746 | 0 | 0 | 157 | 438937.308 | 22474.0236
t3747 | 0 | 0 | 157 | 438937.308 | 22474.0236
t3748 | 13035.0531 | 667.4076 | 157 | 438937.308 | 22474.0236
t3749 | 110797.9511 | 5672.9645 | 157 | 438937.308 | 22474.0236
t3750 | 286771.1676 | 14682.967 | 157 | 438937.308 | 22474.0236
t3751 | 551817.2468 | 28253.588 | 157 | 438937.308 | 22474.0236
t3752 | 771240.6401 | 39488.2824 | 157 | 438937.308 | 22474.0236
t3753 | 973283.9628 | 49833.1 | 157 | 438937.308 | 22474.0236
t3754 | 927661.277 | 47497.1734 | 157 | 438937.308 | 22474.0236
t3755 | 1047149.2635 | 53615.0764 | 157 | 438937.308 | 22474.0236
t3756 | 955903.892 | 48943.2232 | 157 | 438937.308 | 22474.0236
t3757 | 1029769.1928 | 52725.1996 | 157 | 438937.308 | 22474.0236
t3758 | 1077564.3874 | 55172.3607 | 157 | 438937.308 | 22474.0236
t3759 | 971111.4539 | 49721.8654 | 157 | 438937.308 | 22474.0236
t3760 | 858140.994 | 43937.6663 | 157 | 438937.308 | 22474.0236
t3761 | 582232.3706 | 29810.8723 | 157 | 438937.308 | 22474.0236
t3762 | 295461.203 | 15127.9054 | 157 | 438937.308 | 22474.0236
t3763 | 82555.3361 | 4226.9147 | 157 | 438937.308 | 22474.0236
t3764 | 0 | 0 | 157 | 438937.308 | 22474.0236
t3765 | 0 | 0 | 157 | 438937.308 | 22474.0236
t3766 | 0 | 0 | 157 | 438937.308 | 22474.0236
t3767 | 0 | 0 | 157 | 438937.308 | 22474.0236
t3768 | 0 | 0 | 157 | 438937.308 | 22474.0236
t3769 | 0 | 0 | 158 | 670218.9788 | 34315.8736
t3770 | 0 | 0 | 158 | 670218.9788 | 34315.8736
t3771 | 0 | 0 | 158 | 670218.9788 | 34315.8736
t3772 | 0 | 0 | 158 | 670218.9788 | 34315.8736
t3773 | 73865.3007 | 3781.9763 | 158 | 670218.9788 | 34315.8736
t3774 | 430156.7514 | 22024.4505 | 158 | 670218.9788 | 34315.8736
t3775 | 895073.6443 | 45828.6545 | 158 | 670218.9788 | 34315.8736
t3776 | 1292642.7631 | 66184.586 | 158 | 670218.9788 | 34315.8736
t3777 | 1542481.2803 | 78976.5648 | 158 | 670218.9788 | 34315.8736
t3778 | 1670659.3022 | 85539.406 | 158 | 670218.9788 | 34315.8736
t3779 | 1562033.8599 | 79977.6761 | 158 | 670218.9788 | 34315.8736
t3780 | 1444718.3823 | 73971.0078 | 158 | 670218.9788 | 34315.8736
t3781 | 1718454.4968 | 87986.5672 | 158 | 670218.9788 | 34315.8736
t3782 | 1779284.7445 | 91101.136 | 158 | 670218.9788 | 34315.8736
t3783 | 1542481.2803 | 78976.5648 | 158 | 670218.9788 | 34315.8736
t3784 | 1121014.5643 | 57397.0527 | 158 | 670218.9788 | 34315.8736
t3785 | 660442.689 | 33815.3179 | 158 | 670218.9788 | 34315.8736
t3786 | 275908.6234 | 14126.794 | 158 | 670218.9788 | 34315.8736
t3787 | 76037.8096 | 3893.2109 | 158 | 670218.9788 | 34315.8736
t3788 | 0 | 0 | 158 | 670218.9788 | 34315.8736
t3789 | 0 | 0 | 158 | 670218.9788 | 34315.8736
t3790 | 0 | 0 | 158 | 670218.9788 | 34315.8736
t3791 | 0 | 0 | 158 | 670218.9788 | 34315.8736
t3792 | 0 | 0 | 158 | 670218.9788 | 34315.8736
t3793 | 0 | 0 | 159 | 622333.263 | 31766.7473
t3794 | 0 | 0 | 159 | 622333.263 | 31766.7473
t3795 | 0 | 0 | 159 | 622333.263 | 31766.7473
t3796 | 17380.0708 | 889.8768 | 159 | 622333.263 | 31766.7473
t3797 | 112970.46 | 5784.1991 | 159 | 622333.263 | 31766.7473
t3798 | 225940.9199 | 11568.3982 | 159 | 622333.263 | 31766.7473
t3799 | 501849.5433 | 25695.1922 | 159 | 622333.263 | 31766.7473
t3800 | 916798.7328 | 46941.0005 | 159 | 622333.263 | 31766.7473
t3801 | 1316540.3604 | 67408.1665 | 159 | 622333.263 | 31766.7473
t3802 | 1753214.6383 | 89766.3208 | 159 | 622333.263 | 31766.7473
t3803 | 1924842.8371 | 97552.7427 | 159 | 622333.263 | 31766.7473
t3804 | 1931360.3636 | 97552.7427 | 159 | 622333.263 | 31766.7473
t3805 | 1846632.5187 | 94549.4085 | 159 | 622333.263 | 31766.7473
t3806 | 1592448.9837 | 81534.9605 | 159 | 622333.263 | 31766.7473
t3807 | 1266572.6569 | 64849.7708 | 159 | 622333.263 | 31766.7473
t3808 | 816863.3259 | 41824.2089 | 159 | 622333.263 | 31766.7473
t3809 | 447536.8222 | 22914.3272 | 159 | 622333.263 | 31766.7473
t3810 | 197698.3049 | 10122.3484 | 159 | 622333.263 | 31766.7473
t3811 | 67347.7742 | 3448.2725 | 159 | 622333.263 | 31766.7473
t3812 | 0 | 0 | 159 | 622333.263 | 31766.7473
t3813 | 0 | 0 | 159 | 622333.263 | 31766.7473
t3814 | 0 | 0 | 159 | 622333.263 | 31766.7473
t3815 | 0 | 0 | 159 | 622333.263 | 31766.7473
t3816 | 0 | 0 | 159 | 622333.263 | 31766.7473
t3817 | 0 | 0 | 160 | 736933.1046 | 36776.939
t3818 | 0 | 0 | 160 | 736933.1046 | 36776.939
t3819 | 0 | 0 | 160 | 736933.1046 | 36776.939
t3820 | 0 | 0 | 160 | 736933.1046 | 36776.939
t3821 | 84727.845 | 4338.1493 | 160 | 736933.1046 | 36776.939
t3822 | 412776.6806 | 21134.5737 | 160 | 736933.1046 | 36776.939
t3823 | 866831.0294 | 44382.6047 | 160 | 736933.1046 | 36776.939
t3824 | 1327402.9046 | 67964.3395 | 160 | 736933.1046 | 36776.939
t3825 | 1675004.3199 | 85761.8752 | 160 | 736933.1046 | 36776.939
t3826 | 1922670.3283 | 97552.7427 | 160 | 736933.1046 | 36776.939
t3827 | 2061710.8944 | 97552.7427 | 160 | 736933.1046 | 36776.939
t3828 | 2089953.5094 | 97552.7427 | 160 | 736933.1046 | 36776.939
t3829 | 1994363.1202 | 97552.7427 | 160 | 736933.1046 | 36776.939
t3830 | 1803182.3418 | 92324.7165 | 160 | 736933.1046 | 36776.939
t3831 | 1468615.9796 | 75194.5884 | 160 | 736933.1046 | 36776.939
t3832 | 1010216.6132 | 51724.0882 | 160 | 736933.1046 | 36776.939
t3833 | 619165.021 | 31701.8605 | 160 | 736933.1046 | 36776.939
t3834 | 273736.1145 | 14015.5594 | 160 | 736933.1046 | 36776.939
t3835 | 76037.8096 | 3893.2109 | 160 | 736933.1046 | 36776.939
t3836 | 0 | 0 | 160 | 736933.1046 | 36776.939
t3837 | 0 | 0 | 160 | 736933.1046 | 36776.939
t3838 | 0 | 0 | 160 | 736933.1046 | 36776.939
t3839 | 0 | 0 | 160 | 736933.1046 | 36776.939
t3840 | 0 | 0 | 160 | 736933.1046 | 36776.939
t3841 | 0 | 0 | 161 | 628760.2684 | 32188.5119
t3842 | 0 | 0 | 161 | 628760.2684 | 32188.5119
t3843 | 0 | 0 | 161 | 628760.2684 | 32188.5119
t3844 | 17380.0708 | 889.8768 | 161 | 628760.2684 | 32188.5119
t3845 | 136868.0573 | 7007.7797 | 161 | 628760.2684 | 32188.5119
t3846 | 391051.5922 | 20022.2277 | 161 | 628760.2684 | 32188.5119
t3847 | 751688.0605 | 38487.171 | 161 | 628760.2684 | 32188.5119
t3848 | 1107979.5112 | 56729.6451 | 161 | 628760.2684 | 32188.5119
t3849 | 1351300.5019 | 69187.9201 | 161 | 628760.2684 | 32188.5119
t3850 | 1742352.0941 | 89210.1478 | 161 | 628760.2684 | 32188.5119
t3851 | 1907462.7663 | 97552.7427 | 161 | 628760.2684 | 32188.5119
t3852 | 1868357.6071 | 95661.7545 | 161 | 628760.2684 | 32188.5119
t3853 | 1703246.9349 | 87207.925 | 161 | 628760.2684 | 32188.5119
t3854 | 1470788.4884 | 75305.823 | 161 | 628760.2684 | 32188.5119
t3855 | 1097116.967 | 56173.4721 | 161 | 628760.2684 | 32188.5119
t3856 | 706065.3748 | 36151.2444 | 161 | 628760.2684 | 32188.5119
t3857 | 482296.9637 | 24694.0808 | 161 | 628760.2684 | 32188.5119
t3858 | 273736.1145 | 14015.5594 | 161 | 628760.2684 | 32188.5119
t3859 | 82555.3361 | 4226.9147 | 161 | 628760.2684 | 32188.5119
t3860 | 0 | 0 | 161 | 628760.2684 | 32188.5119
t3861 | 0 | 0 | 161 | 628760.2684 | 32188.5119
t3862 | 0 | 0 | 161 | 628760.2684 | 32188.5119
t3863 | 0 | 0 | 161 | 628760.2684 | 32188.5119
t3864 | 0 | 0 | 161 | 628760.2684 | 32188.5119
t3865 | 0 | 0 | 162 | 407345.4085 | 20856.4872
t3866 | 0 | 0 | 162 | 407345.4085 | 20856.4872
t3867 | 0 | 0 | 162 | 407345.4085 | 20856.4872
t3868 | 17380.0708 | 889.8768 | 162 | 407345.4085 | 20856.4872
t3869 | 132523.0396 | 6785.3105 | 162 | 407345.4085 | 20856.4872
t3870 | 284598.6588 | 14571.7324 | 162 | 407345.4085 | 20856.4872
t3871 | 445364.3133 | 22803.0926 | 162 | 407345.4085 | 20856.4872
t3872 | 677822.7598 | 34705.1947 | 162 | 407345.4085 | 20856.4872
t3873 | 903763.6797 | 46273.5929 | 162 | 407345.4085 | 20856.4872
t3874 | 971111.4539 | 49721.8654 | 162 | 407345.4085 | 20856.4872
t3875 | 925488.7682 | 47385.9389 | 162 | 407345.4085 | 20856.4872
t3876 | 849450.9586 | 43492.7279 | 162 | 407345.4085 | 20856.4872
t3877 | 797310.7463 | 40823.0976 | 162 | 407345.4085 | 20856.4872
t3878 | 934178.8036 | 47830.8772 | 162 | 407345.4085 | 20856.4872
t3879 | 1068874.352 | 54727.4223 | 162 | 407345.4085 | 20856.4872
t3880 | 849450.9586 | 43492.7279 | 162 | 407345.4085 | 20856.4872
t3881 | 588749.8971 | 30144.5761 | 162 | 407345.4085 | 20856.4872
t3882 | 301978.7295 | 15461.6092 | 162 | 407345.4085 | 20856.4872
t3883 | 28242.615 | 1446.0498 | 162 | 407345.4085 | 20856.4872
t3884 | 0 | 0 | 162 | 407345.4085 | 20856.4872
t3885 | 0 | 0 | 162 | 407345.4085 | 20856.4872
t3886 | 0 | 0 | 162 | 407345.4085 | 20856.4872
t3887 | 0 | 0 | 162 | 407345.4085 | 20856.4872
t3888 | 0 | 0 | 162 | 407345.4085 | 20856.4872
t3889 | 0 | 0 | 163 | 670400.0212 | 33662.3703
t3890 | 0 | 0 | 163 | 670400.0212 | 33662.3703
t3891 | 0 | 0 | 163 | 670400.0212 | 33662.3703
t3892 | 13035.0531 | 667.4076 | 163 | 670400.0212 | 33662.3703
t3893 | 102107.9157 | 5228.0261 | 163 | 670400.0212 | 33662.3703
t3894 | 254183.5349 | 13014.448 | 163 | 670400.0212 | 33662.3703
t3895 | 436674.2779 | 22358.1542 | 163 | 670400.0212 | 33662.3703
t3896 | 799483.2551 | 40934.3322 | 163 | 670400.0212 | 33662.3703
t3897 | 1499031.1034 | 76751.8728 | 163 | 670400.0212 | 33662.3703
t3898 | 1924842.8371 | 97552.7427 | 163 | 670400.0212 | 33662.3703
t3899 | 2059538.3855 | 97552.7427 | 163 | 670400.0212 | 33662.3703
t3900 | 2042158.3148 | 97552.7427 | 163 | 670400.0212 | 33662.3703
t3901 | 1855322.554 | 94994.3469 | 163 | 670400.0212 | 33662.3703
t3902 | 1575068.913 | 80645.0837 | 163 | 670400.0212 | 33662.3703
t3903 | 1440373.3646 | 73748.5386 | 163 | 670400.0212 | 33662.3703
t3904 | 1112324.5289 | 56952.1143 | 163 | 670400.0212 | 33662.3703
t3905 | 684340.2863 | 35038.8984 | 163 | 670400.0212 | 33662.3703
t3906 | 278081.1322 | 14238.0286 | 163 | 670400.0212 | 33662.3703
t3907 | 13035.0531 | 667.4076 | 163 | 670400.0212 | 33662.3703
t3908 | 0 | 0 | 163 | 670400.0212 | 33662.3703
t3909 | 0 | 0 | 163 | 670400.0212 | 33662.3703
t3910 | 0 | 0 | 163 | 670400.0212 | 33662.3703
t3911 | 0 | 0 | 163 | 670400.0212 | 33662.3703
t3912 | 0 | 0 | 163 | 670400.0212 | 33662.3703
t3913 | 0 | 0 | 164 | 686965.4012 | 34746.9076
t3914 | 0 | 0 | 164 | 686965.4012 | 34746.9076
t3915 | 0 | 0 | 164 | 686965.4012 | 34746.9076
t3916 | 0 | 0 | 164 | 686965.4012 | 34746.9076
t3917 | 82555.3361 | 4226.9147 | 164 | 686965.4012 | 34746.9076
t3918 | 412776.6806 | 21134.5737 | 164 | 686965.4012 | 34746.9076
t3919 | 847278.4497 | 43381.4933 | 164 | 686965.4012 | 34746.9076
t3920 | 1292642.7631 | 66184.586 | 164 | 686965.4012 | 34746.9076
t3921 | 1612001.5634 | 82536.0719 | 164 | 686965.4012 | 34746.9076
t3922 | 1827079.9391 | 93548.2971 | 164 | 686965.4012 | 34746.9076
t3923 | 1974810.5406 | 97552.7427 | 164 | 686965.4012 | 34746.9076
t3924 | 2022605.7352 | 97552.7427 | 164 | 686965.4012 | 34746.9076
t3925 | 1918325.3106 | 97552.7427 | 164 | 686965.4012 | 34746.9076
t3926 | 1657624.2491 | 84871.9985 | 164 | 686965.4012 | 34746.9076
t3927 | 1257882.6215 | 64404.8324 | 164 | 686965.4012 | 34746.9076
t3928 | 829898.379 | 42491.6165 | 164 | 686965.4012 | 34746.9076
t3929 | 438846.7868 | 22469.3888 | 164 | 686965.4012 | 34746.9076
t3930 | 234630.9553 | 12013.3366 | 164 | 686965.4012 | 34746.9076
t3931 | 78210.3184 | 4004.4455 | 164 | 686965.4012 | 34746.9076
t3932 | 0 | 0 | 164 | 686965.4012 | 34746.9076
t3933 | 0 | 0 | 164 | 686965.4012 | 34746.9076
t3934 | 0 | 0 | 164 | 686965.4012 | 34746.9076
t3935 | 0 | 0 | 164 | 686965.4012 | 34746.9076
t3936 | 0 | 0 | 164 | 686965.4012 | 34746.9076
t3937 | 0 | 0 | 165 | 733312.2566 | 36846.4607
t3938 | 0 | 0 | 165 | 733312.2566 | 36846.4607
t3939 | 0 | 0 | 165 | 733312.2566 | 36846.4607
t3940 | 0 | 0 | 165 | 733312.2566 | 36846.4607
t3941 | 65175.2654 | 3337.0379 | 165 | 733312.2566 | 36846.4607
t3942 | 412776.6806 | 21134.5737 | 165 | 733312.2566 | 36846.4607
t3943 | 855968.4851 | 43826.4317 | 165 | 733312.2566 | 36846.4607
t3944 | 1270917.6746 | 65072.24 | 165 | 733312.2566 | 36846.4607
t3945 | 1612001.5634 | 82536.0719 | 165 | 733312.2566 | 36846.4607
t3946 | 1864012.5894 | 95439.2853 | 165 | 733312.2566 | 36846.4607
t3947 | 2013915.6998 | 97552.7427 | 165 | 733312.2566 | 36846.4607
t3948 | 2048675.8413 | 97552.7427 | 165 | 733312.2566 | 36846.4607
t3949 | 1981328.0671 | 97552.7427 | 165 | 733312.2566 | 36846.4607
t3950 | 1809699.8683 | 92658.4203 | 165 | 733312.2566 | 36846.4607
t3951 | 1540308.7715 | 78865.3302 | 165 | 733312.2566 | 36846.4607
t3952 | 1151429.6881 | 58954.3371 | 165 | 733312.2566 | 36846.4607
t3953 | 703892.8659 | 36040.0098 | 165 | 733312.2566 | 36846.4607
t3954 | 269391.0968 | 13793.0902 | 165 | 733312.2566 | 36846.4607
t3955 | 0 | 0 | 165 | 733312.2566 | 36846.4607
t3956 | 0 | 0 | 165 | 733312.2566 | 36846.4607
t3957 | 0 | 0 | 165 | 733312.2566 | 36846.4607
t3958 | 0 | 0 | 165 | 733312.2566 | 36846.4607
t3959 | 0 | 0 | 165 | 733312.2566 | 36846.4607
t3960 | 0 | 0 | 165 | 733312.2566 | 36846.4607
t3961 | 0 | 0 | 166 | 762912.6896 | 37750.2418
t3962 | 0 | 0 | 166 | 762912.6896 | 37750.2418
t3963 | 0 | 0 | 166 | 762912.6896 | 37750.2418
t3964 | 0 | 0 | 166 | 762912.6896 | 37750.2418
t3965 | 76037.8096 | 3893.2109 | 166 | 762912.6896 | 37750.2418
t3966 | 430156.7514 | 22024.4505 | 166 | 762912.6896 | 37750.2418
t3967 | 914626.224 | 46829.7659 | 166 | 762912.6896 | 37750.2418
t3968 | 1359990.5373 | 69632.8585 | 166 | 762912.6896 | 37750.2418
t3969 | 1714109.4791 | 87764.098 | 166 | 762912.6896 | 37750.2418
t3970 | 1961775.4875 | 97552.7427 | 166 | 762912.6896 | 37750.2418
t3971 | 2098643.5447 | 97552.7427 | 166 | 762912.6896 | 37750.2418
t3972 | 2126886.1597 | 97552.7427 | 166 | 762912.6896 | 37750.2418
t3973 | 2048675.8413 | 97552.7427 | 166 | 762912.6896 | 37750.2418
t3974 | 1864012.5894 | 95439.2853 | 166 | 762912.6896 | 37750.2418
t3975 | 1562033.8599 | 79977.6761 | 166 | 762912.6896 | 37750.2418
t3976 | 1160119.7235 | 59399.2755 | 166 | 762912.6896 | 37750.2418
t3977 | 653925.1625 | 33481.6141 | 166 | 762912.6896 | 37750.2418
t3978 | 278081.1322 | 14238.0286 | 166 | 762912.6896 | 37750.2418
t3979 | 60830.2477 | 3114.5688 | 166 | 762912.6896 | 37750.2418
t3980 | 0 | 0 | 166 | 762912.6896 | 37750.2418
t3981 | 0 | 0 | 166 | 762912.6896 | 37750.2418
t3982 | 0 | 0 | 166 | 762912.6896 | 37750.2418
t3983 | 0 | 0 | 166 | 762912.6896 | 37750.2418
t3984 | 0 | 0 | 166 | 762912.6896 | 37750.2418
t3985 | 0 | 0 | 167 | 447536.8222 | 22914.3272
t3986 | 0 | 0 | 167 | 447536.8222 | 22914.3272
t3987 | 0 | 0 | 167 | 447536.8222 | 22914.3272
t3988 | 13035.0531 | 667.4076 | 167 | 447536.8222 | 22914.3272
t3989 | 69520.2831 | 3559.5071 | 167 | 447536.8222 | 22914.3272
t3990 | 152075.6192 | 7786.4219 | 167 | 447536.8222 | 22914.3272
t3991 | 241148.4818 | 12347.0404 | 167 | 447536.8222 | 22914.3272
t3992 | 373671.5214 | 19132.3509 | 167 | 447536.8222 | 22914.3272
t3993 | 521402.1229 | 26696.3036 | 167 | 447536.8222 | 22914.3272
t3994 | 638717.6006 | 32702.9719 | 167 | 447536.8222 | 22914.3272
t3995 | 866831.0294 | 44382.6047 | 167 | 447536.8222 | 22914.3272
t3996 | 1188362.3385 | 60845.3252 | 167 | 447536.8222 | 22914.3272
t3997 | 1535963.7538 | 78642.861 | 167 | 447536.8222 | 22914.3272
t3998 | 1553343.8245 | 79532.7377 | 167 | 447536.8222 | 22914.3272
t3999 | 1407785.7319 | 72080.0197 | 167 | 447536.8222 | 22914.3272
t4000 | 1123187.0731 | 57508.2873 | 167 | 447536.8222 | 22914.3272
t4001 | 714755.4102 | 36596.1828 | 167 | 447536.8222 | 22914.3272
t4002 | 301978.7295 | 15461.6092 | 167 | 447536.8222 | 22914.3272
t4003 | 39105.1592 | 2002.2228 | 167 | 447536.8222 | 22914.3272
t4004 | 0 | 0 | 167 | 447536.8222 | 22914.3272
t4005 | 0 | 0 | 167 | 447536.8222 | 22914.3272
t4006 | 0 | 0 | 167 | 447536.8222 | 22914.3272
t4007 | 0 | 0 | 167 | 447536.8222 | 22914.3272
t4008 | 0 | 0 | 167 | 447536.8222 | 22914.3272
t4009 | 0 | 0 | 168 | 744898.9704 | 37147.721
t4010 | 0 | 0 | 168 | 744898.9704 | 37147.721
t4011 | 0 | 0 | 168 | 744898.9704 | 37147.721
t4012 | 0 | 0 | 168 | 744898.9704 | 37147.721
t4013 | 34760.1415 | 1779.7536 | 168 | 744898.9704 | 37147.721
t4014 | 427984.2426 | 21913.2159 | 168 | 744898.9704 | 37147.721
t4015 | 888556.1178 | 45494.9507 | 168 | 744898.9704 | 37147.721
t4016 | 1277435.2011 | 65405.9438 | 168 | 744898.9704 | 37147.721
t4017 | 1594621.4926 | 81646.1951 | 168 | 744898.9704 | 37147.721
t4018 | 1890082.6956 | 96774.1005 | 168 | 744898.9704 | 37147.721
t4019 | 2066055.9121 | 97552.7427 | 168 | 744898.9704 | 37147.721
t4020 | 2102988.5624 | 97552.7427 | 168 | 744898.9704 | 37147.721
t4021 | 2011743.1909 | 97552.7427 | 168 | 744898.9704 | 37147.721
t4022 | 1837942.4833 | 94104.4701 | 168 | 744898.9704 | 37147.721
t4023 | 1546826.298 | 79199.0339 | 168 | 744898.9704 | 37147.721
t4024 | 1162292.2323 | 59510.5101 | 168 | 744898.9704 | 37147.721
t4025 | 716927.919 | 36707.4174 | 168 | 744898.9704 | 37147.721
t4026 | 273736.1145 | 14015.5594 | 168 | 744898.9704 | 37147.721
t4027 | 45622.6858 | 2335.9266 | 168 | 744898.9704 | 37147.721
t4028 | 0 | 0 | 168 | 744898.9704 | 37147.721
t4029 | 0 | 0 | 168 | 744898.9704 | 37147.721
t4030 | 0 | 0 | 168 | 744898.9704 | 37147.721
t4031 | 0 | 0 | 168 | 744898.9704 | 37147.721
t4032 | 0 | 0 | 168 | 744898.9704 | 37147.721
t4033 | 0 | 0 | 169 | 742183.3343 | 37124.5472
t4034 | 0 | 0 | 169 | 742183.3343 | 37124.5472
t4035 | 0 | 0 | 169 | 742183.3343 | 37124.5472
t4036 | 0 | 0 | 169 | 742183.3343 | 37124.5472
t4037 | 82555.3361 | 4226.9147 | 169 | 742183.3343 | 37124.5472
t4038 | 419294.2072 | 21468.2775 | 169 | 742183.3343 | 37124.5472
t4039 | 886383.609 | 45383.7161 | 169 | 742183.3343 | 37124.5472
t4040 | 1327402.9046 | 67964.3395 | 169 | 742183.3343 | 37124.5472
t4041 | 1675004.3199 | 85761.8752 | 169 | 742183.3343 | 37124.5472
t4042 | 1907462.7663 | 97552.7427 | 169 | 742183.3343 | 37124.5472
t4043 | 2046503.3325 | 97552.7427 | 169 | 742183.3343 | 37124.5472
t4044 | 2079090.9651 | 97552.7427 | 169 | 742183.3343 | 37124.5472
t4045 | 1998708.1379 | 97552.7427 | 169 | 742183.3343 | 37124.5472
t4046 | 1820562.4125 | 93214.5933 | 169 | 742183.3343 | 37124.5472
t4047 | 1540308.7715 | 78865.3302 | 169 | 742183.3343 | 37124.5472
t4048 | 1084081.9139 | 55506.0645 | 169 | 742183.3343 | 37124.5472
t4049 | 653925.1625 | 33481.6141 | 169 | 742183.3343 | 37124.5472
t4050 | 278081.1322 | 14238.0286 | 169 | 742183.3343 | 37124.5472
t4051 | 13035.0531 | 667.4076 | 169 | 742183.3343 | 37124.5472
t4052 | 0 | 0 | 169 | 742183.3343 | 37124.5472
t4053 | 0 | 0 | 169 | 742183.3343 | 37124.5472
t4054 | 0 | 0 | 169 | 742183.3343 | 37124.5472
t4055 | 0 | 0 | 169 | 742183.3343 | 37124.5472
t4056 | 0 | 0 | 169 | 742183.3343 | 37124.5472
t4057 | 0 | 0 | 170 | 508910.1971 | 26056.7046
t4058 | 0 | 0 | 170 | 508910.1971 | 26056.7046
t4059 | 0 | 0 | 170 | 508910.1971 | 26056.7046
t4060 | 19552.5796 | 1001.1114 | 170 | 508910.1971 | 26056.7046
t4061 | 152075.6192 | 7786.4219 | 170 | 508910.1971 | 26056.7046
t4062 | 373671.5214 | 19132.3509 | 170 | 508910.1971 | 26056.7046
t4063 | 732135.4809 | 37486.0596 | 170 | 508910.1971 | 26056.7046
t4064 | 1151429.6881 | 58954.3371 | 170 | 508910.1971 | 26056.7046
t4065 | 1164464.7412 | 59621.7447 | 170 | 508910.1971 | 26056.7046
t4066 | 903763.6797 | 46273.5929 | 170 | 508910.1971 | 26056.7046
t4067 | 869003.5382 | 44493.8393 | 170 | 508910.1971 | 26056.7046
t4068 | 892901.1355 | 45717.4199 | 170 | 508910.1971 | 26056.7046
t4069 | 1220949.9712 | 62513.8442 | 170 | 508910.1971 | 26056.7046
t4070 | 1446890.8911 | 74082.2424 | 170 | 508910.1971 | 26056.7046
t4071 | 1368680.5727 | 70077.7969 | 170 | 508910.1971 | 26056.7046
t4072 | 988491.5247 | 50611.7422 | 170 | 508910.1971 | 26056.7046
t4073 | 560507.2821 | 28698.5263 | 170 | 508910.1971 | 26056.7046
t4074 | 301978.7295 | 15461.6092 | 170 | 508910.1971 | 26056.7046
t4075 | 67347.7742 | 3448.2725 | 170 | 508910.1971 | 26056.7046
t4076 | 0 | 0 | 170 | 508910.1971 | 26056.7046
t4077 | 0 | 0 | 170 | 508910.1971 | 26056.7046
t4078 | 0 | 0 | 170 | 508910.1971 | 26056.7046
t4079 | 0 | 0 | 170 | 508910.1971 | 26056.7046
t4080 | 0 | 0 | 170 | 508910.1971 | 26056.7046
t4081 | 0 | 0 | 171 | 546567.017 | 27984.771
t4082 | 0 | 0 | 171 | 546567.017 | 27984.771
t4083 | 0 | 0 | 171 | 546567.017 | 27984.771
t4084 | 0 | 0 | 171 | 546567.017 | 27984.771
t4085 | 115142.9688 | 5895.4337 | 171 | 546567.017 | 27984.771
t4086 | 427984.2426 | 21913.2159 | 171 | 546567.017 | 27984.771
t4087 | 777758.1667 | 39821.9862 | 171 | 546567.017 | 27984.771
t4088 | 1192707.3562 | 61067.7944 | 171 | 546567.017 | 27984.771
t4089 | 1553343.8245 | 79532.7377 | 171 | 546567.017 | 27984.771
t4090 | 1759732.1648 | 90100.0246 | 171 | 546567.017 | 27984.771
t4091 | 1818389.9037 | 93103.3587 | 171 | 546567.017 | 27984.771
t4092 | 1675004.3199 | 85761.8752 | 171 | 546567.017 | 27984.771
t4093 | 1286125.2365 | 65850.8822 | 171 | 546567.017 | 27984.771
t4094 | 832070.8878 | 42602.8511 | 171 | 546567.017 | 27984.771
t4095 | 603957.459 | 30923.2183 | 171 | 546567.017 | 27984.771
t4096 | 401914.1364 | 20578.4007 | 171 | 546567.017 | 27984.771
t4097 | 330221.3445 | 16907.6589 | 171 | 546567.017 | 27984.771
t4098 | 245493.4995 | 12569.5096 | 171 | 546567.017 | 27984.771
t4099 | 97762.898 | 5005.5569 | 171 | 546567.017 | 27984.771
t4100 | 0 | 0 | 171 | 546567.017 | 27984.771
t4101 | 0 | 0 | 171 | 546567.017 | 27984.771
t4102 | 0 | 0 | 171 | 546567.017 | 27984.771
t4103 | 0 | 0 | 171 | 546567.017 | 27984.771
t4104 | 0 | 0 | 171 | 546567.017 | 27984.771
t4105 | 0 | 0 | 172 | 740916.0375 | 37268.2252
t4106 | 0 | 0 | 172 | 740916.0375 | 37268.2252
t4107 | 0 | 0 | 172 | 740916.0375 | 37268.2252
t4108 | 8690.0354 | 444.9384 | 172 | 740916.0375 | 37268.2252
t4109 | 121660.4953 | 6229.1375 | 172 | 740916.0375 | 37268.2252
t4110 | 419294.2072 | 21468.2775 | 172 | 740916.0375 | 37268.2252
t4111 | 829898.379 | 42491.6165 | 172 | 740916.0375 | 37268.2252
t4112 | 1305677.8161 | 66851.9935 | 172 | 740916.0375 | 37268.2252
t4113 | 1677176.8287 | 85873.1098 | 172 | 740916.0375 | 37268.2252
t4114 | 1857495.0629 | 95105.5815 | 172 | 740916.0375 | 37268.2252
t4115 | 1979155.5582 | 97552.7427 | 172 | 740916.0375 | 37268.2252
t4116 | 2055193.3678 | 97552.7427 | 172 | 740916.0375 | 37268.2252
t4117 | 1994363.1202 | 97552.7427 | 172 | 740916.0375 | 37268.2252
t4118 | 1811872.3771 | 92769.6549 | 172 | 740916.0375 | 37268.2252
t4119 | 1527273.7184 | 78197.9226 | 172 | 740916.0375 | 37268.2252
t4120 | 1140567.1439 | 58398.1641 | 172 | 740916.0375 | 37268.2252
t4121 | 703892.8659 | 36040.0098 | 172 | 740916.0375 | 37268.2252
t4122 | 288943.6765 | 14794.2016 | 172 | 740916.0375 | 37268.2252
t4123 | 60830.2477 | 3114.5688 | 172 | 740916.0375 | 37268.2252
t4124 | 0 | 0 | 172 | 740916.0375 | 37268.2252
t4125 | 0 | 0 | 172 | 740916.0375 | 37268.2252
t4126 | 0 | 0 | 172 | 740916.0375 | 37268.2252
t4127 | 0 | 0 | 172 | 740916.0375 | 37268.2252
t4128 | 0 | 0 | 172 | 740916.0375 | 37268.2252
t4129 | 0 | 0 | 173 | 774318.361 | 38093.2151
t4130 | 0 | 0 | 173 | 774318.361 | 38093.2151
t4131 | 0 | 0 | 173 | 774318.361 | 38093.2151
t4132 | 0 | 0 | 173 | 774318.361 | 38093.2151
t4133 | 26070.1061 | 1334.8152 | 173 | 774318.361 | 38093.2151
t4134 | 432329.2603 | 22135.685 | 173 | 774318.361 | 38093.2151
t4135 | 940696.3301 | 48164.581 | 173 | 774318.361 | 38093.2151
t4136 | 1401268.2053 | 71746.3159 | 173 | 774318.361 | 38093.2151
t4137 | 1761904.6737 | 90211.2592 | 173 | 774318.361 | 38093.2151
t4138 | 2007398.1732 | 97552.7427 | 173 | 774318.361 | 38093.2151
t4139 | 2135576.1951 | 97552.7427 | 173 | 774318.361 | 38093.2151
t4140 | 2146438.7393 | 97552.7427 | 173 | 774318.361 | 38093.2151
t4141 | 2059538.3855 | 97552.7427 | 173 | 774318.361 | 38093.2151
t4142 | 1874875.1337 | 95995.4583 | 173 | 774318.361 | 38093.2151
t4143 | 1588103.9661 | 81312.4913 | 173 | 774318.361 | 38093.2151
t4144 | 1197052.3739 | 61290.2636 | 173 | 774318.361 | 38093.2151
t4145 | 734307.9898 | 37597.2942 | 173 | 774318.361 | 38093.2151
t4146 | 278081.1322 | 14238.0286 | 173 | 774318.361 | 38093.2151
t4147 | 0 | 0 | 173 | 774318.361 | 38093.2151
t4148 | 0 | 0 | 173 | 774318.361 | 38093.2151
t4149 | 0 | 0 | 173 | 774318.361 | 38093.2151
t4150 | 0 | 0 | 173 | 774318.361 | 38093.2151
t4151 | 0 | 0 | 173 | 774318.361 | 38093.2151
t4152 | 0 | 0 | 173 | 774318.361 | 38093.2151
t4153 | 0 | 0 | 174 | 737204.6682 | 36498.8525
t4154 | 0 | 0 | 174 | 737204.6682 | 36498.8525
t4155 | 0 | 0 | 174 | 737204.6682 | 36498.8525
t4156 | 0 | 0 | 174 | 737204.6682 | 36498.8525
t4157 | 56485.23 | 2892.0996 | 174 | 737204.6682 | 36498.8525
t4158 | 421466.716 | 21579.5121 | 174 | 737204.6682 | 36498.8525
t4159 | 845105.9409 | 43270.2587 | 174 | 737204.6682 | 36498.8525
t4160 | 1236157.5331 | 63292.4864 | 174 | 737204.6682 | 36498.8525
t4161 | 1616346.581 | 82758.5411 | 174 | 737204.6682 | 36498.8525
t4162 | 1946567.9256 | 97552.7427 | 174 | 737204.6682 | 36498.8525
t4163 | 2105161.0713 | 97552.7427 | 174 | 737204.6682 | 36498.8525
t4164 | 2124713.6509 | 97552.7427 | 174 | 737204.6682 | 36498.8525
t4165 | 2029123.2617 | 97552.7427 | 174 | 737204.6682 | 36498.8525
t4166 | 1811872.3771 | 92769.6549 | 174 | 737204.6682 | 36498.8525
t4167 | 1477306.0149 | 75639.5268 | 174 | 737204.6682 | 36498.8525
t4168 | 1049321.7724 | 53726.311 | 174 | 737204.6682 | 36498.8525
t4169 | 619165.021 | 31701.8605 | 174 | 737204.6682 | 36498.8525
t4170 | 284598.6588 | 14571.7324 | 174 | 737204.6682 | 36498.8525
t4171 | 69520.2831 | 3559.5071 | 174 | 737204.6682 | 36498.8525
t4172 | 0 | 0 | 174 | 737204.6682 | 36498.8525
t4173 | 0 | 0 | 174 | 737204.6682 | 36498.8525
t4174 | 0 | 0 | 174 | 737204.6682 | 36498.8525
t4175 | 0 | 0 | 174 | 737204.6682 | 36498.8525
t4176 | 0 | 0 | 174 | 737204.6682 | 36498.8525
t4177 | 0 | 0 | 175 | 727609.4208 | 36420.0614
t4178 | 0 | 0 | 175 | 727609.4208 | 36420.0614
t4179 | 0 | 0 | 175 | 727609.4208 | 36420.0614
t4180 | 6517.5265 | 333.7038 | 175 | 727609.4208 | 36420.0614
t4181 | 123833.0042 | 6340.3721 | 175 | 727609.4208 | 36420.0614
t4182 | 399741.6276 | 20467.1661 | 175 | 727609.4208 | 36420.0614
t4183 | 808173.2905 | 41379.2705 | 175 | 727609.4208 | 36420.0614
t4184 | 1314367.8515 | 67296.9319 | 175 | 727609.4208 | 36420.0614
t4185 | 1696729.4083 | 86874.2212 | 175 | 727609.4208 | 36420.0614
t4186 | 1942222.9079 | 97552.7427 | 175 | 727609.4208 | 36420.0614
t4187 | 2066055.9121 | 97552.7427 | 175 | 727609.4208 | 36420.0614
t4188 | 2066055.9121 | 97552.7427 | 175 | 727609.4208 | 36420.0614
t4189 | 1937877.8902 | 97552.7427 | 175 | 727609.4208 | 36420.0614
t4190 | 1703246.9349 | 87207.925 | 175 | 727609.4208 | 36420.0614
t4191 | 1381715.6257 | 70745.2045 | 175 | 727609.4208 | 36420.0614
t4192 | 1040631.737 | 53281.3726 | 175 | 727609.4208 | 36420.0614
t4193 | 625682.5475 | 32035.5643 | 175 | 727609.4208 | 36420.0614
t4194 | 288943.6765 | 14794.2016 | 175 | 727609.4208 | 36420.0614
t4195 | 60830.2477 | 3114.5688 | 175 | 727609.4208 | 36420.0614
t4196 | 0 | 0 | 175 | 727609.4208 | 36420.0614
t4197 | 0 | 0 | 175 | 727609.4208 | 36420.0614
t4198 | 0 | 0 | 175 | 727609.4208 | 36420.0614
t4199 | 0 | 0 | 175 | 727609.4208 | 36420.0614
t4200 | 0 | 0 | 175 | 727609.4208 | 36420.0614
t4201 | 0 | 0 | 176 | 599521.9202 | 30696.1143
t4202 | 0 | 0 | 176 | 599521.9202 | 30696.1143
t4203 | 0 | 0 | 176 | 599521.9202 | 30696.1143
t4204 | 6517.5265 | 333.7038 | 176 | 599521.9202 | 30696.1143
t4205 | 134695.5484 | 6896.5451 | 176 | 599521.9202 | 30696.1143
t4206 | 391051.5922 | 20022.2277 | 176 | 599521.9202 | 30696.1143
t4207 | 712582.9013 | 36484.9482 | 176 | 599521.9202 | 30696.1143
t4208 | 1031941.7016 | 52836.4342 | 176 | 599521.9202 | 30696.1143
t4209 | 1296987.7808 | 66407.0551 | 176 | 599521.9202 | 30696.1143
t4210 | 1488168.5592 | 76195.6998 | 176 | 599521.9202 | 30696.1143
t4211 | 1581586.4395 | 80978.7875 | 176 | 599521.9202 | 30696.1143
t4212 | 1590276.4749 | 81423.7259 | 176 | 599521.9202 | 30696.1143
t4213 | 1540308.7715 | 78865.3302 | 176 | 599521.9202 | 30696.1143
t4214 | 1427338.3115 | 73081.131 | 176 | 599521.9202 | 30696.1143
t4215 | 1231812.5154 | 63070.0172 | 176 | 599521.9202 | 30696.1143
t4216 | 964593.9274 | 49388.1616 | 176 | 599521.9202 | 30696.1143
t4217 | 638717.6006 | 32702.9719 | 176 | 599521.9202 | 30696.1143
t4218 | 297633.7118 | 15239.14 | 176 | 599521.9202 | 30696.1143
t4219 | 54312.7211 | 2780.865 | 176 | 599521.9202 | 30696.1143
t4220 | 0 | 0 | 176 | 599521.9202 | 30696.1143
t4221 | 0 | 0 | 176 | 599521.9202 | 30696.1143
t4222 | 0 | 0 | 176 | 599521.9202 | 30696.1143
t4223 | 0 | 0 | 176 | 599521.9202 | 30696.1143
t4224 | 0 | 0 | 176 | 599521.9202 | 30696.1143
t4225 | 0 | 0 | 177 | 595267.4237 | 30478.2799
t4226 | 0 | 0 | 177 | 595267.4237 | 30478.2799
t4227 | 0 | 0 | 177 | 595267.4237 | 30478.2799
t4228 | 0 | 0 | 177 | 595267.4237 | 30478.2799
t4229 | 78210.3184 | 4004.4455 | 177 | 595267.4237 | 30478.2799
t4230 | 419294.2072 | 21468.2775 | 177 | 595267.4237 | 30478.2799
t4231 | 845105.9409 | 43270.2587 | 177 | 595267.4237 | 30478.2799
t4232 | 1231812.5154 | 63070.0172 | 177 | 595267.4237 | 30478.2799
t4233 | 1512066.1565 | 77419.2804 | 177 | 595267.4237 | 30478.2799
t4234 | 1648934.2137 | 84427.0601 | 177 | 595267.4237 | 30478.2799
t4235 | 1675004.3199 | 85761.8752 | 177 | 595267.4237 | 30478.2799
t4236 | 1657624.2491 | 84871.9985 | 177 | 595267.4237 | 30478.2799
t4237 | 1488168.5592 | 76195.6998 | 177 | 595267.4237 | 30478.2799
t4238 | 1238330.0419 | 63403.721 | 177 | 595267.4237 | 30478.2799
t4239 | 864658.5205 | 44271.3701 | 177 | 595267.4237 | 30478.2799
t4240 | 716927.919 | 36707.4174 | 177 | 595267.4237 | 30478.2799
t4241 | 536609.6848 | 27474.9458 | 177 | 595267.4237 | 30478.2799
t4242 | 288943.6765 | 14794.2016 | 177 | 595267.4237 | 30478.2799
t4243 | 84727.845 | 4338.1493 | 177 | 595267.4237 | 30478.2799
t4244 | 0 | 0 | 177 | 595267.4237 | 30478.2799
t4245 | 0 | 0 | 177 | 595267.4237 | 30478.2799
t4246 | 0 | 0 | 177 | 595267.4237 | 30478.2799
t4247 | 0 | 0 | 177 | 595267.4237 | 30478.2799
t4248 | 0 | 0 | 177 | 595267.4237 | 30478.2799
t4249 | 0 | 0 | 178 | 573089.7292 | 29342.7601
t4250 | 0 | 0 | 178 | 573089.7292 | 29342.7601
t4251 | 0 | 0 | 178 | 573089.7292 | 29342.7601
t4252 | 19552.5796 | 1001.1114 | 178 | 573089.7292 | 29342.7601
t4253 | 141213.075 | 7230.2489 | 178 | 573089.7292 | 29342.7601
t4254 | 380189.048 | 19466.0547 | 178 | 573089.7292 | 29342.7601
t4255 | 742998.0252 | 38042.2326 | 178 | 573089.7292 | 29342.7601
t4256 | 1164464.7412 | 59621.7447 | 178 | 573089.7292 | 29342.7601
t4257 | 1546826.298 | 79199.0339 | 178 | 573089.7292 | 29342.7601
t4258 | 1779284.7445 | 91101.136 | 178 | 573089.7292 | 29342.7601
t4259 | 1837942.4833 | 94104.4701 | 178 | 573089.7292 | 29342.7601
t4260 | 1753214.6383 | 89766.3208 | 178 | 573089.7292 | 29342.7601
t4261 | 1468615.9796 | 75194.5884 | 178 | 573089.7292 | 29342.7601
t4262 | 1112324.5289 | 56952.1143 | 178 | 573089.7292 | 29342.7601
t4263 | 797310.7463 | 40823.0976 | 178 | 573089.7292 | 29342.7601
t4264 | 534437.176 | 27363.7112 | 178 | 573089.7292 | 29342.7601
t4265 | 312841.2738 | 16017.7821 | 178 | 573089.7292 | 29342.7601
t4266 | 132523.0396 | 6785.3105 | 178 | 573089.7292 | 29342.7601
t4267 | 30415.1238 | 1557.2844 | 178 | 573089.7292 | 29342.7601
t4268 | 0 | 0 | 178 | 573089.7292 | 29342.7601
t4269 | 0 | 0 | 178 | 573089.7292 | 29342.7601
t4270 | 0 | 0 | 178 | 573089.7292 | 29342.7601
t4271 | 0 | 0 | 178 | 573089.7292 | 29342.7601
t4272 | 0 | 0 | 178 | 573089.7292 | 29342.7601
t4273 | 0 | 0 | 179 | 438303.6596 | 22441.5802
t4274 | 0 | 0 | 179 | 438303.6596 | 22441.5802
t4275 | 0 | 0 | 179 | 438303.6596 | 22441.5802
t4276 | 19552.5796 | 1001.1114 | 179 | 438303.6596 | 22441.5802
t4277 | 141213.075 | 7230.2489 | 179 | 438303.6596 | 22441.5802
t4278 | 317186.2914 | 16240.2513 | 179 | 438303.6596 | 22441.5802
t4279 | 495332.0168 | 25361.4884 | 179 | 438303.6596 | 22441.5802
t4280 | 684340.2863 | 35038.8984 | 179 | 438303.6596 | 22441.5802
t4281 | 797310.7463 | 40823.0976 | 179 | 438303.6596 | 22441.5802
t4282 | 942868.8389 | 48275.8156 | 179 | 438303.6596 | 22441.5802
t4283 | 886383.609 | 45383.7161 | 179 | 438303.6596 | 22441.5802
t4284 | 1047149.2635 | 53615.0764 | 179 | 438303.6596 | 22441.5802
t4285 | 988491.5247 | 50611.7422 | 179 | 438303.6596 | 22441.5802
t4286 | 1179672.3031 | 60400.3868 | 179 | 438303.6596 | 22441.5802
t4287 | 1086254.4227 | 55617.2991 | 179 | 438303.6596 | 22441.5802
t4288 | 940696.3301 | 48164.581 | 179 | 438303.6596 | 22441.5802
t4289 | 590922.406 | 30255.8107 | 179 | 438303.6596 | 22441.5802
t4290 | 304151.2384 | 15572.8438 | 179 | 438303.6596 | 22441.5802
t4291 | 97762.898 | 5005.5569 | 179 | 438303.6596 | 22441.5802
t4292 | 0 | 0 | 179 | 438303.6596 | 22441.5802
t4293 | 0 | 0 | 179 | 438303.6596 | 22441.5802
t4294 | 0 | 0 | 179 | 438303.6596 | 22441.5802
t4295 | 0 | 0 | 179 | 438303.6596 | 22441.5802
t4296 | 0 | 0 | 179 | 438303.6596 | 22441.5802
t4297 | 0 | 0 | 180 | 488723.969 | 25023.1498
t4298 | 0 | 0 | 180 | 488723.969 | 25023.1498
t4299 | 0 | 0 | 180 | 488723.969 | 25023.1498
t4300 | 17380.0708 | 889.8768 | 180 | 488723.969 | 25023.1498
t4301 | 89072.8627 | 4560.6185 | 180 | 488723.969 | 25023.1498
t4302 | 165110.6723 | 8453.8295 | 180 | 488723.969 | 25023.1498
t4303 | 273736.1145 | 14015.5594 | 180 | 488723.969 | 25023.1498
t4304 | 530092.1583 | 27141.242 | 180 | 488723.969 | 25023.1498
t4305 | 914626.224 | 46829.7659 | 180 | 488723.969 | 25023.1498
t4306 | 1201397.3916 | 61512.7328 | 180 | 488723.969 | 25023.1498
t4307 | 1275262.6923 | 65294.7092 | 180 | 488723.969 | 25023.1498
t4308 | 1264400.1481 | 64738.5362 | 180 | 488723.969 | 25023.1498
t4309 | 1399095.6965 | 71635.0813 | 180 | 488723.969 | 25023.1498
t4310 | 1457753.4353 | 74638.4154 | 180 | 488723.969 | 25023.1498
t4311 | 1283952.7277 | 65739.6476 | 180 | 488723.969 | 25023.1498
t4312 | 897246.1532 | 45939.8891 | 180 | 488723.969 | 25023.1498
t4313 | 573542.3352 | 29365.9339 | 180 | 488723.969 | 25023.1498
t4314 | 293288.6941 | 15016.6708 | 180 | 488723.969 | 25023.1498
t4315 | 93417.8804 | 4783.0877 | 180 | 488723.969 | 25023.1498
t4316 | 0 | 0 | 180 | 488723.969 | 25023.1498
t4317 | 0 | 0 | 180 | 488723.969 | 25023.1498
t4318 | 0 | 0 | 180 | 488723.969 | 25023.1498
t4319 | 0 | 0 | 180 | 488723.969 | 25023.1498
t4320 | 0 | 0 | 180 | 488723.969 | 25023.1498
t4321 | 0 | 0 | 181 | 680266.8322 | 34830.3336
t4322 | 0 | 0 | 181 | 680266.8322 | 34830.3336
t4323 | 0 | 0 | 181 | 680266.8322 | 34830.3336
t4324 | 0 | 0 | 181 | 680266.8322 | 34830.3336
t4325 | 60830.2477 | 3114.5688 | 181 | 680266.8322 | 34830.3336
t4326 | 412776.6806 | 21134.5737 | 181 | 680266.8322 | 34830.3336
t4327 | 860313.5028 | 44048.9009 | 181 | 680266.8322 | 34830.3336
t4328 | 1244847.5685 | 63737.4248 | 181 | 680266.8322 | 34830.3336
t4329 | 1540308.7715 | 78865.3302 | 181 | 680266.8322 | 34830.3336
t4330 | 1711936.9702 | 87652.8634 | 181 | 680266.8322 | 34830.3336
t4331 | 1779284.7445 | 91101.136 | 181 | 680266.8322 | 34830.3336
t4332 | 1792319.7975 | 91768.5435 | 181 | 680266.8322 | 34830.3336
t4333 | 1809699.8683 | 92658.4203 | 181 | 680266.8322 | 34830.3336
t4334 | 1648934.2137 | 84427.0601 | 181 | 680266.8322 | 34830.3336
t4335 | 1394750.6788 | 71412.6121 | 181 | 680266.8322 | 34830.3336
t4336 | 1073219.3697 | 54949.8915 | 181 | 680266.8322 | 34830.3336
t4337 | 693030.3217 | 35483.8368 | 181 | 680266.8322 | 34830.3336
t4338 | 286771.1676 | 14682.967 | 181 | 680266.8322 | 34830.3336
t4339 | 17380.0708 | 889.8768 | 181 | 680266.8322 | 34830.3336
t4340 | 0 | 0 | 181 | 680266.8322 | 34830.3336
t4341 | 0 | 0 | 181 | 680266.8322 | 34830.3336
t4342 | 0 | 0 | 181 | 680266.8322 | 34830.3336
t4343 | 0 | 0 | 181 | 680266.8322 | 34830.3336
t4344 | 0 | 0 | 181 | 680266.8322 | 34830.3336
t4345 | 0 | 0 | 182 | 641885.8426 | 32865.189
t4346 | 0 | 0 | 182 | 641885.8426 | 32865.189
t4347 | 0 | 0 | 182 | 641885.8426 | 32865.189
t4348 | 0 | 0 | 182 | 641885.8426 | 32865.189
t4349 | 115142.9688 | 5895.4337 | 182 | 641885.8426 | 32865.189
t4350 | 406259.1541 | 20800.8699 | 182 | 641885.8426 | 32865.189
t4351 | 812518.3082 | 41601.7397 | 182 | 641885.8426 | 32865.189
t4352 | 1190534.8473 | 60956.5598 | 182 | 641885.8426 | 32865.189
t4353 | 1496858.5945 | 76640.6382 | 182 | 641885.8426 | 32865.189
t4354 | 1675004.3199 | 85761.8752 | 182 | 641885.8426 | 32865.189
t4355 | 1744524.6029 | 89321.3824 | 182 | 641885.8426 | 32865.189
t4356 | 1755387.1472 | 89877.5554 | 182 | 641885.8426 | 32865.189
t4357 | 1677176.8287 | 85873.1098 | 182 | 641885.8426 | 32865.189
t4358 | 1444718.3823 | 73971.0078 | 182 | 641885.8426 | 32865.189
t4359 | 1220949.9712 | 62513.8442 | 182 | 641885.8426 | 32865.189
t4360 | 927661.277 | 47497.1734 | 182 | 641885.8426 | 32865.189
t4361 | 577887.3529 | 29588.4031 | 182 | 641885.8426 | 32865.189
t4362 | 273736.1145 | 14015.5594 | 182 | 641885.8426 | 32865.189
t4363 | 86900.3538 | 4449.3839 | 182 | 641885.8426 | 32865.189
t4364 | 0 | 0 | 182 | 641885.8426 | 32865.189
t4365 | 0 | 0 | 182 | 641885.8426 | 32865.189
t4366 | 0 | 0 | 182 | 641885.8426 | 32865.189
t4367 | 0 | 0 | 182 | 641885.8426 | 32865.189
t4368 | 0 | 0 | 182 | 641885.8426 | 32865.189
t4369 | 0 | 0 | 183 | 628307.6624 | 32169.9728
t4370 | 0 | 0 | 183 | 628307.6624 | 32169.9728
t4371 | 0 | 0 | 183 | 628307.6624 | 32169.9728
t4372 | 0 | 0 | 183 | 628307.6624 | 32169.9728
t4373 | 95590.3892 | 4894.3223 | 183 | 628307.6624 | 32169.9728
t4374 | 399741.6276 | 20467.1661 | 183 | 628307.6624 | 32169.9728
t4375 | 732135.4809 | 37486.0596 | 183 | 628307.6624 | 32169.9728
t4376 | 1123187.0731 | 57508.2873 | 183 | 628307.6624 | 32169.9728
t4377 | 1370853.0815 | 70189.0315 | 183 | 628307.6624 | 32169.9728
t4378 | 1525101.2095 | 78086.688 | 183 | 628307.6624 | 32169.9728
t4379 | 1696729.4083 | 86874.2212 | 183 | 628307.6624 | 32169.9728
t4380 | 1716281.9879 | 87875.3326 | 183 | 628307.6624 | 32169.9728
t4381 | 1638071.6695 | 83870.8871 | 183 | 628307.6624 | 32169.9728
t4382 | 1492513.5769 | 76418.169 | 183 | 628307.6624 | 32169.9728
t4383 | 1312195.3427 | 67185.6973 | 183 | 628307.6624 | 32169.9728
t4384 | 988491.5247 | 50611.7422 | 183 | 628307.6624 | 32169.9728
t4385 | 621337.5298 | 31813.0951 | 183 | 628307.6624 | 32169.9728
t4386 | 282426.1499 | 14460.4978 | 183 | 628307.6624 | 32169.9728
t4387 | 84727.845 | 4338.1493 | 183 | 628307.6624 | 32169.9728
t4388 | 0 | 0 | 183 | 628307.6624 | 32169.9728
t4389 | 0 | 0 | 183 | 628307.6624 | 32169.9728
t4390 | 0 | 0 | 183 | 628307.6624 | 32169.9728
t4391 | 0 | 0 | 183 | 628307.6624 | 32169.9728
t4392 | 0 | 0 | 183 | 628307.6624 | 32169.9728
t4393 | 0 | 0 | 184 | 425992.7761 | 21792.7117
t4394 | 0 | 0 | 184 | 425992.7761 | 21792.7117
t4395 | 0 | 0 | 184 | 425992.7761 | 21792.7117
t4396 | 8690.0354 | 0 | 184 | 425992.7761 | 21792.7117
t4397 | 60830.2477 | 3114.5688 | 184 | 425992.7761 | 21792.7117
t4398 | 145558.0926 | 7452.7181 | 184 | 425992.7761 | 21792.7117
t4399 | 304151.2384 | 15572.8438 | 184 | 425992.7761 | 21792.7117
t4400 | 569197.3175 | 29143.4647 | 184 | 425992.7761 | 21792.7117
t4401 | 742998.0252 | 38042.2326 | 184 | 425992.7761 | 21792.7117
t4402 | 1044976.7547 | 53503.8418 | 184 | 425992.7761 | 21792.7117
t4403 | 1412130.7496 | 72302.4889 | 184 | 425992.7761 | 21792.7117
t4404 | 1238330.0419 | 63403.721 | 184 | 425992.7761 | 21792.7117
t4405 | 1008044.1043 | 51612.8536 | 184 | 425992.7761 | 21792.7117
t4406 | 762550.6048 | 39043.344 | 184 | 425992.7761 | 21792.7117
t4407 | 825553.3613 | 42269.1473 | 184 | 425992.7761 | 21792.7117
t4408 | 1016734.1397 | 52057.792 | 184 | 425992.7761 | 21792.7117
t4409 | 693030.3217 | 35483.8368 | 184 | 425992.7761 | 21792.7117
t4410 | 297633.7118 | 15239.14 | 184 | 425992.7761 | 21792.7117
t4411 | 93417.8804 | 4783.0877 | 184 | 425992.7761 | 21792.7117
t4412 | 0 | 0 | 184 | 425992.7761 | 21792.7117
t4413 | 0 | 0 | 184 | 425992.7761 | 21792.7117
t4414 | 0 | 0 | 184 | 425992.7761 | 21792.7117
t4415 | 0 | 0 | 184 | 425992.7761 | 21792.7117
t4416 | 0 | 0 | 184 | 425992.7761 | 21792.7117
t4417 | 0 | 0 | 185 | 729419.8449 | 36688.8783
t4418 | 0 | 0 | 185 | 729419.8449 | 36688.8783
t4419 | 0 | 0 | 185 | 729419.8449 | 36688.8783
t4420 | 8690.0354 | 444.9384 | 185 | 729419.8449 | 36688.8783
t4421 | 117315.4777 | 6006.6683 | 185 | 729419.8449 | 36688.8783
t4422 | 380189.048 | 19466.0547 | 185 | 729419.8449 | 36688.8783
t4423 | 810345.7994 | 41490.5051 | 185 | 729419.8449 | 36688.8783
t4424 | 1249192.5862 | 63959.894 | 185 | 729419.8449 | 36688.8783
t4425 | 1620691.5987 | 82981.0103 | 185 | 729419.8449 | 36688.8783
t4426 | 1868357.6071 | 95661.7545 | 185 | 729419.8449 | 36688.8783
t4427 | 2003053.1555 | 97552.7427 | 185 | 729419.8449 | 36688.8783
t4428 | 2046503.3325 | 97552.7427 | 185 | 729419.8449 | 36688.8783
t4429 | 1974810.5406 | 97552.7427 | 185 | 729419.8449 | 36688.8783
t4430 | 1801009.8329 | 92213.4819 | 185 | 729419.8449 | 36688.8783
t4431 | 1492513.5769 | 76418.169 | 185 | 729419.8449 | 36688.8783
t4432 | 1131877.1085 | 57953.2257 | 185 | 729419.8449 | 36688.8783
t4433 | 706065.3748 | 36151.2444 | 185 | 729419.8449 | 36688.8783
t4434 | 275908.6234 | 14126.794 | 185 | 729419.8449 | 36688.8783
t4435 | 19552.5796 | 1001.1114 | 185 | 729419.8449 | 36688.8783
t4436 | 0 | 0 | 185 | 729419.8449 | 36688.8783
t4437 | 0 | 0 | 185 | 729419.8449 | 36688.8783
t4438 | 0 | 0 | 185 | 729419.8449 | 36688.8783
t4439 | 0 | 0 | 185 | 729419.8449 | 36688.8783
t4440 | 0 | 0 | 185 | 729419.8449 | 36688.8783
t4441 | 0 | 0 | 186 | 541950.4357 | 27748.3975
t4442 | 0 | 0 | 186 | 541950.4357 | 27748.3975
t4443 | 0 | 0 | 186 | 541950.4357 | 27748.3975
t4444 | 10862.5442 | 556.173 | 186 | 541950.4357 | 27748.3975
t4445 | 110797.9511 | 5672.9645 | 186 | 541950.4357 | 27748.3975
t4446 | 317186.2914 | 16240.2513 | 186 | 541950.4357 | 27748.3975
t4447 | 536609.6848 | 27474.9458 | 186 | 541950.4357 | 27748.3975
t4448 | 777758.1667 | 39821.9862 | 186 | 541950.4357 | 27748.3975
t4449 | 1084081.9139 | 55506.0645 | 186 | 541950.4357 | 27748.3975
t4450 | 1390405.6611 | 71190.1429 | 186 | 541950.4357 | 27748.3975
t4451 | 1685866.8641 | 86318.0482 | 186 | 541950.4357 | 27748.3975
t4452 | 1727144.5322 | 88431.5056 | 186 | 541950.4357 | 27748.3975
t4453 | 1588103.9661 | 81312.4913 | 186 | 541950.4357 | 27748.3975
t4454 | 1355645.5196 | 69410.3893 | 186 | 541950.4357 | 27748.3975
t4455 | 1016734.1397 | 52057.792 | 186 | 541950.4357 | 27748.3975
t4456 | 701720.3571 | 35928.7752 | 186 | 541950.4357 | 27748.3975
t4457 | 467089.4018 | 23915.4386 | 186 | 541950.4357 | 27748.3975
t4458 | 202043.3226 | 10344.8176 | 186 | 541950.4357 | 27748.3975
t4459 | 34760.1415 | 1779.7536 | 186 | 541950.4357 | 27748.3975
t4460 | 0 | 0 | 186 | 541950.4357 | 27748.3975
t4461 | 0 | 0 | 186 | 541950.4357 | 27748.3975
t4462 | 0 | 0 | 186 | 541950.4357 | 27748.3975
t4463 | 0 | 0 | 186 | 541950.4357 | 27748.3975
t4464 | 0 | 0 | 186 | 541950.4357 | 27748.3975
t4465 | 0 | 0 | 187 | 592461.2664 | 30334.6019
t4466 | 0 | 0 | 187 | 592461.2664 | 30334.6019
t4467 | 0 | 0 | 187 | 592461.2664 | 30334.6019
t4468 | 0 | 0 | 187 | 592461.2664 | 30334.6019
t4469 | 67347.7742 | 3448.2725 | 187 | 592461.2664 | 30334.6019
t4470 | 393224.101 | 20133.4623 | 187 | 592461.2664 | 30334.6019
t4471 | 756033.0782 | 38709.6402 | 187 | 592461.2664 | 30334.6019
t4472 | 1031941.7016 | 52836.4342 | 187 | 592461.2664 | 30334.6019
t4473 | 1305677.8161 | 66851.9935 | 187 | 592461.2664 | 30334.6019
t4474 | 1631554.143 | 83537.1833 | 187 | 592461.2664 | 30334.6019
t4475 | 1864012.5894 | 95439.2853 | 187 | 592461.2664 | 30334.6019
t4476 | 1724972.0233 | 88320.271 | 187 | 592461.2664 | 30334.6019
t4477 | 1394750.6788 | 71412.6121 | 187 | 592461.2664 | 30334.6019
t4478 | 968938.9451 | 49610.6308 | 187 | 592461.2664 | 30334.6019
t4479 | 1086254.4227 | 55617.2991 | 187 | 592461.2664 | 30334.6019
t4480 | 979801.4893 | 50166.8038 | 187 | 592461.2664 | 30334.6019
t4481 | 649580.1448 | 33259.1449 | 187 | 592461.2664 | 30334.6019
t4482 | 286771.1676 | 14682.967 | 187 | 592461.2664 | 30334.6019
t4483 | 78210.3184 | 4004.4455 | 187 | 592461.2664 | 30334.6019
t4484 | 0 | 0 | 187 | 592461.2664 | 30334.6019
t4485 | 0 | 0 | 187 | 592461.2664 | 30334.6019
t4486 | 0 | 0 | 187 | 592461.2664 | 30334.6019
t4487 | 0 | 0 | 187 | 592461.2664 | 30334.6019
t4488 | 0 | 0 | 187 | 592461.2664 | 30334.6019
t4489 | 0 | 0 | 188 | 457946.7604 | 23447.3264
t4490 | 0 | 0 | 188 | 457946.7604 | 23447.3264
t4491 | 0 | 0 | 188 | 457946.7604 | 23447.3264
t4492 | 8690.0354 | 444.9384 | 188 | 457946.7604 | 23447.3264
t4493 | 121660.4953 | 6229.1375 | 188 | 457946.7604 | 23447.3264
t4494 | 397569.1187 | 20355.9315 | 188 | 457946.7604 | 23447.3264
t4495 | 782103.1844 | 40044.4554 | 188 | 457946.7604 | 23447.3264
t4496 | 1147084.6704 | 58731.8679 | 188 | 457946.7604 | 23447.3264
t4497 | 1440373.3646 | 73748.5386 | 188 | 457946.7604 | 23447.3264
t4498 | 1420820.785 | 72747.4272 | 188 | 457946.7604 | 23447.3264
t4499 | 1170982.2677 | 59955.4485 | 188 | 457946.7604 | 23447.3264
t4500 | 942868.8389 | 48275.8156 | 188 | 457946.7604 | 23447.3264
t4501 | 838588.4144 | 42936.5549 | 188 | 457946.7604 | 23447.3264
t4502 | 762550.6048 | 39043.344 | 188 | 457946.7604 | 23447.3264
t4503 | 656097.6713 | 33592.8487 | 188 | 457946.7604 | 23447.3264
t4504 | 532264.6671 | 27252.4766 | 188 | 457946.7604 | 23447.3264
t4505 | 417121.6983 | 21357.0429 | 188 | 457946.7604 | 23447.3264
t4506 | 267218.588 | 13681.8556 | 188 | 457946.7604 | 23447.3264
t4507 | 84727.845 | 4338.1493 | 188 | 457946.7604 | 23447.3264
t4508 | 0 | 0 | 188 | 457946.7604 | 23447.3264
t4509 | 0 | 0 | 188 | 457946.7604 | 23447.3264
t4510 | 0 | 0 | 188 | 457946.7604 | 23447.3264
t4511 | 0 | 0 | 188 | 457946.7604 | 23447.3264
t4512 | 0 | 0 | 188 | 457946.7604 | 23447.3264
t4513 | 0 | 0 | 189 | 314923.2614 | 16124.382
t4514 | 0 | 0 | 189 | 314923.2614 | 16124.382
t4515 | 0 | 0 | 189 | 314923.2614 | 16124.382
t4516 | 2172.5088 | 111.2346 | 189 | 314923.2614 | 16124.382
t4517 | 134695.5484 | 6896.5451 | 189 | 314923.2614 | 16124.382
t4518 | 391051.5922 | 20022.2277 | 189 | 314923.2614 | 16124.382
t4519 | 573542.3352 | 29365.9339 | 189 | 314923.2614 | 16124.382
t4520 | 601784.9502 | 30811.9837 | 189 | 314923.2614 | 16124.382
t4521 | 677822.7598 | 34705.1947 | 189 | 314923.2614 | 16124.382
t4522 | 751688.0605 | 38487.171 | 189 | 314923.2614 | 16124.382
t4523 | 703892.8659 | 36040.0098 | 189 | 314923.2614 | 16124.382
t4524 | 721272.9367 | 36929.8866 | 189 | 314923.2614 | 16124.382
t4525 | 884211.1001 | 45272.4815 | 189 | 314923.2614 | 16124.382
t4526 | 951558.8743 | 48720.754 | 189 | 314923.2614 | 16124.382
t4527 | 616992.5121 | 31590.6259 | 189 | 314923.2614 | 16124.382
t4528 | 304151.2384 | 15572.8438 | 189 | 314923.2614 | 16124.382
t4529 | 158593.1457 | 8120.1257 | 189 | 314923.2614 | 16124.382
t4530 | 67347.7742 | 3448.2725 | 189 | 314923.2614 | 16124.382
t4531 | 17380.0708 | 889.8768 | 189 | 314923.2614 | 16124.382
t4532 | 0 | 0 | 189 | 314923.2614 | 16124.382
t4533 | 0 | 0 | 189 | 314923.2614 | 16124.382
t4534 | 0 | 0 | 189 | 314923.2614 | 16124.382
t4535 | 0 | 0 | 189 | 314923.2614 | 16124.382
t4536 | 0 | 0 | 189 | 314923.2614 | 16124.382
t4537 | 0 | 0 | 190 | 693392.4065 | 35103.7853
t4538 | 0 | 0 | 190 | 693392.4065 | 35103.7853
t4539 | 0 | 0 | 190 | 693392.4065 | 35103.7853
t4540 | 8690.0354 | 0 | 190 | 693392.4065 | 35103.7853
t4541 | 115142.9688 | 0 | 190 | 693392.4065 | 35103.7853
t4542 | 349773.9241 | 17908.7703 | 190 | 693392.4065 | 35103.7853
t4543 | 725617.9544 | 37152.3558 | 190 | 693392.4065 | 35103.7853
t4544 | 1151429.6881 | 58954.3371 | 190 | 693392.4065 | 35103.7853
t4545 | 1505548.6299 | 77085.5766 | 190 | 693392.4065 | 35103.7853
t4546 | 1770594.7091 | 90656.1976 | 190 | 693392.4065 | 35103.7853
t4547 | 1918325.3106 | 97552.7427 | 190 | 693392.4065 | 35103.7853
t4548 | 1955257.9609 | 97552.7427 | 190 | 693392.4065 | 35103.7853
t4549 | 1894427.7133 | 96996.5697 | 190 | 693392.4065 | 35103.7853
t4550 | 1724972.0233 | 88320.271 | 190 | 693392.4065 | 35103.7853
t4551 | 1451235.9088 | 74304.7116 | 190 | 693392.4065 | 35103.7853
t4552 | 1092771.9493 | 55951.0029 | 190 | 693392.4065 | 35103.7853
t4553 | 675650.2509 | 34593.9601 | 190 | 693392.4065 | 35103.7853
t4554 | 273736.1145 | 14015.5594 | 190 | 693392.4065 | 35103.7853
t4555 | 28242.615 | 1446.0498 | 190 | 693392.4065 | 35103.7853
t4556 | 0 | 0 | 190 | 693392.4065 | 35103.7853
t4557 | 0 | 0 | 190 | 693392.4065 | 35103.7853
t4558 | 0 | 0 | 190 | 693392.4065 | 35103.7853
t4559 | 0 | 0 | 190 | 693392.4065 | 35103.7853
t4560 | 0 | 0 | 190 | 693392.4065 | 35103.7853
t4561 | 0 | 0 | 191 | 705612.7688 | 35803.6363
t4562 | 0 | 0 | 191 | 705612.7688 | 35803.6363
t4563 | 0 | 0 | 191 | 705612.7688 | 35803.6363
t4564 | 0 | 0 | 191 | 705612.7688 | 35803.6363
t4565 | 36932.6504 | 1890.9882 | 191 | 705612.7688 | 35803.6363
t4566 | 378016.5391 | 19354.8201 | 191 | 705612.7688 | 35803.6363
t4567 | 827725.8701 | 42380.3819 | 191 | 705612.7688 | 35803.6363
t4568 | 1251365.095 | 64071.1286 | 191 | 705612.7688 | 35803.6363
t4569 | 1594621.4926 | 81646.1951 | 191 | 705612.7688 | 35803.6363
t4570 | 1829252.4479 | 93659.5317 | 191 | 705612.7688 | 35803.6363
t4571 | 1961775.4875 | 97552.7427 | 191 | 705612.7688 | 35803.6363
t4572 | 1992190.6113 | 97552.7427 | 191 | 705612.7688 | 35803.6363
t4573 | 1913980.2929 | 97552.7427 | 191 | 705612.7688 | 35803.6363
t4574 | 1735834.5675 | 88876.444 | 191 | 705612.7688 | 35803.6363
t4575 | 1446890.8911 | 74082.2424 | 191 | 705612.7688 | 35803.6363
t4576 | 1012389.122 | 51835.3228 | 191 | 705612.7688 | 35803.6363
t4577 | 658270.1802 | 33704.0833 | 191 | 705612.7688 | 35803.6363
t4578 | 267218.588 | 13681.8556 | 191 | 705612.7688 | 35803.6363
t4579 | 28242.615 | 1446.0498 | 191 | 705612.7688 | 35803.6363
t4580 | 0 | 0 | 191 | 705612.7688 | 35803.6363
t4581 | 0 | 0 | 191 | 705612.7688 | 35803.6363
t4582 | 0 | 0 | 191 | 705612.7688 | 35803.6363
t4583 | 0 | 0 | 191 | 705612.7688 | 35803.6363
t4584 | 0 | 0 | 191 | 705612.7688 | 35803.6363
t4585 | 0 | 0 | 192 | 706427.4596 | 35530.1846
t4586 | 0 | 0 | 192 | 706427.4596 | 35530.1846
t4587 | 0 | 0 | 192 | 706427.4596 | 35530.1846
t4588 | 0 | 0 | 192 | 706427.4596 | 35530.1846
t4589 | 39105.1592 | 2002.2228 | 192 | 706427.4596 | 35530.1846
t4590 | 369326.5037 | 18909.8817 | 192 | 706427.4596 | 35530.1846
t4591 | 803828.2728 | 41156.8013 | 192 | 706427.4596 | 35530.1846
t4592 | 1266572.6569 | 64849.7708 | 192 | 706427.4596 | 35530.1846
t4593 | 1620691.5987 | 82981.0103 | 192 | 706427.4596 | 35530.1846
t4594 | 1870530.116 | 95772.9891 | 192 | 706427.4596 | 35530.1846
t4595 | 2009570.6821 | 97552.7427 | 192 | 706427.4596 | 35530.1846
t4596 | 2039985.8059 | 97552.7427 | 192 | 706427.4596 | 35530.1846
t4597 | 1966120.5052 | 97552.7427 | 192 | 706427.4596 | 35530.1846
t4598 | 1781457.2533 | 91212.3706 | 192 | 706427.4596 | 35530.1846
t4599 | 1431683.3292 | 73303.6002 | 192 | 706427.4596 | 35530.1846
t4600 | 932006.2947 | 47719.6426 | 192 | 706427.4596 | 35530.1846
t4601 | 514884.5964 | 26362.5998 | 192 | 706427.4596 | 35530.1846
t4602 | 247666.0084 | 12680.7442 | 192 | 706427.4596 | 35530.1846
t4603 | 60830.2477 | 3114.5688 | 192 | 706427.4596 | 35530.1846
t4604 | 0 | 0 | 192 | 706427.4596 | 35530.1846
t4605 | 0 | 0 | 192 | 706427.4596 | 35530.1846
t4606 | 0 | 0 | 192 | 706427.4596 | 35530.1846
t4607 | 0 | 0 | 192 | 706427.4596 | 35530.1846
t4608 | 0 | 0 | 192 | 706427.4596 | 35530.1846
t4609 | 0 | 0 | 193 | 596625.2417 | 30190.9239
t4610 | 0 | 0 | 193 | 596625.2417 | 30190.9239
t4611 | 0 | 0 | 193 | 596625.2417 | 30190.9239
t4612 | 2172.5088 | 111.2346 | 193 | 596625.2417 | 30190.9239
t4613 | 95590.3892 | 4894.3223 | 193 | 596625.2417 | 30190.9239
t4614 | 391051.5922 | 20022.2277 | 193 | 596625.2417 | 30190.9239
t4615 | 860313.5028 | 44048.9009 | 193 | 596625.2417 | 30190.9239
t4616 | 1296987.7808 | 66407.0551 | 193 | 596625.2417 | 30190.9239
t4617 | 1640244.1783 | 83982.1217 | 193 | 596625.2417 | 30190.9239
t4618 | 1887910.1867 | 96662.8659 | 193 | 596625.2417 | 30190.9239
t4619 | 2018260.7175 | 97552.7427 | 193 | 596625.2417 | 30190.9239
t4620 | 1959602.9786 | 97552.7427 | 193 | 596625.2417 | 30190.9239
t4621 | 1603311.528 | 82091.1335 | 193 | 596625.2417 | 30190.9239
t4622 | 1107979.5112 | 56729.6451 | 193 | 596625.2417 | 30190.9239
t4623 | 588749.8971 | 30144.5761 | 193 | 596625.2417 | 30190.9239
t4624 | 391051.5922 | 20022.2277 | 193 | 596625.2417 | 30190.9239
t4625 | 275908.6234 | 14126.794 | 193 | 596625.2417 | 30190.9239
t4626 | 152075.6192 | 7786.4219 | 193 | 596625.2417 | 30190.9239
t4627 | 47795.1946 | 2447.1612 | 193 | 596625.2417 | 30190.9239
t4628 | 0 | 0 | 193 | 596625.2417 | 30190.9239
t4629 | 0 | 0 | 193 | 596625.2417 | 30190.9239
t4630 | 0 | 0 | 193 | 596625.2417 | 30190.9239
t4631 | 0 | 0 | 193 | 596625.2417 | 30190.9239
t4632 | 0 | 0 | 193 | 596625.2417 | 30190.9239
t4633 | 0 | 0 | 194 | 321712.3515 | 16471.9901
t4634 | 0 | 0 | 194 | 321712.3515 | 16471.9901
t4635 | 0 | 0 | 194 | 321712.3515 | 16471.9901
t4636 | 8690.0354 | 444.9384 | 194 | 321712.3515 | 16471.9901
t4637 | 112970.46 | 5784.1991 | 194 | 321712.3515 | 16471.9901
t4638 | 312841.2738 | 16017.7821 | 194 | 321712.3515 | 16471.9901
t4639 | 534437.176 | 27363.7112 | 194 | 321712.3515 | 16471.9901
t4640 | 653925.1625 | 33481.6141 | 194 | 321712.3515 | 16471.9901
t4641 | 769068.1313 | 39377.0478 | 194 | 321712.3515 | 16471.9901
t4642 | 845105.9409 | 43270.2587 | 194 | 321712.3515 | 16471.9901
t4643 | 877693.5736 | 44938.7777 | 194 | 321712.3515 | 16471.9901
t4644 | 892901.1355 | 45717.4199 | 194 | 321712.3515 | 16471.9901
t4645 | 825553.3613 | 42269.1473 | 194 | 321712.3515 | 16471.9901
t4646 | 640890.1094 | 32814.2065 | 194 | 321712.3515 | 16471.9901
t4647 | 495332.0168 | 25361.4884 | 194 | 321712.3515 | 16471.9901
t4648 | 362808.9772 | 18576.1779 | 194 | 321712.3515 | 16471.9901
t4649 | 234630.9553 | 12013.3366 | 194 | 321712.3515 | 16471.9901
t4650 | 117315.4777 | 6006.6683 | 194 | 321712.3515 | 16471.9901
t4651 | 36932.6504 | 1890.9882 | 194 | 321712.3515 | 16471.9901
t4652 | 0 | 0 | 194 | 321712.3515 | 16471.9901
t4653 | 0 | 0 | 194 | 321712.3515 | 16471.9901
t4654 | 0 | 0 | 194 | 321712.3515 | 16471.9901
t4655 | 0 | 0 | 194 | 321712.3515 | 16471.9901
t4656 | 0 | 0 | 194 | 321712.3515 | 16471.9901
t4657 | 0 | 0 | 195 | 441290.8592 | 22594.5278
t4658 | 0 | 0 | 195 | 441290.8592 | 22594.5278
t4659 | 0 | 0 | 195 | 441290.8592 | 22594.5278
t4660 | 0 | 0 | 195 | 441290.8592 | 22594.5278
t4661 | 36932.6504 | 1890.9882 | 195 | 441290.8592 | 22594.5278
t4662 | 123833.0042 | 6340.3721 | 195 | 441290.8592 | 22594.5278
t4663 | 267218.588 | 13681.8556 | 195 | 441290.8592 | 22594.5278
t4664 | 603957.459 | 30923.2183 | 195 | 441290.8592 | 22594.5278
t4665 | 875521.0647 | 44827.5431 | 195 | 441290.8592 | 22594.5278
t4666 | 1049321.7724 | 53726.311 | 195 | 441290.8592 | 22594.5278
t4667 | 1184017.3208 | 60622.856 | 195 | 441290.8592 | 22594.5278
t4668 | 1168809.7589 | 59844.2139 | 195 | 441290.8592 | 22594.5278
t4669 | 1264400.1481 | 64738.5362 | 195 | 441290.8592 | 22594.5278
t4670 | 1188362.3385 | 60845.3252 | 195 | 441290.8592 | 22594.5278
t4671 | 1073219.3697 | 54949.8915 | 195 | 441290.8592 | 22594.5278
t4672 | 819035.8348 | 41935.4435 | 195 | 441290.8592 | 22594.5278
t4673 | 571369.8264 | 29254.6993 | 195 | 441290.8592 | 22594.5278
t4674 | 288943.6765 | 14794.2016 | 195 | 441290.8592 | 22594.5278
t4675 | 76037.8096 | 3893.2109 | 195 | 441290.8592 | 22594.5278
t4676 | 0 | 0 | 195 | 441290.8592 | 22594.5278
t4677 | 0 | 0 | 195 | 441290.8592 | 22594.5278
t4678 | 0 | 0 | 195 | 441290.8592 | 22594.5278
t4679 | 0 | 0 | 195 | 441290.8592 | 22594.5278
t4680 | 0 | 0 | 195 | 441290.8592 | 22594.5278
t4681 | 0 | 0 | 196 | 529367.9887 | 27104.1638
t4682 | 0 | 0 | 196 | 529367.9887 | 27104.1638
t4683 | 0 | 0 | 196 | 529367.9887 | 27104.1638
t4684 | 0 | 0 | 196 | 529367.9887 | 27104.1638
t4685 | 86900.3538 | 4449.3839 | 196 | 529367.9887 | 27104.1638
t4686 | 373671.5214 | 19132.3509 | 196 | 529367.9887 | 27104.1638
t4687 | 838588.4144 | 42936.5549 | 196 | 529367.9887 | 27104.1638
t4688 | 1277435.2011 | 65405.9438 | 196 | 529367.9887 | 27104.1638
t4689 | 1590276.4749 | 81423.7259 | 196 | 529367.9887 | 27104.1638
t4690 | 1694556.8995 | 86762.9866 | 196 | 529367.9887 | 27104.1638
t4691 | 1394750.6788 | 71412.6121 | 196 | 529367.9887 | 27104.1638
t4692 | 1201397.3916 | 61512.7328 | 196 | 529367.9887 | 27104.1638
t4693 | 1055839.2989 | 54060.0147 | 196 | 529367.9887 | 27104.1638
t4694 | 905936.1886 | 46384.8275 | 196 | 529367.9887 | 27104.1638
t4695 | 847278.4497 | 43381.4933 | 196 | 529367.9887 | 27104.1638
t4696 | 653925.1625 | 33481.6141 | 196 | 529367.9887 | 27104.1638
t4697 | 456226.8576 | 23359.2656 | 196 | 529367.9887 | 27104.1638
t4698 | 258528.5526 | 13236.9172 | 196 | 529367.9887 | 27104.1638
t4699 | 69520.2831 | 3559.5071 | 196 | 529367.9887 | 27104.1638
t4700 | 0 | 0 | 196 | 529367.9887 | 27104.1638
t4701 | 0 | 0 | 196 | 529367.9887 | 27104.1638
t4702 | 0 | 0 | 196 | 529367.9887 | 27104.1638
t4703 | 0 | 0 | 196 | 529367.9887 | 27104.1638
t4704 | 0 | 0 | 196 | 529367.9887 | 27104.1638
t4705 | 0 | 0 | 197 | 686784.3588 | 35062.0723
t4706 | 0 | 0 | 197 | 686784.3588 | 35062.0723
t4707 | 0 | 0 | 197 | 686784.3588 | 35062.0723
t4708 | 0 | 0 | 197 | 686784.3588 | 35062.0723
t4709 | 58657.7388 | 3003.3342 | 197 | 686784.3588 | 35062.0723
t4710 | 369326.5037 | 18909.8817 | 197 | 686784.3588 | 35062.0723
t4711 | 812518.3082 | 41601.7397 | 197 | 686784.3588 | 35062.0723
t4712 | 1247020.0773 | 63848.6594 | 197 | 686784.3588 | 35062.0723
t4713 | 1590276.4749 | 81423.7259 | 197 | 686784.3588 | 35062.0723
t4714 | 1820562.4125 | 93214.5933 | 197 | 686784.3588 | 35062.0723
t4715 | 1877047.6425 | 96106.6929 | 197 | 686784.3588 | 35062.0723
t4716 | 1953085.4521 | 97552.7427 | 197 | 686784.3588 | 35062.0723
t4717 | 1855322.554 | 94994.3469 | 197 | 686784.3588 | 35062.0723
t4718 | 1648934.2137 | 84427.0601 | 197 | 686784.3588 | 35062.0723
t4719 | 1288297.7454 | 65962.1168 | 197 | 686784.3588 | 35062.0723
t4720 | 1029769.1928 | 52725.1996 | 197 | 686784.3588 | 35062.0723
t4721 | 608302.4767 | 31145.6875 | 197 | 686784.3588 | 35062.0723
t4722 | 265046.0791 | 13570.621 | 197 | 686784.3588 | 35062.0723
t4723 | 58657.7388 | 3003.3342 | 197 | 686784.3588 | 35062.0723
t4724 | 0 | 0 | 197 | 686784.3588 | 35062.0723
t4725 | 0 | 0 | 197 | 686784.3588 | 35062.0723
t4726 | 0 | 0 | 197 | 686784.3588 | 35062.0723
t4727 | 0 | 0 | 197 | 686784.3588 | 35062.0723
t4728 | 0 | 0 | 197 | 686784.3588 | 35062.0723
t4729 | 0 | 0 | 198 | 634101.0193 | 32193.1466
t4730 | 0 | 0 | 198 | 634101.0193 | 32193.1466
t4731 | 0 | 0 | 198 | 634101.0193 | 32193.1466
t4732 | 0 | 0 | 198 | 634101.0193 | 32193.1466
t4733 | 110797.9511 | 5672.9645 | 198 | 634101.0193 | 32193.1466
t4734 | 275908.6234 | 14126.794 | 198 | 634101.0193 | 32193.1466
t4735 | 504022.0522 | 25806.4268 | 198 | 634101.0193 | 32193.1466
t4736 | 753860.5694 | 38598.4056 | 198 | 634101.0193 | 32193.1466
t4737 | 1107979.5112 | 56729.6451 | 198 | 634101.0193 | 32193.1466
t4738 | 1616346.581 | 82758.5411 | 198 | 634101.0193 | 32193.1466
t4739 | 1859667.5717 | 95216.8161 | 198 | 634101.0193 | 32193.1466
t4740 | 2003053.1555 | 97552.7427 | 198 | 634101.0193 | 32193.1466
t4741 | 1935705.3813 | 97552.7427 | 198 | 634101.0193 | 32193.1466
t4742 | 1742352.0941 | 89210.1478 | 198 | 634101.0193 | 32193.1466
t4743 | 1438200.8557 | 73637.304 | 198 | 634101.0193 | 32193.1466
t4744 | 1012389.122 | 51835.3228 | 198 | 634101.0193 | 32193.1466
t4745 | 536609.6848 | 27474.9458 | 198 | 634101.0193 | 32193.1466
t4746 | 256356.0438 | 13125.6826 | 198 | 634101.0193 | 32193.1466
t4747 | 65175.2654 | 3337.0379 | 198 | 634101.0193 | 32193.1466
t4748 | 0 | 0 | 198 | 634101.0193 | 32193.1466
t4749 | 0 | 0 | 198 | 634101.0193 | 32193.1466
t4750 | 0 | 0 | 198 | 634101.0193 | 32193.1466
t4751 | 0 | 0 | 198 | 634101.0193 | 32193.1466
t4752 | 0 | 0 | 198 | 634101.0193 | 32193.1466
t4753 | 0 | 0 | 199 | 663248.8463 | 33958.9959
t4754 | 0 | 0 | 199 | 663248.8463 | 33958.9959
t4755 | 0 | 0 | 199 | 663248.8463 | 33958.9959
t4756 | 0 | 0 | 199 | 663248.8463 | 33958.9959
t4757 | 60830.2477 | 3114.5688 | 199 | 663248.8463 | 33958.9959
t4758 | 358463.9595 | 18353.7087 | 199 | 663248.8463 | 33958.9959
t4759 | 797310.7463 | 40823.0976 | 199 | 663248.8463 | 33958.9959
t4760 | 1220949.9712 | 62513.8442 | 199 | 663248.8463 | 33958.9959
t4761 | 1579413.9307 | 80867.5529 | 199 | 663248.8463 | 33958.9959
t4762 | 1794492.3064 | 91879.7781 | 199 | 663248.8463 | 33958.9959
t4763 | 1868357.6071 | 95661.7545 | 199 | 663248.8463 | 33958.9959
t4764 | 1894427.7133 | 96996.5697 | 199 | 663248.8463 | 33958.9959
t4765 | 1779284.7445 | 91101.136 | 199 | 663248.8463 | 33958.9959
t4766 | 1503376.1211 | 76974.342 | 199 | 663248.8463 | 33958.9959
t4767 | 1294815.2719 | 66295.8206 | 199 | 663248.8463 | 33958.9959
t4768 | 921143.7505 | 47163.4697 | 199 | 663248.8463 | 33958.9959
t4769 | 540954.7025 | 27697.415 | 199 | 663248.8463 | 33958.9959
t4770 | 254183.5349 | 13014.448 | 199 | 663248.8463 | 33958.9959
t4771 | 49967.7034 | 2558.3958 | 199 | 663248.8463 | 33958.9959
t4772 | 0 | 0 | 199 | 663248.8463 | 33958.9959
t4773 | 0 | 0 | 199 | 663248.8463 | 33958.9959
t4774 | 0 | 0 | 199 | 663248.8463 | 33958.9959
t4775 | 0 | 0 | 199 | 663248.8463 | 33958.9959
t4776 | 0 | 0 | 199 | 663248.8463 | 33958.9959
t4777 | 0 | 0 | 200 | 689862.0796 | 35242.8285
t4778 | 0 | 0 | 200 | 689862.0796 | 35242.8285
t4779 | 0 | 0 | 200 | 689862.0796 | 35242.8285
t4780 | 0 | 0 | 200 | 689862.0796 | 35242.8285
t4781 | 49967.7034 | 2558.3958 | 200 | 689862.0796 | 35242.8285
t4782 | 349773.9241 | 17908.7703 | 200 | 689862.0796 | 35242.8285
t4783 | 779930.6755 | 39933.2208 | 200 | 689862.0796 | 35242.8285
t4784 | 1207914.9181 | 61846.4366 | 200 | 689862.0796 | 35242.8285
t4785 | 1553343.8245 | 79532.7377 | 200 | 689862.0796 | 35242.8285
t4786 | 1764077.1825 | 90322.4938 | 200 | 689862.0796 | 35242.8285
t4787 | 1898772.731 | 97219.0389 | 200 | 689862.0796 | 35242.8285
t4788 | 1942222.9079 | 97552.7427 | 200 | 689862.0796 | 35242.8285
t4789 | 1879220.1513 | 96217.9275 | 200 | 689862.0796 | 35242.8285
t4790 | 1705419.4437 | 87319.1596 | 200 | 689862.0796 | 35242.8285
t4791 | 1427338.3115 | 73081.131 | 200 | 689862.0796 | 35242.8285
t4792 | 1060184.3166 | 54282.4839 | 200 | 689862.0796 | 35242.8285
t4793 | 638717.6006 | 32702.9719 | 200 | 689862.0796 | 35242.8285
t4794 | 254183.5349 | 13014.448 | 200 | 689862.0796 | 35242.8285
t4795 | 45622.6858 | 2335.9266 | 200 | 689862.0796 | 35242.8285
t4796 | 0 | 0 | 200 | 689862.0796 | 35242.8285
t4797 | 0 | 0 | 200 | 689862.0796 | 35242.8285
t4798 | 0 | 0 | 200 | 689862.0796 | 35242.8285
t4799 | 0 | 0 | 200 | 689862.0796 | 35242.8285
t4800 | 0 | 0 | 200 | 689862.0796 | 35242.8285
t4801 | 0 | 0 | 201 | 535523.4304 | 27419.3285
t4802 | 0 | 0 | 201 | 535523.4304 | 27419.3285
t4803 | 0 | 0 | 201 | 535523.4304 | 27419.3285
t4804 | 2172.5088 | 111.2346 | 201 | 535523.4304 | 27419.3285
t4805 | 84727.845 | 4338.1493 | 201 | 535523.4304 | 27419.3285
t4806 | 286771.1676 | 14682.967 | 201 | 535523.4304 | 27419.3285
t4807 | 679995.2686 | 34816.4292 | 201 | 535523.4304 | 27419.3285
t4808 | 1192707.3562 | 61067.7944 | 201 | 535523.4304 | 27419.3285
t4809 | 1494686.0857 | 76529.4036 | 201 | 535523.4304 | 27419.3285
t4810 | 1533791.2449 | 78531.6264 | 201 | 535523.4304 | 27419.3285
t4811 | 1446890.8911 | 74082.2424 | 201 | 535523.4304 | 27419.3285
t4812 | 1331747.9223 | 68186.8087 | 201 | 535523.4304 | 27419.3285
t4813 | 1275262.6923 | 65294.7092 | 201 | 535523.4304 | 27419.3285
t4814 | 1021079.1574 | 52280.2612 | 201 | 535523.4304 | 27419.3285
t4815 | 945041.3478 | 48387.0502 | 201 | 535523.4304 | 27419.3285
t4816 | 753860.5694 | 38598.4056 | 201 | 535523.4304 | 27419.3285
t4817 | 495332.0168 | 25361.4884 | 201 | 535523.4304 | 27419.3285
t4818 | 249838.5172 | 12791.9788 | 201 | 535523.4304 | 27419.3285
t4819 | 58657.7388 | 3003.3342 | 201 | 535523.4304 | 27419.3285
t4820 | 0 | 0 | 201 | 535523.4304 | 27419.3285
t4821 | 0 | 0 | 201 | 535523.4304 | 27419.3285
t4822 | 0 | 0 | 201 | 535523.4304 | 27419.3285
t4823 | 0 | 0 | 201 | 535523.4304 | 27419.3285
t4824 | 0 | 0 | 201 | 535523.4304 | 27419.3285
t4825 | 0 | 0 | 202 | 602961.7258 | 30872.2358
t4826 | 0 | 0 | 202 | 602961.7258 | 30872.2358
t4827 | 0 | 0 | 202 | 602961.7258 | 30872.2358
t4828 | 0 | 0 | 202 | 602961.7258 | 30872.2358
t4829 | 93417.8804 | 4783.0877 | 202 | 602961.7258 | 30872.2358
t4830 | 260701.0615 | 13348.1518 | 202 | 602961.7258 | 30872.2358
t4831 | 469261.9106 | 24026.6732 | 202 | 602961.7258 | 30872.2358
t4832 | 708237.8836 | 36262.479 | 202 | 602961.7258 | 30872.2358
t4833 | 964593.9274 | 49388.1616 | 202 | 602961.7258 | 30872.2358
t4834 | 1268745.1658 | 64961.0054 | 202 | 602961.7258 | 30872.2358
t4835 | 1640244.1783 | 83982.1217 | 202 | 602961.7258 | 30872.2358
t4836 | 1879220.1513 | 96217.9275 | 202 | 602961.7258 | 30872.2358
t4837 | 1868357.6071 | 95661.7545 | 202 | 602961.7258 | 30872.2358
t4838 | 1759732.1648 | 90100.0246 | 202 | 602961.7258 | 30872.2358
t4839 | 1494686.0857 | 76529.4036 | 202 | 602961.7258 | 30872.2358
t4840 | 1112324.5289 | 56952.1143 | 202 | 602961.7258 | 30872.2358
t4841 | 673477.7421 | 34482.7255 | 202 | 602961.7258 | 30872.2358
t4842 | 256356.0438 | 13125.6826 | 202 | 602961.7258 | 30872.2358
t4843 | 21725.0885 | 1112.346 | 202 | 602961.7258 | 30872.2358
t4844 | 0 | 0 | 202 | 602961.7258 | 30872.2358
t4845 | 0 | 0 | 202 | 602961.7258 | 30872.2358
t4846 | 0 | 0 | 202 | 602961.7258 | 30872.2358
t4847 | 0 | 0 | 202 | 602961.7258 | 30872.2358
t4848 | 0 | 0 | 202 | 602961.7258 | 30872.2358
t4849 | 0 | 0 | 203 | 630661.2136 | 32142.1641
t4850 | 0 | 0 | 203 | 630661.2136 | 32142.1641
t4851 | 0 | 0 | 203 | 630661.2136 | 32142.1641
t4852 | 0 | 0 | 203 | 630661.2136 | 32142.1641
t4853 | 84727.845 | 4338.1493 | 203 | 630661.2136 | 32142.1641
t4854 | 341083.8887 | 17463.8319 | 203 | 630661.2136 | 32142.1641
t4855 | 788620.7109 | 40378.1592 | 203 | 630661.2136 | 32142.1641
t4856 | 1179672.3031 | 60400.3868 | 203 | 630661.2136 | 32142.1641
t4857 | 1531618.7361 | 78420.3918 | 203 | 630661.2136 | 32142.1641
t4858 | 1794492.3064 | 91879.7781 | 203 | 630661.2136 | 32142.1641
t4859 | 1946567.9256 | 97552.7427 | 203 | 630661.2136 | 32142.1641
t4860 | 1933532.8725 | 97552.7427 | 203 | 630661.2136 | 32142.1641
t4861 | 1642416.6872 | 84093.3563 | 203 | 630661.2136 | 32142.1641
t4862 | 1305677.8161 | 66851.9935 | 203 | 630661.2136 | 32142.1641
t4863 | 1018906.6485 | 52169.0266 | 203 | 630661.2136 | 32142.1641
t4864 | 779930.6755 | 39933.2208 | 203 | 630661.2136 | 32142.1641
t4865 | 504022.0522 | 25806.4268 | 203 | 630661.2136 | 32142.1641
t4866 | 238975.973 | 12235.8058 | 203 | 630661.2136 | 32142.1641
t4867 | 45622.6858 | 2335.9266 | 203 | 630661.2136 | 32142.1641
t4868 | 0 | 0 | 203 | 630661.2136 | 32142.1641
t4869 | 0 | 0 | 203 | 630661.2136 | 32142.1641
t4870 | 0 | 0 | 203 | 630661.2136 | 32142.1641
t4871 | 0 | 0 | 203 | 630661.2136 | 32142.1641
t4872 | 0 | 0 | 203 | 630661.2136 | 32142.1641
t4873 | 0 | 0 | 204 | 702354.0055 | 35845.3493
t4874 | 0 | 0 | 204 | 702354.0055 | 35845.3493
t4875 | 0 | 0 | 204 | 702354.0055 | 35845.3493
t4876 | 0 | 0 | 204 | 702354.0055 | 35845.3493
t4877 | 13035.0531 | 667.4076 | 204 | 702354.0055 | 35845.3493
t4878 | 336738.8711 | 17241.3627 | 204 | 702354.0055 | 35845.3493
t4879 | 801655.764 | 41045.5668 | 204 | 702354.0055 | 35845.3493
t4880 | 1249192.5862 | 63959.894 | 204 | 702354.0055 | 35845.3493
t4881 | 1612001.5634 | 82536.0719 | 204 | 702354.0055 | 35845.3493
t4882 | 1859667.5717 | 95216.8161 | 204 | 702354.0055 | 35845.3493
t4883 | 1959602.9786 | 97552.7427 | 204 | 702354.0055 | 35845.3493
t4884 | 1874875.1337 | 95995.4583 | 204 | 702354.0055 | 35845.3493
t4885 | 1883565.169 | 96440.3967 | 204 | 702354.0055 | 35845.3493
t4886 | 1772767.2179 | 90767.4322 | 204 | 702354.0055 | 35845.3493
t4887 | 1485996.0503 | 76084.4652 | 204 | 702354.0055 | 35845.3493
t4888 | 1103634.4935 | 56507.1759 | 204 | 702354.0055 | 35845.3493
t4889 | 658270.1802 | 33704.0833 | 204 | 702354.0055 | 35845.3493
t4890 | 236803.4642 | 12124.5712 | 204 | 702354.0055 | 35845.3493
t4891 | 8690.0354 | 444.9384 | 204 | 702354.0055 | 35845.3493
t4892 | 0 | 0 | 204 | 702354.0055 | 35845.3493
t4893 | 0 | 0 | 204 | 702354.0055 | 35845.3493
t4894 | 0 | 0 | 204 | 702354.0055 | 35845.3493
t4895 | 0 | 0 | 204 | 702354.0055 | 35845.3493
t4896 | 0 | 0 | 204 | 702354.0055 | 35845.3493
t4897 | 0 | 0 | 205 | 659899.5618 | 33476.9793
t4898 | 0 | 0 | 205 | 659899.5618 | 33476.9793
t4899 | 0 | 0 | 205 | 659899.5618 | 33476.9793
t4900 | 0 | 0 | 205 | 659899.5618 | 33476.9793
t4901 | 73865.3007 | 3781.9763 | 205 | 659899.5618 | 33476.9793
t4902 | 330221.3445 | 16907.6589 | 205 | 659899.5618 | 33476.9793
t4903 | 721272.9367 | 36929.8866 | 205 | 659899.5618 | 33476.9793
t4904 | 1121014.5643 | 57397.0527 | 205 | 659899.5618 | 33476.9793
t4905 | 1451235.9088 | 74304.7116 | 205 | 659899.5618 | 33476.9793
t4906 | 1753214.6383 | 89766.3208 | 205 | 659899.5618 | 33476.9793
t4907 | 1944395.4167 | 97552.7427 | 205 | 659899.5618 | 33476.9793
t4908 | 1998708.1379 | 97552.7427 | 205 | 659899.5618 | 33476.9793
t4909 | 1918325.3106 | 97552.7427 | 205 | 659899.5618 | 33476.9793
t4910 | 1707591.9526 | 87430.3942 | 205 | 659899.5618 | 33476.9793
t4911 | 1346955.4842 | 68965.4509 | 205 | 659899.5618 | 33476.9793
t4912 | 812518.3082 | 41601.7397 | 205 | 659899.5618 | 33476.9793
t4913 | 432329.2603 | 22135.685 | 205 | 659899.5618 | 33476.9793
t4914 | 184663.2519 | 9454.9409 | 205 | 659899.5618 | 33476.9793
t4915 | 41277.6681 | 2113.4574 | 205 | 659899.5618 | 33476.9793
t4916 | 0 | 0 | 205 | 659899.5618 | 33476.9793
t4917 | 0 | 0 | 205 | 659899.5618 | 33476.9793
t4918 | 0 | 0 | 205 | 659899.5618 | 33476.9793
t4919 | 0 | 0 | 205 | 659899.5618 | 33476.9793
t4920 | 0 | 0 | 205 | 659899.5618 | 33476.9793
t4921 | 0 | 0 | 206 | 675921.8146 | 34607.8644
t4922 | 0 | 0 | 206 | 675921.8146 | 34607.8644
t4923 | 0 | 0 | 206 | 675921.8146 | 34607.8644
t4924 | 0 | 0 | 206 | 675921.8146 | 34607.8644
t4925 | 45622.6858 | 2335.9266 | 206 | 675921.8146 | 34607.8644
t4926 | 323703.818 | 16573.9551 | 206 | 675921.8146 | 34607.8644
t4927 | 732135.4809 | 37486.0596 | 206 | 675921.8146 | 34607.8644
t4928 | 1170982.2677 | 59955.4485 | 206 | 675921.8146 | 34607.8644
t4929 | 1533791.2449 | 78531.6264 | 206 | 675921.8146 | 34607.8644
t4930 | 1779284.7445 | 91101.136 | 206 | 675921.8146 | 34607.8644
t4931 | 1874875.1337 | 95995.4583 | 206 | 675921.8146 | 34607.8644
t4932 | 1883565.169 | 96440.3967 | 206 | 675921.8146 | 34607.8644
t4933 | 1811872.3771 | 92769.6549 | 206 | 675921.8146 | 34607.8644
t4934 | 1675004.3199 | 85761.8752 | 206 | 675921.8146 | 34607.8644
t4935 | 1436028.3469 | 73526.0694 | 206 | 675921.8146 | 34607.8644
t4936 | 1068874.352 | 54727.4223 | 206 | 675921.8146 | 34607.8644
t4937 | 638717.6006 | 32702.9719 | 206 | 675921.8146 | 34607.8644
t4938 | 234630.9553 | 12013.3366 | 206 | 675921.8146 | 34607.8644
t4939 | 13035.0531 | 667.4076 | 206 | 675921.8146 | 34607.8644
t4940 | 0 | 0 | 206 | 675921.8146 | 34607.8644
t4941 | 0 | 0 | 206 | 675921.8146 | 34607.8644
t4942 | 0 | 0 | 206 | 675921.8146 | 34607.8644
t4943 | 0 | 0 | 206 | 675921.8146 | 34607.8644
t4944 | 0 | 0 | 206 | 675921.8146 | 34607.8644
t4945 | 0 | 0 | 207 | 360817.5108 | 18474.2129
t4946 | 0 | 0 | 207 | 360817.5108 | 18474.2129
t4947 | 0 | 0 | 207 | 360817.5108 | 18474.2129
t4948 | 0 | 0 | 207 | 360817.5108 | 18474.2129
t4949 | 86900.3538 | 4449.3839 | 207 | 360817.5108 | 18474.2129
t4950 | 265046.0791 | 13570.621 | 207 | 360817.5108 | 18474.2129
t4951 | 488814.4902 | 25027.7846 | 207 | 360817.5108 | 18474.2129
t4952 | 725617.9544 | 37152.3558 | 207 | 360817.5108 | 18474.2129
t4953 | 864658.5205 | 44271.3701 | 207 | 360817.5108 | 18474.2129
t4954 | 945041.3478 | 48387.0502 | 207 | 360817.5108 | 18474.2129
t4955 | 1092771.9493 | 55951.0029 | 207 | 360817.5108 | 18474.2129
t4956 | 1107979.5112 | 56729.6451 | 207 | 360817.5108 | 18474.2129
t4957 | 968938.9451 | 49610.6308 | 207 | 360817.5108 | 18474.2129
t4958 | 753860.5694 | 38598.4056 | 207 | 360817.5108 | 18474.2129
t4959 | 553989.7556 | 28364.8226 | 207 | 360817.5108 | 18474.2129
t4960 | 397569.1187 | 20355.9315 | 207 | 360817.5108 | 18474.2129
t4961 | 258528.5526 | 13236.9172 | 207 | 360817.5108 | 18474.2129
t4962 | 123833.0042 | 6340.3721 | 207 | 360817.5108 | 18474.2129
t4963 | 26070.1061 | 1334.8152 | 207 | 360817.5108 | 18474.2129
t4964 | 0 | 0 | 207 | 360817.5108 | 18474.2129
t4965 | 0 | 0 | 207 | 360817.5108 | 18474.2129
t4966 | 0 | 0 | 207 | 360817.5108 | 18474.2129
t4967 | 0 | 0 | 207 | 360817.5108 | 18474.2129
t4968 | 0 | 0 | 207 | 360817.5108 | 18474.2129
t4969 | 0 | 0 | 208 | 516966.584 | 26469.1996
t4970 | 0 | 0 | 208 | 516966.584 | 26469.1996
t4971 | 0 | 0 | 208 | 516966.584 | 26469.1996
t4972 | 0 | 0 | 208 | 516966.584 | 26469.1996
t4973 | 54312.7211 | 2780.865 | 208 | 516966.584 | 26469.1996
t4974 | 197698.3049 | 10122.3484 | 208 | 516966.584 | 26469.1996
t4975 | 425811.7337 | 21801.9813 | 208 | 516966.584 | 26469.1996
t4976 | 701720.3571 | 35928.7752 | 208 | 516966.584 | 26469.1996
t4977 | 1003699.0866 | 51390.3844 | 208 | 516966.584 | 26469.1996
t4978 | 1323057.8869 | 67741.8703 | 208 | 516966.584 | 26469.1996
t4979 | 1540308.7715 | 78865.3302 | 208 | 516966.584 | 26469.1996
t4980 | 1642416.6872 | 84093.3563 | 208 | 516966.584 | 26469.1996
t4981 | 1583758.9484 | 81090.0221 | 208 | 516966.584 | 26469.1996
t4982 | 1362163.0461 | 69744.0931 | 208 | 516966.584 | 26469.1996
t4983 | 1049321.7724 | 53726.311 | 208 | 516966.584 | 26469.1996
t4984 | 769068.1313 | 39377.0478 | 208 | 516966.584 | 26469.1996
t4985 | 486641.9814 | 24916.55 | 208 | 516966.584 | 26469.1996
t4986 | 221595.9022 | 11345.929 | 208 | 516966.584 | 26469.1996
t4987 | 45622.6858 | 2335.9266 | 208 | 516966.584 | 26469.1996
t4988 | 0 | 0 | 208 | 516966.584 | 26469.1996
t4989 | 0 | 0 | 208 | 516966.584 | 26469.1996
t4990 | 0 | 0 | 208 | 516966.584 | 26469.1996
t4991 | 0 | 0 | 208 | 516966.584 | 26469.1996
t4992 | 0 | 0 | 208 | 516966.584 | 26469.1996
t4993 | 0 | 0 | 209 | 668227.5124 | 34190.7346
t4994 | 0 | 0 | 209 | 668227.5124 | 34190.7346
t4995 | 0 | 0 | 209 | 668227.5124 | 34190.7346
t4996 | 0 | 0 | 209 | 668227.5124 | 34190.7346
t4997 | 45622.6858 | 2335.9266 | 209 | 668227.5124 | 34190.7346
t4998 | 317186.2914 | 16240.2513 | 209 | 668227.5124 | 34190.7346
t4999 | 734307.9898 | 37597.2942 | 209 | 668227.5124 | 34190.7346
t5000 | 1160119.7235 | 59399.2755 | 209 | 668227.5124 | 34190.7346
t5001 | 1507721.1388 | 77196.8112 | 209 | 668227.5124 | 34190.7346
t5002 | 1746697.1118 | 89432.617 | 209 | 668227.5124 | 34190.7346
t5003 | 1887910.1867 | 96662.8659 | 209 | 668227.5124 | 34190.7346
t5004 | 1916152.8017 | 97552.7427 | 209 | 668227.5124 | 34190.7346
t5005 | 1840114.9921 | 94215.7047 | 209 | 668227.5124 | 34190.7346
t5006 | 1666314.2845 | 85316.9369 | 209 | 668227.5124 | 34190.7346
t5007 | 1381715.6257 | 70745.2045 | 209 | 668227.5124 | 34190.7346
t5008 | 1008044.1043 | 51612.8536 | 209 | 668227.5124 | 34190.7346
t5009 | 573542.3352 | 29365.9339 | 209 | 668227.5124 | 34190.7346
t5010 | 225940.9199 | 11568.3982 | 209 | 668227.5124 | 34190.7346
t5011 | 26070.1061 | 1334.8152 | 209 | 668227.5124 | 34190.7346
t5012 | 0 | 0 | 209 | 668227.5124 | 34190.7346
t5013 | 0 | 0 | 209 | 668227.5124 | 34190.7346
t5014 | 0 | 0 | 209 | 668227.5124 | 34190.7346
t5015 | 0 | 0 | 209 | 668227.5124 | 34190.7346
t5016 | 0 | 0 | 209 | 668227.5124 | 34190.7346
t5017 | 0 | 0 | 210 | 678275.3658 | 34529.0732
t5018 | 0 | 0 | 210 | 678275.3658 | 34529.0732
t5019 | 0 | 0 | 210 | 678275.3658 | 34529.0732
t5020 | 0 | 0 | 210 | 678275.3658 | 34529.0732
t5021 | 28242.615 | 1446.0498 | 210 | 678275.3658 | 34529.0732
t5022 | 315013.7826 | 16129.0167 | 210 | 678275.3658 | 34529.0732
t5023 | 760378.0959 | 38932.1094 | 210 | 678275.3658 | 34529.0732
t5024 | 1197052.3739 | 61290.2636 | 210 | 678275.3658 | 34529.0732
t5025 | 1551171.3157 | 79421.5031 | 210 | 678275.3658 | 34529.0732
t5026 | 1809699.8683 | 92658.4203 | 210 | 678275.3658 | 34529.0732
t5027 | 1942222.9079 | 97552.7427 | 210 | 678275.3658 | 34529.0732
t5028 | 1961775.4875 | 97552.7427 | 210 | 678275.3658 | 34529.0732
t5029 | 1870530.116 | 95772.9891 | 210 | 678275.3658 | 34529.0732
t5030 | 1677176.8287 | 85873.1098 | 210 | 678275.3658 | 34529.0732
t5031 | 1373025.5904 | 70300.2661 | 210 | 678275.3658 | 34529.0732
t5032 | 984146.507 | 50389.273 | 210 | 678275.3658 | 34529.0732
t5033 | 562679.791 | 28809.7609 | 210 | 678275.3658 | 34529.0732
t5034 | 217250.8845 | 11123.4598 | 210 | 678275.3658 | 34529.0732
t5035 | 28242.615 | 1446.0498 | 210 | 678275.3658 | 34529.0732
t5036 | 0 | 0 | 210 | 678275.3658 | 34529.0732
t5037 | 0 | 0 | 210 | 678275.3658 | 34529.0732
t5038 | 0 | 0 | 210 | 678275.3658 | 34529.0732
t5039 | 0 | 0 | 210 | 678275.3658 | 34529.0732
t5040 | 0 | 0 | 210 | 678275.3658 | 34529.0732
t5041 | 0 | 0 | 211 | 654377.7685 | 33388.9186
t5042 | 0 | 0 | 211 | 654377.7685 | 33388.9186
t5043 | 0 | 0 | 211 | 654377.7685 | 33388.9186
t5044 | 0 | 0 | 211 | 654377.7685 | 33388.9186
t5045 | 69520.2831 | 3559.5071 | 211 | 654377.7685 | 33388.9186
t5046 | 278081.1322 | 14238.0286 | 211 | 654377.7685 | 33388.9186
t5047 | 612647.4944 | 31368.1567 | 211 | 654377.7685 | 33388.9186
t5048 | 1018906.6485 | 52169.0266 | 211 | 654377.7685 | 33388.9186
t5049 | 1399095.6965 | 71635.0813 | 211 | 654377.7685 | 33388.9186
t5050 | 1724972.0233 | 88320.271 | 211 | 654377.7685 | 33388.9186
t5051 | 1905290.2575 | 97552.7427 | 211 | 654377.7685 | 33388.9186
t5052 | 1959602.9786 | 97552.7427 | 211 | 654377.7685 | 33388.9186
t5053 | 1879220.1513 | 96217.9275 | 211 | 654377.7685 | 33388.9186
t5054 | 1688039.3729 | 86429.2828 | 211 | 654377.7685 | 33388.9186
t5055 | 1401268.2053 | 71746.3159 | 211 | 654377.7685 | 33388.9186
t5056 | 962421.4186 | 49276.927 | 211 | 654377.7685 | 33388.9186
t5057 | 562679.791 | 28809.7609 | 211 | 654377.7685 | 33388.9186
t5058 | 212905.8669 | 10900.9906 | 211 | 654377.7685 | 33388.9186
t5059 | 30415.1238 | 1557.2844 | 211 | 654377.7685 | 33388.9186
t5060 | 0 | 0 | 211 | 654377.7685 | 33388.9186
t5061 | 0 | 0 | 211 | 654377.7685 | 33388.9186
t5062 | 0 | 0 | 211 | 654377.7685 | 33388.9186
t5063 | 0 | 0 | 211 | 654377.7685 | 33388.9186
t5064 | 0 | 0 | 211 | 654377.7685 | 33388.9186
t5065 | 0 | 0 | 212 | 666779.1732 | 34014.6132
t5066 | 0 | 0 | 212 | 666779.1732 | 34014.6132
t5067 | 0 | 0 | 212 | 666779.1732 | 34014.6132
t5068 | 0 | 0 | 212 | 666779.1732 | 34014.6132
t5069 | 6517.5265 | 333.7038 | 212 | 666779.1732 | 34014.6132
t5070 | 315013.7826 | 16129.0167 | 212 | 666779.1732 | 34014.6132
t5071 | 771240.6401 | 39488.2824 | 212 | 666779.1732 | 34014.6132
t5072 | 1192707.3562 | 61067.7944 | 212 | 666779.1732 | 34014.6132
t5073 | 1535963.7538 | 78642.861 | 212 | 666779.1732 | 34014.6132
t5074 | 1781457.2533 | 91212.3706 | 212 | 666779.1732 | 34014.6132
t5075 | 1922670.3283 | 97552.7427 | 212 | 666779.1732 | 34014.6132
t5076 | 1946567.9256 | 97552.7427 | 212 | 666779.1732 | 34014.6132
t5077 | 1850977.5364 | 94771.8777 | 212 | 666779.1732 | 34014.6132
t5078 | 1627209.1253 | 83314.7141 | 212 | 666779.1732 | 34014.6132
t5079 | 1342610.4665 | 68742.9817 | 212 | 666779.1732 | 34014.6132
t5080 | 927661.277 | 47497.1734 | 212 | 666779.1732 | 34014.6132
t5081 | 556162.2644 | 28476.0571 | 212 | 666779.1732 | 34014.6132
t5082 | 217250.8845 | 11123.4598 | 212 | 666779.1732 | 34014.6132
t5083 | 8690.0354 | 444.9384 | 212 | 666779.1732 | 34014.6132
t5084 | 0 | 0 | 212 | 666779.1732 | 34014.6132
t5085 | 0 | 0 | 212 | 666779.1732 | 34014.6132
t5086 | 0 | 0 | 212 | 666779.1732 | 34014.6132
t5087 | 0 | 0 | 212 | 666779.1732 | 34014.6132
t5088 | 0 | 0 | 212 | 666779.1732 | 34014.6132
t5089 | 0 | 0 | 213 | 645506.6907 | 33050.58
t5090 | 0 | 0 | 213 | 645506.6907 | 33050.58
t5091 | 0 | 0 | 213 | 645506.6907 | 33050.58
t5092 | 0 | 0 | 213 | 645506.6907 | 33050.58
t5093 | 58657.7388 | 3003.3342 | 213 | 645506.6907 | 33050.58
t5094 | 297633.7118 | 15239.14 | 213 | 645506.6907 | 33050.58
t5095 | 669132.7244 | 34260.2563 | 213 | 645506.6907 | 33050.58
t5096 | 1064529.3343 | 54504.9531 | 213 | 645506.6907 | 33050.58
t5097 | 1446890.8911 | 74082.2424 | 213 | 645506.6907 | 33050.58
t5098 | 1718454.4968 | 87986.5672 | 213 | 645506.6907 | 33050.58
t5099 | 1864012.5894 | 95439.2853 | 213 | 645506.6907 | 33050.58
t5100 | 1887910.1867 | 96662.8659 | 213 | 645506.6907 | 33050.58
t5101 | 1803182.3418 | 92324.7165 | 213 | 645506.6907 | 33050.58
t5102 | 1629381.6341 | 83425.9487 | 213 | 645506.6907 | 33050.58
t5103 | 1368680.5727 | 70077.7969 | 213 | 645506.6907 | 33050.58
t5104 | 921143.7505 | 47163.4697 | 213 | 645506.6907 | 33050.58
t5105 | 534437.176 | 27363.7112 | 213 | 645506.6907 | 33050.58
t5106 | 208560.8492 | 10678.5214 | 213 | 645506.6907 | 33050.58
t5107 | 19552.5796 | 1001.1114 | 213 | 645506.6907 | 33050.58
t5108 | 0 | 0 | 213 | 645506.6907 | 33050.58
t5109 | 0 | 0 | 213 | 645506.6907 | 33050.58
t5110 | 0 | 0 | 213 | 645506.6907 | 33050.58
t5111 | 0 | 0 | 213 | 645506.6907 | 33050.58
t5112 | 0 | 0 | 213 | 645506.6907 | 33050.58
t5113 | 0 | 0 | 214 | 571098.2628 | 29240.795
t5114 | 0 | 0 | 214 | 571098.2628 | 29240.795
t5115 | 0 | 0 | 214 | 571098.2628 | 29240.795
t5116 | 0 | 0 | 214 | 571098.2628 | 29240.795
t5117 | 65175.2654 | 3337.0379 | 214 | 571098.2628 | 29240.795
t5118 | 245493.4995 | 12569.5096 | 214 | 571098.2628 | 29240.795
t5119 | 469261.9106 | 24026.6732 | 214 | 571098.2628 | 29240.795
t5120 | 753860.5694 | 38598.4056 | 214 | 571098.2628 | 29240.795
t5121 | 1218777.4623 | 62402.6096 | 214 | 571098.2628 | 29240.795
t5122 | 1664141.7756 | 85205.7023 | 214 | 571098.2628 | 29240.795
t5123 | 1870530.116 | 95772.9891 | 214 | 571098.2628 | 29240.795
t5124 | 1883565.169 | 96440.3967 | 214 | 571098.2628 | 29240.795
t5125 | 1703246.9349 | 87207.925 | 214 | 571098.2628 | 29240.795
t5126 | 1546826.298 | 79199.0339 | 214 | 571098.2628 | 29240.795
t5127 | 1123187.0731 | 57508.2873 | 214 | 571098.2628 | 29240.795
t5128 | 621337.5298 | 31813.0951 | 214 | 571098.2628 | 29240.795
t5129 | 343256.3976 | 17575.0665 | 214 | 571098.2628 | 29240.795
t5130 | 169455.6899 | 8676.2987 | 214 | 571098.2628 | 29240.795
t5131 | 28242.615 | 1446.0498 | 214 | 571098.2628 | 29240.795
t5132 | 0 | 0 | 214 | 571098.2628 | 29240.795
t5133 | 0 | 0 | 214 | 571098.2628 | 29240.795
t5134 | 0 | 0 | 214 | 571098.2628 | 29240.795
t5135 | 0 | 0 | 214 | 571098.2628 | 29240.795
t5136 | 0 | 0 | 214 | 571098.2628 | 29240.795
t5137 | 0 | 0 | 215 | 286680.6464 | 14678.3322
t5138 | 0 | 0 | 215 | 286680.6464 | 14678.3322
t5139 | 0 | 0 | 215 | 286680.6464 | 14678.3322
t5140 | 0 | 0 | 215 | 286680.6464 | 14678.3322
t5141 | 30415.1238 | 1557.2844 | 215 | 286680.6464 | 14678.3322
t5142 | 97762.898 | 5005.5569 | 215 | 286680.6464 | 14678.3322
t5143 | 180318.2342 | 9232.4717 | 215 | 286680.6464 | 14678.3322
t5144 | 284598.6588 | 14571.7324 | 215 | 286680.6464 | 14678.3322
t5145 | 378016.5391 | 19354.8201 | 215 | 286680.6464 | 14678.3322
t5146 | 508367.0698 | 26028.896 | 215 | 286680.6464 | 14678.3322
t5147 | 666960.2156 | 34149.0217 | 215 | 286680.6464 | 14678.3322
t5148 | 838588.4144 | 42936.5549 | 215 | 286680.6464 | 14678.3322
t5149 | 973283.9628 | 49833.1 | 215 | 286680.6464 | 14678.3322
t5150 | 1001526.5778 | 51279.1498 | 215 | 286680.6464 | 14678.3322
t5151 | 827725.8701 | 42380.3819 | 215 | 286680.6464 | 14678.3322
t5152 | 573542.3352 | 29365.9339 | 215 | 286680.6464 | 14678.3322
t5153 | 332393.8534 | 17018.8935 | 215 | 286680.6464 | 14678.3322
t5154 | 158593.1457 | 8120.1257 | 215 | 286680.6464 | 14678.3322
t5155 | 28242.615 | 1446.0498 | 215 | 286680.6464 | 14678.3322
t5156 | 0 | 0 | 215 | 286680.6464 | 14678.3322
t5157 | 0 | 0 | 215 | 286680.6464 | 14678.3322
t5158 | 0 | 0 | 215 | 286680.6464 | 14678.3322
t5159 | 0 | 0 | 215 | 286680.6464 | 14678.3322
t5160 | 0 | 0 | 215 | 286680.6464 | 14678.3322
t5161 | 0 | 0 | 216 | 429704.1454 | 22001.2766
t5162 | 0 | 0 | 216 | 429704.1454 | 22001.2766
t5163 | 0 | 0 | 216 | 429704.1454 | 22001.2766
t5164 | 0 | 0 | 216 | 429704.1454 | 22001.2766
t5165 | 13035.0531 | 667.4076 | 216 | 429704.1454 | 22001.2766
t5166 | 78210.3184 | 4004.4455 | 216 | 429704.1454 | 22001.2766
t5167 | 180318.2342 | 9232.4717 | 216 | 429704.1454 | 22001.2766
t5168 | 330221.3445 | 16907.6589 | 216 | 429704.1454 | 22001.2766
t5169 | 580059.8617 | 29699.6377 | 216 | 429704.1454 | 22001.2766
t5170 | 945041.3478 | 48387.0502 | 216 | 429704.1454 | 22001.2766
t5171 | 1492513.5769 | 76418.169 | 216 | 429704.1454 | 22001.2766
t5172 | 1866185.0983 | 95550.5199 | 216 | 429704.1454 | 22001.2766
t5173 | 1811872.3771 | 92769.6549 | 216 | 429704.1454 | 22001.2766
t5174 | 1381715.6257 | 70745.2045 | 216 | 429704.1454 | 22001.2766
t5175 | 760378.0959 | 38932.1094 | 216 | 429704.1454 | 22001.2766
t5176 | 473606.9283 | 24249.1424 | 216 | 429704.1454 | 22001.2766
t5177 | 282426.1499 | 14460.4978 | 216 | 429704.1454 | 22001.2766
t5178 | 106452.9334 | 5450.4953 | 216 | 429704.1454 | 22001.2766
t5179 | 10862.5442 | 556.173 | 216 | 429704.1454 | 22001.2766
t5180 | 0 | 0 | 216 | 429704.1454 | 22001.2766
t5181 | 0 | 0 | 216 | 429704.1454 | 22001.2766
t5182 | 0 | 0 | 216 | 429704.1454 | 22001.2766
t5183 | 0 | 0 | 216 | 429704.1454 | 22001.2766
t5184 | 0 | 0 | 216 | 429704.1454 | 22001.2766
t5185 | 0 | 0 | 217 | 493431.0715 | 25264.1581
t5186 | 0 | 0 | 217 | 493431.0715 | 25264.1581
t5187 | 0 | 0 | 217 | 493431.0715 | 25264.1581
t5188 | 0 | 0 | 217 | 493431.0715 | 25264.1581
t5189 | 54312.7211 | 2780.865 | 217 | 493431.0715 | 25264.1581
t5190 | 225940.9199 | 11568.3982 | 217 | 493431.0715 | 25264.1581
t5191 | 475779.4372 | 24360.377 | 217 | 493431.0715 | 25264.1581
t5192 | 773413.149 | 39599.517 | 217 | 493431.0715 | 25264.1581
t5193 | 1160119.7235 | 59399.2755 | 217 | 493431.0715 | 25264.1581
t5194 | 1477306.0149 | 75639.5268 | 217 | 493431.0715 | 25264.1581
t5195 | 1603311.528 | 82091.1335 | 217 | 493431.0715 | 25264.1581
t5196 | 1564206.3688 | 80088.9107 | 217 | 493431.0715 | 25264.1581
t5197 | 1438200.8557 | 73637.304 | 217 | 493431.0715 | 25264.1581
t5198 | 1220949.9712 | 62513.8442 | 217 | 493431.0715 | 25264.1581
t5199 | 901591.1709 | 46162.3583 | 217 | 493431.0715 | 25264.1581
t5200 | 493159.5079 | 25250.2538 | 217 | 493431.0715 | 25264.1581
t5201 | 293288.6941 | 15016.6708 | 217 | 493431.0715 | 25264.1581
t5202 | 141213.075 | 7230.2489 | 217 | 493431.0715 | 25264.1581
t5203 | 19552.5796 | 1001.1114 | 217 | 493431.0715 | 25264.1581
t5204 | 0 | 0 | 217 | 493431.0715 | 25264.1581
t5205 | 0 | 0 | 217 | 493431.0715 | 25264.1581
t5206 | 0 | 0 | 217 | 493431.0715 | 25264.1581
t5207 | 0 | 0 | 217 | 493431.0715 | 25264.1581
t5208 | 0 | 0 | 217 | 493431.0715 | 25264.1581
t5209 | 0 | 0 | 218 | 659627.9982 | 33597.4834
t5210 | 0 | 0 | 218 | 659627.9982 | 33597.4834
t5211 | 0 | 0 | 218 | 659627.9982 | 33597.4834
t5212 | 0 | 0 | 218 | 659627.9982 | 33597.4834
t5213 | 13035.0531 | 667.4076 | 218 | 659627.9982 | 33597.4834
t5214 | 295461.203 | 15127.9054 | 218 | 659627.9982 | 33597.4834
t5215 | 751688.0605 | 38487.171 | 218 | 659627.9982 | 33597.4834
t5216 | 1199224.8827 | 61401.4982 | 218 | 659627.9982 | 33597.4834
t5217 | 1564206.3688 | 80088.9107 | 218 | 659627.9982 | 33597.4834
t5218 | 1798837.3241 | 92102.2473 | 218 | 659627.9982 | 33597.4834
t5219 | 1933532.8725 | 97552.7427 | 218 | 659627.9982 | 33597.4834
t5220 | 1959602.9786 | 97552.7427 | 218 | 659627.9982 | 33597.4834
t5221 | 1868357.6071 | 95661.7545 | 218 | 659627.9982 | 33597.4834
t5222 | 1677176.8287 | 85873.1098 | 218 | 659627.9982 | 33597.4834
t5223 | 1346955.4842 | 68965.4509 | 218 | 659627.9982 | 33597.4834
t5224 | 866831.0294 | 44382.6047 | 218 | 659627.9982 | 33597.4834
t5225 | 401914.1364 | 20578.4007 | 218 | 659627.9982 | 33597.4834
t5226 | 141213.075 | 7230.2489 | 218 | 659627.9982 | 33597.4834
t5227 | 13035.0531 | 667.4076 | 218 | 659627.9982 | 33597.4834
t5228 | 0 | 0 | 218 | 659627.9982 | 33597.4834
t5229 | 0 | 0 | 218 | 659627.9982 | 33597.4834
t5230 | 0 | 0 | 218 | 659627.9982 | 33597.4834
t5231 | 0 | 0 | 218 | 659627.9982 | 33597.4834
t5232 | 0 | 0 | 218 | 659627.9982 | 33597.4834
t5233 | 0 | 0 | 219 | 292383.4821 | 14970.323
t5234 | 0 | 0 | 219 | 292383.4821 | 14970.323
t5235 | 0 | 0 | 219 | 292383.4821 | 14970.323
t5236 | 0 | 0 | 219 | 292383.4821 | 14970.323
t5237 | 19552.5796 | 1001.1114 | 219 | 292383.4821 | 14970.323
t5238 | 82555.3361 | 4226.9147 | 219 | 292383.4821 | 14970.323
t5239 | 169455.6899 | 8676.2987 | 219 | 292383.4821 | 14970.323
t5240 | 304151.2384 | 15572.8438 | 219 | 292383.4821 | 14970.323
t5241 | 477951.946 | 24471.6116 | 219 | 292383.4821 | 14970.323
t5242 | 686512.7952 | 35150.133 | 219 | 292383.4821 | 14970.323
t5243 | 908108.6974 | 46496.0621 | 219 | 292383.4821 | 14970.323
t5244 | 886383.609 | 45383.7161 | 219 | 292383.4821 | 14970.323
t5245 | 756033.0782 | 38709.6402 | 219 | 292383.4821 | 14970.323
t5246 | 725617.9544 | 37152.3558 | 219 | 292383.4821 | 14970.323
t5247 | 762550.6048 | 39043.344 | 219 | 292383.4821 | 14970.323
t5248 | 625682.5475 | 32035.5643 | 219 | 292383.4821 | 14970.323
t5249 | 410604.1718 | 21023.3391 | 219 | 292383.4821 | 14970.323
t5250 | 182490.743 | 9343.7063 | 219 | 292383.4821 | 14970.323
t5251 | 19552.5796 | 1001.1114 | 219 | 292383.4821 | 14970.323
t5252 | 0 | 0 | 219 | 292383.4821 | 14970.323
t5253 | 0 | 0 | 219 | 292383.4821 | 14970.323
t5254 | 0 | 0 | 219 | 292383.4821 | 14970.323
t5255 | 0 | 0 | 219 | 292383.4821 | 14970.323
t5256 | 0 | 0 | 219 | 292383.4821 | 14970.323
t5257 | 0 | 0 | 220 | 688504.2616 | 34955.4725
t5258 | 0 | 0 | 220 | 688504.2616 | 34955.4725
t5259 | 0 | 0 | 220 | 688504.2616 | 34955.4725
t5260 | 0 | 0 | 220 | 688504.2616 | 34955.4725
t5261 | 8690.0354 | 444.9384 | 220 | 688504.2616 | 34955.4725
t5262 | 282426.1499 | 14460.4978 | 220 | 688504.2616 | 34955.4725
t5263 | 736480.4986 | 37708.5288 | 220 | 688504.2616 | 34955.4725
t5264 | 1207914.9181 | 61846.4366 | 220 | 688504.2616 | 34955.4725
t5265 | 1583758.9484 | 81090.0221 | 220 | 688504.2616 | 34955.4725
t5266 | 1842287.501 | 94326.9393 | 220 | 688504.2616 | 34955.4725
t5267 | 1974810.5406 | 97552.7427 | 220 | 688504.2616 | 34955.4725
t5268 | 1974810.5406 | 97552.7427 | 220 | 688504.2616 | 34955.4725
t5269 | 1898772.731 | 97219.0389 | 220 | 688504.2616 | 34955.4725
t5270 | 1742352.0941 | 89210.1478 | 220 | 688504.2616 | 34955.4725
t5271 | 1449063.3999 | 74193.477 | 220 | 688504.2616 | 34955.4725
t5272 | 1049321.7724 | 53726.311 | 220 | 688504.2616 | 34955.4725
t5273 | 584404.8794 | 29922.1069 | 220 | 688504.2616 | 34955.4725
t5274 | 180318.2342 | 9232.4717 | 220 | 688504.2616 | 34955.4725
t5275 | 8690.0354 | 444.9384 | 220 | 688504.2616 | 34955.4725
t5276 | 0 | 0 | 220 | 688504.2616 | 34955.4725
t5277 | 0 | 0 | 220 | 688504.2616 | 34955.4725
t5278 | 0 | 0 | 220 | 688504.2616 | 34955.4725
t5279 | 0 | 0 | 220 | 688504.2616 | 34955.4725
t5280 | 0 | 0 | 220 | 688504.2616 | 34955.4725
t5281 | 0 | 0 | 221 | 358192.3959 | 18339.8044
t5282 | 0 | 0 | 221 | 358192.3959 | 18339.8044
t5283 | 0 | 0 | 221 | 358192.3959 | 18339.8044
t5284 | 0 | 0 | 221 | 358192.3959 | 18339.8044
t5285 | 45622.6858 | 2335.9266 | 221 | 358192.3959 | 18339.8044
t5286 | 208560.8492 | 10678.5214 | 221 | 358192.3959 | 18339.8044
t5287 | 410604.1718 | 21023.3391 | 221 | 358192.3959 | 18339.8044
t5288 | 636545.0917 | 32591.7373 | 221 | 358192.3959 | 18339.8044
t5289 | 627855.0563 | 32146.7989 | 221 | 358192.3959 | 18339.8044
t5290 | 430156.7514 | 22024.4505 | 221 | 358192.3959 | 18339.8044
t5291 | 495332.0168 | 25361.4884 | 221 | 358192.3959 | 18339.8044
t5292 | 892901.1355 | 45717.4199 | 221 | 358192.3959 | 18339.8044
t5293 | 1173154.7766 | 60066.6831 | 221 | 358192.3959 | 18339.8044
t5294 | 810345.7994 | 41490.5051 | 221 | 358192.3959 | 18339.8044
t5295 | 1086254.4227 | 55617.2991 | 221 | 358192.3959 | 18339.8044
t5296 | 1003699.0866 | 51390.3844 | 221 | 358192.3959 | 18339.8044
t5297 | 580059.8617 | 29699.6377 | 221 | 358192.3959 | 18339.8044
t5298 | 193353.2872 | 9899.8792 | 221 | 358192.3959 | 18339.8044
t5299 | 2172.5088 | 111.2346 | 221 | 358192.3959 | 18339.8044
t5300 | 0 | 0 | 221 | 358192.3959 | 18339.8044
t5301 | 0 | 0 | 221 | 358192.3959 | 18339.8044
t5302 | 0 | 0 | 221 | 358192.3959 | 18339.8044
t5303 | 0 | 0 | 221 | 358192.3959 | 18339.8044
t5304 | 0 | 0 | 221 | 358192.3959 | 18339.8044
t5305 | 0 | 0 | 222 | 581146.1162 | 29755.255
t5306 | 0 | 0 | 222 | 581146.1162 | 29755.255
t5307 | 0 | 0 | 222 | 581146.1162 | 29755.255
t5308 | 0 | 0 | 222 | 581146.1162 | 29755.255
t5309 | 39105.1592 | 2002.2228 | 222 | 581146.1162 | 29755.255
t5310 | 241148.4818 | 12347.0404 | 222 | 581146.1162 | 29755.255
t5311 | 701720.3571 | 35928.7752 | 222 | 581146.1162 | 29755.255
t5312 | 992836.5424 | 50834.2114 | 222 | 581146.1162 | 29755.255
t5313 | 1207914.9181 | 61846.4366 | 222 | 581146.1162 | 29755.255
t5314 | 1696729.4083 | 86874.2212 | 222 | 581146.1162 | 29755.255
t5315 | 1727144.5322 | 88431.5056 | 222 | 581146.1162 | 29755.255
t5316 | 1716281.9879 | 87875.3326 | 222 | 581146.1162 | 29755.255
t5317 | 1735834.5675 | 88876.444 | 222 | 581146.1162 | 29755.255
t5318 | 1631554.143 | 83537.1833 | 222 | 581146.1162 | 29755.255
t5319 | 1212259.9358 | 62068.9058 | 222 | 581146.1162 | 29755.255
t5320 | 723445.4455 | 37041.1212 | 222 | 581146.1162 | 29755.255
t5321 | 275908.6234 | 14126.794 | 222 | 581146.1162 | 29755.255
t5322 | 45622.6858 | 2335.9266 | 222 | 581146.1162 | 29755.255
t5323 | 0 | 0 | 222 | 581146.1162 | 29755.255
t5324 | 0 | 0 | 222 | 581146.1162 | 29755.255
t5325 | 0 | 0 | 222 | 581146.1162 | 29755.255
t5326 | 0 | 0 | 222 | 581146.1162 | 29755.255
t5327 | 0 | 0 | 222 | 581146.1162 | 29755.255
t5328 | 0 | 0 | 222 | 581146.1162 | 29755.255
t5329 | 0 | 0 | 223 | 667231.7792 | 34107.3087
t5330 | 0 | 0 | 223 | 667231.7792 | 34107.3087
t5331 | 0 | 0 | 223 | 667231.7792 | 34107.3087
t5332 | 0 | 0 | 223 | 667231.7792 | 34107.3087
t5333 | 8690.0354 | 444.9384 | 223 | 667231.7792 | 34107.3087
t5334 | 267218.588 | 13681.8556 | 223 | 667231.7792 | 34107.3087
t5335 | 701720.3571 | 35928.7752 | 223 | 667231.7792 | 34107.3087
t5336 | 1131877.1085 | 57953.2257 | 223 | 667231.7792 | 34107.3087
t5337 | 1518583.683 | 77752.9842 | 223 | 667231.7792 | 34107.3087
t5338 | 1770594.7091 | 90656.1976 | 223 | 667231.7792 | 34107.3087
t5339 | 1898772.731 | 97219.0389 | 223 | 667231.7792 | 34107.3087
t5340 | 1931360.3636 | 97552.7427 | 223 | 667231.7792 | 34107.3087
t5341 | 1866185.0983 | 95550.5199 | 223 | 667231.7792 | 34107.3087
t5342 | 1696729.4083 | 86874.2212 | 223 | 667231.7792 | 34107.3087
t5343 | 1420820.785 | 72747.4272 | 223 | 667231.7792 | 34107.3087
t5344 | 1047149.2635 | 53615.0764 | 223 | 667231.7792 | 34107.3087
t5345 | 584404.8794 | 29922.1069 | 223 | 667231.7792 | 34107.3087
t5346 | 169455.6899 | 8676.2987 | 223 | 667231.7792 | 34107.3087
t5347 | 0 | 0 | 223 | 667231.7792 | 34107.3087
t5348 | 0 | 0 | 223 | 667231.7792 | 34107.3087
t5349 | 0 | 0 | 223 | 667231.7792 | 34107.3087
t5350 | 0 | 0 | 223 | 667231.7792 | 34107.3087
t5351 | 0 | 0 | 223 | 667231.7792 | 34107.3087
t5352 | 0 | 0 | 223 | 667231.7792 | 34107.3087
t5353 | 0 | 0 | 224 | 430790.3998 | 22056.8939
t5354 | 0 | 0 | 224 | 430790.3998 | 22056.8939
t5355 | 0 | 0 | 224 | 430790.3998 | 22056.8939
t5356 | 0 | 0 | 224 | 430790.3998 | 22056.8939
t5357 | 19552.5796 | 1001.1114 | 224 | 430790.3998 | 22056.8939
t5358 | 82555.3361 | 4226.9147 | 224 | 430790.3998 | 22056.8939
t5359 | 158593.1457 | 8120.1257 | 224 | 430790.3998 | 22056.8939
t5360 | 360636.4684 | 18464.9433 | 224 | 430790.3998 | 22056.8939
t5361 | 771240.6401 | 39488.2824 | 224 | 430790.3998 | 22056.8939
t5362 | 1140567.1439 | 58398.1641 | 224 | 430790.3998 | 22056.8939
t5363 | 1399095.6965 | 71635.0813 | 224 | 430790.3998 | 22056.8939
t5364 | 1412130.7496 | 72302.4889 | 224 | 430790.3998 | 22056.8939
t5365 | 1346955.4842 | 68965.4509 | 224 | 430790.3998 | 22056.8939
t5366 | 1238330.0419 | 63403.721 | 224 | 430790.3998 | 22056.8939
t5367 | 1027596.6839 | 52613.965 | 224 | 430790.3998 | 22056.8939
t5368 | 749515.5517 | 38375.9364 | 224 | 430790.3998 | 22056.8939
t5369 | 454054.3487 | 23248.031 | 224 | 430790.3998 | 22056.8939
t5370 | 171628.1988 | 8787.5333 | 224 | 430790.3998 | 22056.8939
t5371 | 6517.5265 | 333.7038 | 224 | 430790.3998 | 22056.8939
t5372 | 0 | 0 | 224 | 430790.3998 | 22056.8939
t5373 | 0 | 0 | 224 | 430790.3998 | 22056.8939
t5374 | 0 | 0 | 224 | 430790.3998 | 22056.8939
t5375 | 0 | 0 | 224 | 430790.3998 | 22056.8939
t5376 | 0 | 0 | 224 | 430790.3998 | 22056.8939
t5377 | 0 | 0 | 225 | 499224.4285 | 25560.7837
t5378 | 0 | 0 | 225 | 499224.4285 | 25560.7837
t5379 | 0 | 0 | 225 | 499224.4285 | 25560.7837
t5380 | 0 | 0 | 225 | 499224.4285 | 25560.7837
t5381 | 19552.5796 | 1001.1114 | 225 | 499224.4285 | 25560.7837
t5382 | 76037.8096 | 3893.2109 | 225 | 499224.4285 | 25560.7837
t5383 | 217250.8845 | 11123.4598 | 225 | 499224.4285 | 25560.7837
t5384 | 473606.9283 | 24249.1424 | 225 | 499224.4285 | 25560.7837
t5385 | 897246.1532 | 45939.8891 | 225 | 499224.4285 | 25560.7837
t5386 | 1268745.1658 | 64961.0054 | 225 | 499224.4285 | 25560.7837
t5387 | 1499031.1034 | 76751.8728 | 225 | 499224.4285 | 25560.7837
t5388 | 1618519.0899 | 82869.7757 | 225 | 499224.4285 | 25560.7837
t5389 | 1618519.0899 | 82869.7757 | 225 | 499224.4285 | 25560.7837
t5390 | 1499031.1034 | 76751.8728 | 225 | 499224.4285 | 25560.7837
t5391 | 1216604.9535 | 62291.375 | 225 | 499224.4285 | 25560.7837
t5392 | 905936.1886 | 46384.8275 | 225 | 499224.4285 | 25560.7837
t5393 | 506194.561 | 25917.6614 | 225 | 499224.4285 | 25560.7837
t5394 | 158593.1457 | 8120.1257 | 225 | 499224.4285 | 25560.7837
t5395 | 6517.5265 | 333.7038 | 225 | 499224.4285 | 25560.7837
t5396 | 0 | 0 | 225 | 499224.4285 | 25560.7837
t5397 | 0 | 0 | 225 | 499224.4285 | 25560.7837
t5398 | 0 | 0 | 225 | 499224.4285 | 25560.7837
t5399 | 0 | 0 | 225 | 499224.4285 | 25560.7837
t5400 | 0 | 0 | 225 | 499224.4285 | 25560.7837
t5401 | 0 | 0 | 226 | 613824.2701 | 31428.4088
t5402 | 0 | 0 | 226 | 613824.2701 | 31428.4088
t5403 | 0 | 0 | 226 | 613824.2701 | 31428.4088
t5404 | 0 | 0 | 226 | 613824.2701 | 31428.4088
t5405 | 2172.5088 | 111.2346 | 226 | 613824.2701 | 31428.4088
t5406 | 260701.0615 | 13348.1518 | 226 | 613824.2701 | 31428.4088
t5407 | 688685.304 | 35261.3676 | 226 | 613824.2701 | 31428.4088
t5408 | 1084081.9139 | 55506.0645 | 226 | 613824.2701 | 31428.4088
t5409 | 1407785.7319 | 72080.0197 | 226 | 613824.2701 | 31428.4088
t5410 | 1648934.2137 | 84427.0601 | 226 | 613824.2701 | 31428.4088
t5411 | 1787974.7798 | 91546.0744 | 226 | 613824.2701 | 31428.4088
t5412 | 1809699.8683 | 92658.4203 | 226 | 613824.2701 | 31428.4088
t5413 | 1714109.4791 | 87764.098 | 226 | 613824.2701 | 31428.4088
t5414 | 1533791.2449 | 78531.6264 | 226 | 613824.2701 | 31428.4088
t5415 | 1255710.1127 | 64293.5978 | 226 | 613824.2701 | 31428.4088
t5416 | 901591.1709 | 46162.3583 | 226 | 613824.2701 | 31428.4088
t5417 | 488814.4902 | 25027.7846 | 226 | 613824.2701 | 31428.4088
t5418 | 145558.0926 | 7452.7181 | 226 | 613824.2701 | 31428.4088
t5419 | 2172.5088 | 111.2346 | 226 | 613824.2701 | 31428.4088
t5420 | 0 | 0 | 226 | 613824.2701 | 31428.4088
t5421 | 0 | 0 | 226 | 613824.2701 | 31428.4088
t5422 | 0 | 0 | 226 | 613824.2701 | 31428.4088
t5423 | 0 | 0 | 226 | 613824.2701 | 31428.4088
t5424 | 0 | 0 | 226 | 613824.2701 | 31428.4088
t5425 | 0 | 0 | 227 | 558515.8157 | 28596.5613
t5426 | 0 | 0 | 227 | 558515.8157 | 28596.5613
t5427 | 0 | 0 | 227 | 558515.8157 | 28596.5613
t5428 | 0 | 0 | 227 | 558515.8157 | 28596.5613
t5429 | 17380.0708 | 889.8768 | 227 | 558515.8157 | 28596.5613
t5430 | 247666.0084 | 12680.7442 | 227 | 558515.8157 | 28596.5613
t5431 | 632200.074 | 32369.2681 | 227 | 558515.8157 | 28596.5613
t5432 | 1021079.1574 | 52280.2612 | 227 | 558515.8157 | 28596.5613
t5433 | 1325230.3957 | 67853.1049 | 227 | 558515.8157 | 28596.5613
t5434 | 1514238.6653 | 77530.515 | 227 | 558515.8157 | 28596.5613
t5435 | 1598966.5103 | 81868.6643 | 227 | 558515.8157 | 28596.5613
t5436 | 1598966.5103 | 81868.6643 | 227 | 558515.8157 | 28596.5613
t5437 | 1512066.1565 | 77419.2804 | 227 | 558515.8157 | 28596.5613
t5438 | 1364335.555 | 69855.3277 | 227 | 558515.8157 | 28596.5613
t5439 | 1131877.1085 | 57953.2257 | 227 | 558515.8157 | 28596.5613
t5440 | 819035.8348 | 41935.4435 | 227 | 558515.8157 | 28596.5613
t5441 | 473606.9283 | 24249.1424 | 227 | 558515.8157 | 28596.5613
t5442 | 145558.0926 | 7452.7181 | 227 | 558515.8157 | 28596.5613
t5443 | 2172.5088 | 111.2346 | 227 | 558515.8157 | 28596.5613
t5444 | 0 | 0 | 227 | 558515.8157 | 28596.5613
t5445 | 0 | 0 | 227 | 558515.8157 | 28596.5613
t5446 | 0 | 0 | 227 | 558515.8157 | 28596.5613
t5447 | 0 | 0 | 227 | 558515.8157 | 28596.5613
t5448 | 0 | 0 | 227 | 558515.8157 | 28596.5613
t5449 | 0 | 0 | 228 | 484016.8665 | 24782.1415
t5450 | 0 | 0 | 228 | 484016.8665 | 24782.1415
t5451 | 0 | 0 | 228 | 484016.8665 | 24782.1415
t5452 | 0 | 0 | 228 | 484016.8665 | 24782.1415
t5453 | 0 | 0 | 228 | 484016.8665 | 24782.1415
t5454 | 260701.0615 | 13348.1518 | 228 | 484016.8665 | 24782.1415
t5455 | 712582.9013 | 36484.9482 | 228 | 484016.8665 | 24782.1415
t5456 | 1164464.7412 | 59621.7447 | 228 | 484016.8665 | 24782.1415
t5457 | 1512066.1565 | 77419.2804 | 228 | 484016.8665 | 24782.1415
t5458 | 1620691.5987 | 82981.0103 | 228 | 484016.8665 | 24782.1415
t5459 | 1429510.8203 | 73192.3656 | 228 | 484016.8665 | 24782.1415
t5460 | 1375198.0992 | 70411.5007 | 228 | 484016.8665 | 24782.1415
t5461 | 1075391.8785 | 55061.1261 | 228 | 484016.8665 | 24782.1415
t5462 | 784275.6932 | 40155.69 | 228 | 484016.8665 | 24782.1415
t5463 | 632200.074 | 32369.2681 | 228 | 484016.8665 | 24782.1415
t5464 | 532264.6671 | 27252.4766 | 228 | 484016.8665 | 24782.1415
t5465 | 373671.5214 | 19132.3509 | 228 | 484016.8665 | 24782.1415
t5466 | 141213.075 | 7230.2489 | 228 | 484016.8665 | 24782.1415
t5467 | 2172.5088 | 111.2346 | 228 | 484016.8665 | 24782.1415
t5468 | 0 | 0 | 228 | 484016.8665 | 24782.1415
t5469 | 0 | 0 | 228 | 484016.8665 | 24782.1415
t5470 | 0 | 0 | 228 | 484016.8665 | 24782.1415
t5471 | 0 | 0 | 228 | 484016.8665 | 24782.1415
t5472 | 0 | 0 | 228 | 484016.8665 | 24782.1415
t5473 | 0 | 0 | 229 | 182038.137 | 9320.5324
t5474 | 0 | 0 | 229 | 182038.137 | 9320.5324
t5475 | 0 | 0 | 229 | 182038.137 | 9320.5324
t5476 | 0 | 0 | 229 | 182038.137 | 9320.5324
t5477 | 6517.5265 | 333.7038 | 229 | 182038.137 | 9320.5324
t5478 | 84727.845 | 4338.1493 | 229 | 182038.137 | 9320.5324
t5479 | 221595.9022 | 11345.929 | 229 | 182038.137 | 9320.5324
t5480 | 325876.3268 | 16685.1897 | 229 | 182038.137 | 9320.5324
t5481 | 391051.5922 | 20022.2277 | 229 | 182038.137 | 9320.5324
t5482 | 454054.3487 | 23248.031 | 229 | 182038.137 | 9320.5324
t5483 | 540954.7025 | 27697.415 | 229 | 182038.137 | 9320.5324
t5484 | 608302.4767 | 31145.6875 | 229 | 182038.137 | 9320.5324
t5485 | 486641.9814 | 24916.55 | 229 | 182038.137 | 9320.5324
t5486 | 419294.2072 | 21468.2775 | 229 | 182038.137 | 9320.5324
t5487 | 341083.8887 | 17463.8319 | 229 | 182038.137 | 9320.5324
t5488 | 219423.3934 | 11234.6944 | 229 | 182038.137 | 9320.5324
t5489 | 182490.743 | 9343.7063 | 229 | 182038.137 | 9320.5324
t5490 | 84727.845 | 4338.1493 | 229 | 182038.137 | 9320.5324
t5491 | 2172.5088 | 111.2346 | 229 | 182038.137 | 9320.5324
t5492 | 0 | 0 | 229 | 182038.137 | 9320.5324
t5493 | 0 | 0 | 229 | 182038.137 | 9320.5324
t5494 | 0 | 0 | 229 | 182038.137 | 9320.5324
t5495 | 0 | 0 | 229 | 182038.137 | 9320.5324
t5496 | 0 | 0 | 229 | 182038.137 | 9320.5324
t5497 | 0 | 0 | 230 | 248209.1356 | 12708.5528
t5498 | 0 | 0 | 230 | 248209.1356 | 12708.5528
t5499 | 0 | 0 | 230 | 248209.1356 | 12708.5528
t5500 | 0 | 0 | 230 | 248209.1356 | 12708.5528
t5501 | 21725.0885 | 1112.346 | 230 | 248209.1356 | 12708.5528
t5502 | 197698.3049 | 10122.3484 | 230 | 248209.1356 | 12708.5528
t5503 | 425811.7337 | 21801.9813 | 230 | 248209.1356 | 12708.5528
t5504 | 593094.9148 | 30367.0453 | 230 | 248209.1356 | 12708.5528
t5505 | 649580.1448 | 33259.1449 | 230 | 248209.1356 | 12708.5528
t5506 | 484469.4725 | 24805.3154 | 230 | 248209.1356 | 12708.5528
t5507 | 349773.9241 | 17908.7703 | 230 | 248209.1356 | 12708.5528
t5508 | 425811.7337 | 21801.9813 | 230 | 248209.1356 | 12708.5528
t5509 | 482296.9637 | 24694.0808 | 230 | 248209.1356 | 12708.5528
t5510 | 521402.1229 | 26696.3036 | 230 | 248209.1356 | 12708.5528
t5511 | 664787.7067 | 34037.7871 | 230 | 248209.1356 | 12708.5528
t5512 | 638717.6006 | 32702.9719 | 230 | 248209.1356 | 12708.5528
t5513 | 380189.048 | 19466.0547 | 230 | 248209.1356 | 12708.5528
t5514 | 121660.4953 | 6229.1375 | 230 | 248209.1356 | 12708.5528
t5515 | 0 | 0 | 230 | 248209.1356 | 12708.5528
t5516 | 0 | 0 | 230 | 248209.1356 | 12708.5528
t5517 | 0 | 0 | 230 | 248209.1356 | 12708.5528
t5518 | 0 | 0 | 230 | 248209.1356 | 12708.5528
t5519 | 0 | 0 | 230 | 248209.1356 | 12708.5528
t5520 | 0 | 0 | 230 | 248209.1356 | 12708.5528
t5521 | 0 | 0 | 231 | 497957.1316 | 25495.8969
t5522 | 0 | 0 | 231 | 497957.1316 | 25495.8969
t5523 | 0 | 0 | 231 | 497957.1316 | 25495.8969
t5524 | 0 | 0 | 231 | 497957.1316 | 25495.8969
t5525 | 0 | 0 | 231 | 497957.1316 | 25495.8969
t5526 | 245493.4995 | 12569.5096 | 231 | 497957.1316 | 25495.8969
t5527 | 677822.7598 | 34705.1947 | 231 | 497957.1316 | 25495.8969
t5528 | 1127532.0908 | 57730.7565 | 231 | 497957.1316 | 25495.8969
t5529 | 1466443.4707 | 75083.3538 | 231 | 497957.1316 | 25495.8969
t5530 | 1572896.4041 | 80533.8491 | 231 | 497957.1316 | 25495.8969
t5531 | 1483823.5415 | 75973.2306 | 231 | 497957.1316 | 25495.8969
t5532 | 1409958.2407 | 72191.2543 | 231 | 497957.1316 | 25495.8969
t5533 | 1236157.5331 | 63292.4864 | 231 | 497957.1316 | 25495.8969
t5534 | 1066701.8431 | 54616.1877 | 231 | 497957.1316 | 25495.8969
t5535 | 821208.3436 | 42046.6781 | 231 | 497957.1316 | 25495.8969
t5536 | 501849.5433 | 25695.1922 | 231 | 497957.1316 | 25495.8969
t5537 | 236803.4642 | 12124.5712 | 231 | 497957.1316 | 25495.8969
t5538 | 104280.4246 | 5339.2607 | 231 | 497957.1316 | 25495.8969
t5539 | 0 | 0 | 231 | 497957.1316 | 25495.8969
t5540 | 0 | 0 | 231 | 497957.1316 | 25495.8969
t5541 | 0 | 0 | 231 | 497957.1316 | 25495.8969
t5542 | 0 | 0 | 231 | 497957.1316 | 25495.8969
t5543 | 0 | 0 | 231 | 497957.1316 | 25495.8969
t5544 | 0 | 0 | 231 | 497957.1316 | 25495.8969
t5545 | 0 | 0 | 232 | 595357.9449 | 30482.9147
t5546 | 0 | 0 | 232 | 595357.9449 | 30482.9147
t5547 | 0 | 0 | 232 | 595357.9449 | 30482.9147
t5548 | 0 | 0 | 232 | 595357.9449 | 30482.9147
t5549 | 8690.0354 | 444.9384 | 232 | 595357.9449 | 30482.9147
t5550 | 178145.7253 | 9121.2371 | 232 | 595357.9449 | 30482.9147
t5551 | 545299.7202 | 27919.8842 | 232 | 595357.9449 | 30482.9147
t5552 | 1068874.352 | 54727.4223 | 232 | 595357.9449 | 30482.9147
t5553 | 1475133.5061 | 75528.2922 | 232 | 595357.9449 | 30482.9147
t5554 | 1731489.5499 | 88653.9748 | 232 | 595357.9449 | 30482.9147
t5555 | 1866185.0983 | 95550.5199 | 232 | 595357.9449 | 30482.9147
t5556 | 1831424.9567 | 93770.7663 | 232 | 595357.9449 | 30482.9147
t5557 | 1694556.8995 | 86762.9866 | 232 | 595357.9449 | 30482.9147
t5558 | 1438200.8557 | 73637.304 | 232 | 595357.9449 | 30482.9147
t5559 | 1079736.8962 | 55283.5953 | 232 | 595357.9449 | 30482.9147
t5560 | 792965.7286 | 40600.6284 | 232 | 595357.9449 | 30482.9147
t5561 | 456226.8576 | 23359.2656 | 232 | 595357.9449 | 30482.9147
t5562 | 121660.4953 | 6229.1375 | 232 | 595357.9449 | 30482.9147
t5563 | 0 | 0 | 232 | 595357.9449 | 30482.9147
t5564 | 0 | 0 | 232 | 595357.9449 | 30482.9147
t5565 | 0 | 0 | 232 | 595357.9449 | 30482.9147
t5566 | 0 | 0 | 232 | 595357.9449 | 30482.9147
t5567 | 0 | 0 | 232 | 595357.9449 | 30482.9147
t5568 | 0 | 0 | 232 | 595357.9449 | 30482.9147
t5569 | 0 | 0 | 233 | 463015.9477 | 23706.8738
t5570 | 0 | 0 | 233 | 463015.9477 | 23706.8738
t5571 | 0 | 0 | 233 | 463015.9477 | 23706.8738
t5572 | 0 | 0 | 233 | 463015.9477 | 23706.8738
t5573 | 10862.5442 | 556.173 | 233 | 463015.9477 | 23706.8738
t5574 | 210733.358 | 10789.756 | 233 | 463015.9477 | 23706.8738
t5575 | 553989.7556 | 28364.8226 | 233 | 463015.9477 | 23706.8738
t5576 | 968938.9451 | 49610.6308 | 233 | 463015.9477 | 23706.8738
t5577 | 1292642.7631 | 66184.586 | 233 | 463015.9477 | 23706.8738
t5578 | 1475133.5061 | 75528.2922 | 233 | 463015.9477 | 23706.8738
t5579 | 1564206.3688 | 80088.9107 | 233 | 463015.9477 | 23706.8738
t5580 | 1525101.2095 | 78086.688 | 233 | 463015.9477 | 23706.8738
t5581 | 1266572.6569 | 64849.7708 | 233 | 463015.9477 | 23706.8738
t5582 | 934178.8036 | 47830.8772 | 233 | 463015.9477 | 23706.8738
t5583 | 675650.2509 | 34593.9601 | 233 | 463015.9477 | 23706.8738
t5584 | 441019.2956 | 22580.6234 | 233 | 463015.9477 | 23706.8738
t5585 | 162938.1634 | 8342.5949 | 233 | 463015.9477 | 23706.8738
t5586 | 30415.1238 | 1557.2844 | 233 | 463015.9477 | 23706.8738
t5587 | 0 | 0 | 233 | 463015.9477 | 23706.8738
t5588 | 0 | 0 | 233 | 463015.9477 | 23706.8738
t5589 | 0 | 0 | 233 | 463015.9477 | 23706.8738
t5590 | 0 | 0 | 233 | 463015.9477 | 23706.8738
t5591 | 0 | 0 | 233 | 463015.9477 | 23706.8738
t5592 | 0 | 0 | 233 | 463015.9477 | 23706.8738
t5593 | 0 | 0 | 234 | 188917.7484 | 9672.7753
t5594 | 0 | 0 | 234 | 188917.7484 | 9672.7753
t5595 | 0 | 0 | 234 | 188917.7484 | 9672.7753
t5596 | 0 | 0 | 234 | 188917.7484 | 9672.7753
t5597 | 2172.5088 | 111.2346 | 234 | 188917.7484 | 9672.7753
t5598 | 65175.2654 | 3337.0379 | 234 | 188917.7484 | 9672.7753
t5599 | 145558.0926 | 7452.7181 | 234 | 188917.7484 | 9672.7753
t5600 | 254183.5349 | 13014.448 | 234 | 188917.7484 | 9672.7753
t5601 | 371499.0126 | 19021.1163 | 234 | 188917.7484 | 9672.7753
t5602 | 484469.4725 | 24805.3154 | 234 | 188917.7484 | 9672.7753
t5603 | 543127.2114 | 27808.6496 | 234 | 188917.7484 | 9672.7753
t5604 | 660442.689 | 33815.3179 | 234 | 188917.7484 | 9672.7753
t5605 | 638717.6006 | 32702.9719 | 234 | 188917.7484 | 9672.7753
t5606 | 532264.6671 | 27252.4766 | 234 | 188917.7484 | 9672.7753
t5607 | 458399.3664 | 23470.5002 | 234 | 188917.7484 | 9672.7753
t5608 | 256356.0438 | 13125.6826 | 234 | 188917.7484 | 9672.7753
t5609 | 102107.9157 | 5228.0261 | 234 | 188917.7484 | 9672.7753
t5610 | 19552.5796 | 1001.1114 | 234 | 188917.7484 | 9672.7753
t5611 | 0 | 0 | 234 | 188917.7484 | 9672.7753
t5612 | 0 | 0 | 234 | 188917.7484 | 9672.7753
t5613 | 0 | 0 | 234 | 188917.7484 | 9672.7753
t5614 | 0 | 0 | 234 | 188917.7484 | 9672.7753
t5615 | 0 | 0 | 234 | 188917.7484 | 9672.7753
t5616 | 0 | 0 | 234 | 188917.7484 | 9672.7753
t5617 | 0 | 0 | 235 | 527467.0434 | 27006.8335
t5618 | 0 | 0 | 235 | 527467.0434 | 27006.8335
t5619 | 0 | 0 | 235 | 527467.0434 | 27006.8335
t5620 | 0 | 0 | 235 | 527467.0434 | 27006.8335
t5621 | 8690.0354 | 444.9384 | 235 | 527467.0434 | 27006.8335
t5622 | 158593.1457 | 8120.1257 | 235 | 527467.0434 | 27006.8335
t5623 | 484469.4725 | 24805.3154 | 235 | 527467.0434 | 27006.8335
t5624 | 1008044.1043 | 51612.8536 | 235 | 527467.0434 | 27006.8335
t5625 | 1375198.0992 | 70411.5007 | 235 | 527467.0434 | 27006.8335
t5626 | 1583758.9484 | 81090.0221 | 235 | 527467.0434 | 27006.8335
t5627 | 1679349.3376 | 85984.3444 | 235 | 527467.0434 | 27006.8335
t5628 | 1642416.6872 | 84093.3563 | 235 | 527467.0434 | 27006.8335
t5629 | 1488168.5592 | 76195.6998 | 235 | 527467.0434 | 27006.8335
t5630 | 1247020.0773 | 63848.6594 | 235 | 527467.0434 | 27006.8335
t5631 | 955903.892 | 48943.2232 | 235 | 527467.0434 | 27006.8335
t5632 | 630027.5652 | 32258.0335 | 235 | 527467.0434 | 27006.8335
t5633 | 315013.7826 | 16129.0167 | 235 | 527467.0434 | 27006.8335
t5634 | 82555.3361 | 4226.9147 | 235 | 527467.0434 | 27006.8335
t5635 | 0 | 0 | 235 | 527467.0434 | 27006.8335
t5636 | 0 | 0 | 235 | 527467.0434 | 27006.8335
t5637 | 0 | 0 | 235 | 527467.0434 | 27006.8335
t5638 | 0 | 0 | 235 | 527467.0434 | 27006.8335
t5639 | 0 | 0 | 235 | 527467.0434 | 27006.8335
t5640 | 0 | 0 | 235 | 527467.0434 | 27006.8335
t5641 | 0 | 0 | 236 | 565938.5543 | 28976.6128
t5642 | 0 | 0 | 236 | 565938.5543 | 28976.6128
t5643 | 0 | 0 | 236 | 565938.5543 | 28976.6128
t5644 | 0 | 0 | 236 | 565938.5543 | 28976.6128
t5645 | 0 | 0 | 236 | 565938.5543 | 28976.6128
t5646 | 210733.358 | 10789.756 | 236 | 565938.5543 | 28976.6128
t5647 | 656097.6713 | 33592.8487 | 236 | 565938.5543 | 28976.6128
t5648 | 1116669.5466 | 57174.5835 | 236 | 565938.5543 | 28976.6128
t5649 | 1477306.0149 | 75639.5268 | 236 | 565938.5543 | 28976.6128
t5650 | 1688039.3729 | 86429.2828 | 236 | 565938.5543 | 28976.6128
t5651 | 1714109.4791 | 87764.098 | 236 | 565938.5543 | 28976.6128
t5652 | 1590276.4749 | 81423.7259 | 236 | 565938.5543 | 28976.6128
t5653 | 1479478.5238 | 75750.7614 | 236 | 565938.5543 | 28976.6128
t5654 | 1327402.9046 | 67964.3395 | 236 | 565938.5543 | 28976.6128
t5655 | 1047149.2635 | 53615.0764 | 236 | 565938.5543 | 28976.6128
t5656 | 762550.6048 | 39043.344 | 236 | 565938.5543 | 28976.6128
t5657 | 408431.663 | 20912.1045 | 236 | 565938.5543 | 28976.6128
t5658 | 104280.4246 | 5339.2607 | 236 | 565938.5543 | 28976.6128
t5659 | 0 | 0 | 236 | 565938.5543 | 28976.6128
t5660 | 0 | 0 | 236 | 565938.5543 | 28976.6128
t5661 | 0 | 0 | 236 | 565938.5543 | 28976.6128
t5662 | 0 | 0 | 236 | 565938.5543 | 28976.6128
t5663 | 0 | 0 | 236 | 565938.5543 | 28976.6128
t5664 | 0 | 0 | 236 | 565938.5543 | 28976.6128
t5665 | 0 | 0 | 237 | 535432.9092 | 27414.6937
t5666 | 0 | 0 | 237 | 535432.9092 | 27414.6937
t5667 | 0 | 0 | 237 | 535432.9092 | 27414.6937
t5668 | 0 | 0 | 237 | 535432.9092 | 27414.6937
t5669 | 2172.5088 | 111.2346 | 237 | 535432.9092 | 27414.6937
t5670 | 199870.8138 | 10233.583 | 237 | 535432.9092 | 27414.6937
t5671 | 534437.176 | 27363.7112 | 237 | 535432.9092 | 27414.6937
t5672 | 869003.5382 | 44493.8393 | 237 | 535432.9092 | 27414.6937
t5673 | 1114497.0377 | 57063.3489 | 237 | 535432.9092 | 27414.6937
t5674 | 1412130.7496 | 72302.4889 | 237 | 535432.9092 | 27414.6937
t5675 | 1696729.4083 | 86874.2212 | 237 | 535432.9092 | 27414.6937
t5676 | 1668486.7933 | 85428.1714 | 237 | 535432.9092 | 27414.6937
t5677 | 1570723.8953 | 80422.6145 | 237 | 535432.9092 | 27414.6937
t5678 | 1362163.0461 | 69744.0931 | 237 | 535432.9092 | 27414.6937
t5679 | 1079736.8962 | 55283.5953 | 237 | 535432.9092 | 27414.6937
t5680 | 812518.3082 | 41601.7397 | 237 | 535432.9092 | 27414.6937
t5681 | 432329.2603 | 22135.685 | 237 | 535432.9092 | 27414.6937
t5682 | 95590.3892 | 4894.3223 | 237 | 535432.9092 | 27414.6937
t5683 | 0 | 0 | 237 | 535432.9092 | 27414.6937
t5684 | 0 | 0 | 237 | 535432.9092 | 27414.6937
t5685 | 0 | 0 | 237 | 535432.9092 | 27414.6937
t5686 | 0 | 0 | 237 | 535432.9092 | 27414.6937
t5687 | 0 | 0 | 237 | 535432.9092 | 27414.6937
t5688 | 0 | 0 | 237 | 535432.9092 | 27414.6937
t5689 | 0 | 0 | 238 | 646049.8179 | 32911.5368
t5690 | 0 | 0 | 238 | 646049.8179 | 32911.5368
t5691 | 0 | 0 | 238 | 646049.8179 | 32911.5368
t5692 | 0 | 0 | 238 | 646049.8179 | 32911.5368
t5693 | 0 | 0 | 238 | 646049.8179 | 32911.5368
t5694 | 202043.3226 | 10344.8176 | 238 | 646049.8179 | 32911.5368
t5695 | 656097.6713 | 33592.8487 | 238 | 646049.8179 | 32911.5368
t5696 | 1116669.5466 | 57174.5835 | 238 | 646049.8179 | 32911.5368
t5697 | 1494686.0857 | 76529.4036 | 238 | 646049.8179 | 32911.5368
t5698 | 1761904.6737 | 90211.2592 | 238 | 646049.8179 | 32911.5368
t5699 | 1918325.3106 | 97552.7427 | 238 | 646049.8179 | 32911.5368
t5700 | 1970465.5229 | 97552.7427 | 238 | 646049.8179 | 32911.5368
t5701 | 1879220.1513 | 96217.9275 | 238 | 646049.8179 | 32911.5368
t5702 | 1657624.2491 | 84871.9985 | 238 | 646049.8179 | 32911.5368
t5703 | 1344782.9754 | 68854.2163 | 238 | 646049.8179 | 32911.5368
t5704 | 942868.8389 | 48275.8156 | 238 | 646049.8179 | 32911.5368
t5705 | 473606.9283 | 24249.1424 | 238 | 646049.8179 | 32911.5368
t5706 | 86900.3538 | 4449.3839 | 238 | 646049.8179 | 32911.5368
t5707 | 0 | 0 | 238 | 646049.8179 | 32911.5368
t5708 | 0 | 0 | 238 | 646049.8179 | 32911.5368
t5709 | 0 | 0 | 238 | 646049.8179 | 32911.5368
t5710 | 0 | 0 | 238 | 646049.8179 | 32911.5368
t5711 | 0 | 0 | 238 | 646049.8179 | 32911.5368
t5712 | 0 | 0 | 238 | 646049.8179 | 32911.5368
t5713 | 0 | 0 | 239 | 645778.2543 | 32753.9544
t5714 | 0 | 0 | 239 | 645778.2543 | 32753.9544
t5715 | 0 | 0 | 239 | 645778.2543 | 32753.9544
t5716 | 0 | 0 | 239 | 645778.2543 | 32753.9544
t5717 | 2172.5088 | 111.2346 | 239 | 645778.2543 | 32753.9544
t5718 | 189008.2696 | 9677.41 | 239 | 645778.2543 | 32753.9544
t5719 | 656097.6713 | 33592.8487 | 239 | 645778.2543 | 32753.9544
t5720 | 1168809.7589 | 59844.2139 | 239 | 645778.2543 | 32753.9544
t5721 | 1564206.3688 | 80088.9107 | 239 | 645778.2543 | 32753.9544
t5722 | 1835769.9744 | 93993.2355 | 239 | 645778.2543 | 32753.9544
t5723 | 1974810.5406 | 97552.7427 | 239 | 645778.2543 | 32753.9544
t5724 | 1981328.0671 | 97552.7427 | 239 | 645778.2543 | 32753.9544
t5725 | 1870530.116 | 95772.9891 | 239 | 645778.2543 | 32753.9544
t5726 | 1659796.758 | 84983.2331 | 239 | 645778.2543 | 32753.9544
t5727 | 1296987.7808 | 66407.0551 | 239 | 645778.2543 | 32753.9544
t5728 | 808173.2905 | 41379.2705 | 239 | 645778.2543 | 32753.9544
t5729 | 408431.663 | 20912.1045 | 239 | 645778.2543 | 32753.9544
t5730 | 82555.3361 | 4226.9147 | 239 | 645778.2543 | 32753.9544
t5731 | 0 | 0 | 239 | 645778.2543 | 32753.9544
t5732 | 0 | 0 | 239 | 645778.2543 | 32753.9544
t5733 | 0 | 0 | 239 | 645778.2543 | 32753.9544
t5734 | 0 | 0 | 239 | 645778.2543 | 32753.9544
t5735 | 0 | 0 | 239 | 645778.2543 | 32753.9544
t5736 | 0 | 0 | 239 | 645778.2543 | 32753.9544
t5737 | 0 | 0 | 240 | 674926.0813 | 33940.4568
t5738 | 0 | 0 | 240 | 674926.0813 | 33940.4568
t5739 | 0 | 0 | 240 | 674926.0813 | 33940.4568
t5740 | 0 | 0 | 240 | 674926.0813 | 33940.4568
t5741 | 0 | 0 | 240 | 674926.0813 | 33940.4568
t5742 | 197698.3049 | 10122.3484 | 240 | 674926.0813 | 33940.4568
t5743 | 688685.304 | 35261.3676 | 240 | 674926.0813 | 33940.4568
t5744 | 1181844.8119 | 60511.6214 | 240 | 674926.0813 | 33940.4568
t5745 | 1588103.9661 | 81312.4913 | 240 | 674926.0813 | 33940.4568
t5746 | 1859667.5717 | 95216.8161 | 240 | 674926.0813 | 33940.4568
t5747 | 2011743.1909 | 97552.7427 | 240 | 674926.0813 | 33940.4568
t5748 | 2039985.8059 | 97552.7427 | 240 | 674926.0813 | 33940.4568
t5749 | 1953085.4521 | 97552.7427 | 240 | 674926.0813 | 33940.4568
t5750 | 1742352.0941 | 89210.1478 | 240 | 674926.0813 | 33940.4568
t5751 | 1412130.7496 | 72302.4889 | 240 | 674926.0813 | 33940.4568
t5752 | 973283.9628 | 49833.1 | 240 | 674926.0813 | 33940.4568
t5753 | 475779.4372 | 24360.377 | 240 | 674926.0813 | 33940.4568
t5754 | 73865.3007 | 3781.9763 | 240 | 674926.0813 | 33940.4568
t5755 | 0 | 0 | 240 | 674926.0813 | 33940.4568
t5756 | 0 | 0 | 240 | 674926.0813 | 33940.4568
t5757 | 0 | 0 | 240 | 674926.0813 | 33940.4568
t5758 | 0 | 0 | 240 | 674926.0813 | 33940.4568
t5759 | 0 | 0 | 240 | 674926.0813 | 33940.4568
t5760 | 0 | 0 | 240 | 674926.0813 | 33940.4568
t5761 | 0 | 0 | 241 | 201500.1954 | 10317.009
t5762 | 0 | 0 | 241 | 201500.1954 | 10317.009
t5763 | 0 | 0 | 241 | 201500.1954 | 10317.009
t5764 | 0 | 0 | 241 | 201500.1954 | 10317.009
t5765 | 0 | 0 | 241 | 201500.1954 | 10317.009
t5766 | 67347.7742 | 3448.2725 | 241 | 201500.1954 | 10317.009
t5767 | 130350.5307 | 6674.0759 | 241 | 201500.1954 | 10317.009
t5768 | 208560.8492 | 10678.5214 | 241 | 201500.1954 | 10317.009
t5769 | 230285.9376 | 11790.8674 | 241 | 201500.1954 | 10317.009
t5770 | 269391.0968 | 13793.0902 | 241 | 201500.1954 | 10317.009
t5771 | 343256.3976 | 17575.0665 | 241 | 201500.1954 | 10317.009
t5772 | 530092.1583 | 27141.242 | 241 | 201500.1954 | 10317.009
t5773 | 677822.7598 | 34705.1947 | 241 | 201500.1954 | 10317.009
t5774 | 771240.6401 | 39488.2824 | 241 | 201500.1954 | 10317.009
t5775 | 727790.4632 | 37263.5904 | 241 | 201500.1954 | 10317.009
t5776 | 540954.7025 | 27697.415 | 241 | 201500.1954 | 10317.009
t5777 | 278081.1322 | 14238.0286 | 241 | 201500.1954 | 10317.009
t5778 | 60830.2477 | 3114.5688 | 241 | 201500.1954 | 10317.009
t5779 | 0 | 0 | 241 | 201500.1954 | 10317.009
t5780 | 0 | 0 | 241 | 201500.1954 | 10317.009
t5781 | 0 | 0 | 241 | 201500.1954 | 10317.009
t5782 | 0 | 0 | 241 | 201500.1954 | 10317.009
t5783 | 0 | 0 | 241 | 201500.1954 | 10317.009
t5784 | 0 | 0 | 241 | 201500.1954 | 10317.009
t5785 | 0 | 0 | 242 | 284417.6164 | 14562.4628
t5786 | 0 | 0 | 242 | 284417.6164 | 14562.4628
t5787 | 0 | 0 | 242 | 284417.6164 | 14562.4628
t5788 | 0 | 0 | 242 | 284417.6164 | 14562.4628
t5789 | 0 | 0 | 242 | 284417.6164 | 14562.4628
t5790 | 106452.9334 | 5450.4953 | 242 | 284417.6164 | 14562.4628
t5791 | 332393.8534 | 17018.8935 | 242 | 284417.6164 | 14562.4628
t5792 | 514884.5964 | 26362.5998 | 242 | 284417.6164 | 14562.4628
t5793 | 716927.919 | 36707.4174 | 242 | 284417.6164 | 14562.4628
t5794 | 875521.0647 | 44827.5431 | 242 | 284417.6164 | 14562.4628
t5795 | 903763.6797 | 46273.5929 | 242 | 284417.6164 | 14562.4628
t5796 | 810345.7994 | 41490.5051 | 242 | 284417.6164 | 14562.4628
t5797 | 749515.5517 | 38375.9364 | 242 | 284417.6164 | 14562.4628
t5798 | 590922.406 | 30255.8107 | 242 | 284417.6164 | 14562.4628
t5799 | 534437.176 | 27363.7112 | 242 | 284417.6164 | 14562.4628
t5800 | 397569.1187 | 20355.9315 | 242 | 284417.6164 | 14562.4628
t5801 | 234630.9553 | 12013.3366 | 242 | 284417.6164 | 14562.4628
t5802 | 58657.7388 | 3003.3342 | 242 | 284417.6164 | 14562.4628
t5803 | 0 | 0 | 242 | 284417.6164 | 14562.4628
t5804 | 0 | 0 | 242 | 284417.6164 | 14562.4628
t5805 | 0 | 0 | 242 | 284417.6164 | 14562.4628
t5806 | 0 | 0 | 242 | 284417.6164 | 14562.4628
t5807 | 0 | 0 | 242 | 284417.6164 | 14562.4628
t5808 | 0 | 0 | 242 | 284417.6164 | 14562.4628
t5809 | 0 | 0 | 243 | 280706.2471 | 14372.437
t5810 | 0 | 0 | 243 | 280706.2471 | 14372.437
t5811 | 0 | 0 | 243 | 280706.2471 | 14372.437
t5812 | 0 | 0 | 243 | 280706.2471 | 14372.437
t5813 | 0 | 0 | 243 | 280706.2471 | 14372.437
t5814 | 82555.3361 | 4226.9147 | 243 | 280706.2471 | 14372.437
t5815 | 238975.973 | 12235.8058 | 243 | 280706.2471 | 14372.437
t5816 | 438846.7868 | 22469.3888 | 243 | 280706.2471 | 14372.437
t5817 | 697375.3394 | 35706.306 | 243 | 280706.2471 | 14372.437
t5818 | 866831.0294 | 44382.6047 | 243 | 280706.2471 | 14372.437
t5819 | 945041.3478 | 48387.0502 | 243 | 280706.2471 | 14372.437
t5820 | 960248.9097 | 49165.6924 | 243 | 280706.2471 | 14372.437
t5821 | 869003.5382 | 44493.8393 | 243 | 280706.2471 | 14372.437
t5822 | 721272.9367 | 36929.8866 | 243 | 280706.2471 | 14372.437
t5823 | 473606.9283 | 24249.1424 | 243 | 280706.2471 | 14372.437
t5824 | 278081.1322 | 14238.0286 | 243 | 280706.2471 | 14372.437
t5825 | 130350.5307 | 6674.0759 | 243 | 280706.2471 | 14372.437
t5826 | 34760.1415 | 1779.7536 | 243 | 280706.2471 | 14372.437
t5827 | 0 | 0 | 243 | 280706.2471 | 14372.437
t5828 | 0 | 0 | 243 | 280706.2471 | 14372.437
t5829 | 0 | 0 | 243 | 280706.2471 | 14372.437
t5830 | 0 | 0 | 243 | 280706.2471 | 14372.437
t5831 | 0 | 0 | 243 | 280706.2471 | 14372.437
t5832 | 0 | 0 | 243 | 280706.2471 | 14372.437
t5833 | 0 | 0 | 244 | 449075.6826 | 22993.1184
t5834 | 0 | 0 | 244 | 449075.6826 | 22993.1184
t5835 | 0 | 0 | 244 | 449075.6826 | 22993.1184
t5836 | 0 | 0 | 244 | 449075.6826 | 22993.1184
t5837 | 0 | 0 | 244 | 449075.6826 | 22993.1184
t5838 | 117315.4777 | 6006.6683 | 244 | 449075.6826 | 22993.1184
t5839 | 408431.663 | 20912.1045 | 244 | 449075.6826 | 22993.1184
t5840 | 771240.6401 | 39488.2824 | 244 | 449075.6826 | 22993.1184
t5841 | 1073219.3697 | 54949.8915 | 244 | 449075.6826 | 22993.1184
t5842 | 1355645.5196 | 69410.3893 | 244 | 449075.6826 | 22993.1184
t5843 | 1503376.1211 | 76974.342 | 244 | 449075.6826 | 22993.1184
t5844 | 1496858.5945 | 76640.6382 | 244 | 449075.6826 | 22993.1184
t5845 | 1333920.4311 | 68298.0433 | 244 | 449075.6826 | 22993.1184
t5846 | 1112324.5289 | 56952.1143 | 244 | 449075.6826 | 22993.1184
t5847 | 829898.379 | 42491.6165 | 244 | 449075.6826 | 22993.1184
t5848 | 454054.3487 | 23248.031 | 244 | 449075.6826 | 22993.1184
t5849 | 267218.588 | 13681.8556 | 244 | 449075.6826 | 22993.1184
t5850 | 54312.7211 | 2780.865 | 244 | 449075.6826 | 22993.1184
t5851 | 0 | 0 | 244 | 449075.6826 | 22993.1184
t5852 | 0 | 0 | 244 | 449075.6826 | 22993.1184
t5853 | 0 | 0 | 244 | 449075.6826 | 22993.1184
t5854 | 0 | 0 | 244 | 449075.6826 | 22993.1184
t5855 | 0 | 0 | 244 | 449075.6826 | 22993.1184
t5856 | 0 | 0 | 244 | 449075.6826 | 22993.1184
t5857 | 0 | 0 | 245 | 619255.5422 | 31474.7565
t5858 | 0 | 0 | 245 | 619255.5422 | 31474.7565
t5859 | 0 | 0 | 245 | 619255.5422 | 31474.7565
t5860 | 0 | 0 | 245 | 619255.5422 | 31474.7565
t5861 | 0 | 0 | 245 | 619255.5422 | 31474.7565
t5862 | 158593.1457 | 8120.1257 | 245 | 619255.5422 | 31474.7565
t5863 | 553989.7556 | 28364.8226 | 245 | 619255.5422 | 31474.7565
t5864 | 916798.7328 | 46941.0005 | 245 | 619255.5422 | 31474.7565
t5865 | 1292642.7631 | 66184.586 | 245 | 619255.5422 | 31474.7565
t5866 | 1642416.6872 | 84093.3563 | 245 | 619255.5422 | 31474.7565
t5867 | 1924842.8371 | 97552.7427 | 245 | 619255.5422 | 31474.7565
t5868 | 1992190.6113 | 97552.7427 | 245 | 619255.5422 | 31474.7565
t5869 | 1907462.7663 | 97552.7427 | 245 | 619255.5422 | 31474.7565
t5870 | 1698901.9172 | 86985.4558 | 245 | 619255.5422 | 31474.7565
t5871 | 1370853.0815 | 70189.0315 | 245 | 619255.5422 | 31474.7565
t5872 | 927661.277 | 47497.1734 | 245 | 619255.5422 | 31474.7565
t5873 | 427984.2426 | 21913.2159 | 245 | 619255.5422 | 31474.7565
t5874 | 47795.1946 | 2447.1612 | 245 | 619255.5422 | 31474.7565
t5875 | 0 | 0 | 245 | 619255.5422 | 31474.7565
t5876 | 0 | 0 | 245 | 619255.5422 | 31474.7565
t5877 | 0 | 0 | 245 | 619255.5422 | 31474.7565
t5878 | 0 | 0 | 245 | 619255.5422 | 31474.7565
t5879 | 0 | 0 | 245 | 619255.5422 | 31474.7565
t5880 | 0 | 0 | 245 | 619255.5422 | 31474.7565
t5881 | 0 | 0 | 246 | 653472.5565 | 33004.2323
t5882 | 0 | 0 | 246 | 653472.5565 | 33004.2323
t5883 | 0 | 0 | 246 | 653472.5565 | 33004.2323
t5884 | 0 | 0 | 246 | 653472.5565 | 33004.2323
t5885 | 0 | 0 | 246 | 653472.5565 | 33004.2323
t5886 | 132523.0396 | 6785.3105 | 246 | 653472.5565 | 33004.2323
t5887 | 580059.8617 | 29699.6377 | 246 | 653472.5565 | 33004.2323
t5888 | 1140567.1439 | 58398.1641 | 246 | 653472.5565 | 33004.2323
t5889 | 1546826.298 | 79199.0339 | 246 | 653472.5565 | 33004.2323
t5890 | 1827079.9391 | 93548.2971 | 246 | 653472.5565 | 33004.2323
t5891 | 1983500.5759 | 97552.7427 | 246 | 653472.5565 | 33004.2323
t5892 | 2018260.7175 | 97552.7427 | 246 | 653472.5565 | 33004.2323
t5893 | 1927015.346 | 97552.7427 | 246 | 653472.5565 | 33004.2323
t5894 | 1718454.4968 | 87986.5672 | 246 | 653472.5565 | 33004.2323
t5895 | 1388233.1523 | 71078.9083 | 246 | 653472.5565 | 33004.2323
t5896 | 942868.8389 | 48275.8156 | 246 | 653472.5565 | 33004.2323
t5897 | 436674.2779 | 22358.1542 | 246 | 653472.5565 | 33004.2323
t5898 | 41277.6681 | 2113.4574 | 246 | 653472.5565 | 33004.2323
t5899 | 0 | 0 | 246 | 653472.5565 | 33004.2323
t5900 | 0 | 0 | 246 | 653472.5565 | 33004.2323
t5901 | 0 | 0 | 246 | 653472.5565 | 33004.2323
t5902 | 0 | 0 | 246 | 653472.5565 | 33004.2323
t5903 | 0 | 0 | 246 | 653472.5565 | 33004.2323
t5904 | 0 | 0 | 246 | 653472.5565 | 33004.2323
t5905 | 0 | 0 | 247 | 648946.4964 | 32879.0933
t5906 | 0 | 0 | 247 | 648946.4964 | 32879.0933
t5907 | 0 | 0 | 247 | 648946.4964 | 32879.0933
t5908 | 0 | 0 | 247 | 648946.4964 | 32879.0933
t5909 | 0 | 0 | 247 | 648946.4964 | 32879.0933
t5910 | 154248.128 | 7897.6565 | 247 | 648946.4964 | 32879.0933
t5911 | 636545.0917 | 32591.7373 | 247 | 648946.4964 | 32879.0933
t5912 | 1140567.1439 | 58398.1641 | 247 | 648946.4964 | 32879.0933
t5913 | 1544653.7891 | 79087.7993 | 247 | 648946.4964 | 32879.0933
t5914 | 1822734.9214 | 93325.8279 | 247 | 648946.4964 | 32879.0933
t5915 | 1972638.0317 | 97552.7427 | 247 | 648946.4964 | 32879.0933
t5916 | 2000880.6467 | 97552.7427 | 247 | 648946.4964 | 32879.0933
t5917 | 1905290.2575 | 97552.7427 | 247 | 648946.4964 | 32879.0933
t5918 | 1690211.8818 | 86540.5174 | 247 | 648946.4964 | 32879.0933
t5919 | 1353473.0107 | 69299.1547 | 247 | 648946.4964 | 32879.0933
t5920 | 908108.6974 | 46496.0621 | 247 | 648946.4964 | 32879.0933
t5921 | 408431.663 | 20912.1045 | 247 | 648946.4964 | 32879.0933
t5922 | 36932.6504 | 1890.9882 | 247 | 648946.4964 | 32879.0933
t5923 | 0 | 0 | 247 | 648946.4964 | 32879.0933
t5924 | 0 | 0 | 247 | 648946.4964 | 32879.0933
t5925 | 0 | 0 | 247 | 648946.4964 | 32879.0933
t5926 | 0 | 0 | 247 | 648946.4964 | 32879.0933
t5927 | 0 | 0 | 247 | 648946.4964 | 32879.0933
t5928 | 0 | 0 | 247 | 648946.4964 | 32879.0933
t5929 | 0 | 0 | 248 | 230557.5012 | 11804.7717
t5930 | 0 | 0 | 248 | 230557.5012 | 11804.7717
t5931 | 0 | 0 | 248 | 230557.5012 | 11804.7717
t5932 | 0 | 0 | 248 | 230557.5012 | 11804.7717
t5933 | 0 | 0 | 248 | 230557.5012 | 11804.7717
t5934 | 69520.2831 | 3559.5071 | 248 | 230557.5012 | 11804.7717
t5935 | 225940.9199 | 11568.3982 | 248 | 230557.5012 | 11804.7717
t5936 | 412776.6806 | 21134.5737 | 248 | 230557.5012 | 11804.7717
t5937 | 603957.459 | 30923.2183 | 248 | 230557.5012 | 11804.7717
t5938 | 756033.0782 | 38709.6402 | 248 | 230557.5012 | 11804.7717
t5939 | 832070.8878 | 42602.8511 | 248 | 230557.5012 | 11804.7717
t5940 | 799483.2551 | 40934.3322 | 248 | 230557.5012 | 11804.7717
t5941 | 684340.2863 | 35038.8984 | 248 | 230557.5012 | 11804.7717
t5942 | 501849.5433 | 25695.1922 | 248 | 230557.5012 | 11804.7717
t5943 | 341083.8887 | 17463.8319 | 248 | 230557.5012 | 11804.7717
t5944 | 206388.3403 | 10567.2868 | 248 | 230557.5012 | 11804.7717
t5945 | 89072.8627 | 4560.6185 | 248 | 230557.5012 | 11804.7717
t5946 | 10862.5442 | 556.173 | 248 | 230557.5012 | 11804.7717
t5947 | 0 | 0 | 248 | 230557.5012 | 11804.7717
t5948 | 0 | 0 | 248 | 230557.5012 | 11804.7717
t5949 | 0 | 0 | 248 | 230557.5012 | 11804.7717
t5950 | 0 | 0 | 248 | 230557.5012 | 11804.7717
t5951 | 0 | 0 | 248 | 230557.5012 | 11804.7717
t5952 | 0 | 0 | 248 | 230557.5012 | 11804.7717
t5953 | 0 | 0 | 249 | 544394.5082 | 27873.5364
t5954 | 0 | 0 | 249 | 544394.5082 | 27873.5364
t5955 | 0 | 0 | 249 | 544394.5082 | 27873.5364
t5956 | 0 | 0 | 249 | 544394.5082 | 27873.5364
t5957 | 0 | 0 | 249 | 544394.5082 | 27873.5364
t5958 | 117315.4777 | 6006.6683 | 249 | 544394.5082 | 27873.5364
t5959 | 493159.5079 | 25250.2538 | 249 | 544394.5082 | 27873.5364
t5960 | 925488.7682 | 47385.9389 | 249 | 544394.5082 | 27873.5364
t5961 | 1277435.2011 | 65405.9438 | 249 | 544394.5082 | 27873.5364
t5962 | 1522928.7007 | 77975.4534 | 249 | 544394.5082 | 27873.5364
t5963 | 1690211.8818 | 86540.5174 | 249 | 544394.5082 | 27873.5364
t5964 | 1755387.1472 | 89877.5554 | 249 | 544394.5082 | 27873.5364
t5965 | 1679349.3376 | 85984.3444 | 249 | 544394.5082 | 27873.5364
t5966 | 1485996.0503 | 76084.4652 | 249 | 544394.5082 | 27873.5364
t5967 | 1140567.1439 | 58398.1641 | 249 | 544394.5082 | 27873.5364
t5968 | 688685.304 | 35261.3676 | 249 | 544394.5082 | 27873.5364
t5969 | 267218.588 | 13681.8556 | 249 | 544394.5082 | 27873.5364
t5970 | 21725.0885 | 1112.346 | 249 | 544394.5082 | 27873.5364
t5971 | 0 | 0 | 249 | 544394.5082 | 27873.5364
t5972 | 0 | 0 | 249 | 544394.5082 | 27873.5364
t5973 | 0 | 0 | 249 | 544394.5082 | 27873.5364
t5974 | 0 | 0 | 249 | 544394.5082 | 27873.5364
t5975 | 0 | 0 | 249 | 544394.5082 | 27873.5364
t5976 | 0 | 0 | 249 | 544394.5082 | 27873.5364
t5977 | 0 | 0 | 250 | 299082.0511 | 15313.2964
t5978 | 0 | 0 | 250 | 299082.0511 | 15313.2964
t5979 | 0 | 0 | 250 | 299082.0511 | 15313.2964
t5980 | 0 | 0 | 250 | 299082.0511 | 15313.2964
t5981 | 0 | 0 | 250 | 299082.0511 | 15313.2964
t5982 | 49967.7034 | 2558.3958 | 250 | 299082.0511 | 15313.2964
t5983 | 234630.9553 | 12013.3366 | 250 | 299082.0511 | 15313.2964
t5984 | 530092.1583 | 27141.242 | 250 | 299082.0511 | 15313.2964
t5985 | 845105.9409 | 43270.2587 | 250 | 299082.0511 | 15313.2964
t5986 | 1092771.9493 | 55951.0029 | 250 | 299082.0511 | 15313.2964
t5987 | 1170982.2677 | 59955.4485 | 250 | 299082.0511 | 15313.2964
t5988 | 1031941.7016 | 52836.4342 | 250 | 299082.0511 | 15313.2964
t5989 | 866831.0294 | 44382.6047 | 250 | 299082.0511 | 15313.2964
t5990 | 593094.9148 | 30367.0453 | 250 | 299082.0511 | 15313.2964
t5991 | 369326.5037 | 18909.8817 | 250 | 299082.0511 | 15313.2964
t5992 | 245493.4995 | 12569.5096 | 250 | 299082.0511 | 15313.2964
t5993 | 130350.5307 | 6674.0759 | 250 | 299082.0511 | 15313.2964
t5994 | 17380.0708 | 889.8768 | 250 | 299082.0511 | 15313.2964
t5995 | 0 | 0 | 250 | 299082.0511 | 15313.2964
t5996 | 0 | 0 | 250 | 299082.0511 | 15313.2964
t5997 | 0 | 0 | 250 | 299082.0511 | 15313.2964
t5998 | 0 | 0 | 250 | 299082.0511 | 15313.2964
t5999 | 0 | 0 | 250 | 299082.0511 | 15313.2964
t6000 | 0 | 0 | 250 | 299082.0511 | 15313.2964
t6001 | 0 | 0 | 251 | 505470.3914 | 25880.5832
t6002 | 0 | 0 | 251 | 505470.3914 | 25880.5832
t6003 | 0 | 0 | 251 | 505470.3914 | 25880.5832
t6004 | 0 | 0 | 251 | 505470.3914 | 25880.5832
t6005 | 0 | 0 | 251 | 505470.3914 | 25880.5832
t6006 | 123833.0042 | 6340.3721 | 251 | 505470.3914 | 25880.5832
t6007 | 553989.7556 | 28364.8226 | 251 | 505470.3914 | 25880.5832
t6008 | 1010216.6132 | 51724.0882 | 251 | 505470.3914 | 25880.5832
t6009 | 1355645.5196 | 69410.3893 | 251 | 505470.3914 | 25880.5832
t6010 | 1305677.8161 | 66851.9935 | 251 | 505470.3914 | 25880.5832
t6011 | 1260055.1304 | 64516.067 | 251 | 505470.3914 | 25880.5832
t6012 | 1383888.1346 | 70856.4391 | 251 | 505470.3914 | 25880.5832
t6013 | 1294815.2719 | 66295.8206 | 251 | 505470.3914 | 25880.5832
t6014 | 1446890.8911 | 74082.2424 | 251 | 505470.3914 | 25880.5832
t6015 | 1212259.9358 | 62068.9058 | 251 | 505470.3914 | 25880.5832
t6016 | 812518.3082 | 41601.7397 | 251 | 505470.3914 | 25880.5832
t6017 | 349773.9241 | 17908.7703 | 251 | 505470.3914 | 25880.5832
t6018 | 21725.0885 | 1112.346 | 251 | 505470.3914 | 25880.5832
t6019 | 0 | 0 | 251 | 505470.3914 | 25880.5832
t6020 | 0 | 0 | 251 | 505470.3914 | 25880.5832
t6021 | 0 | 0 | 251 | 505470.3914 | 25880.5832
t6022 | 0 | 0 | 251 | 505470.3914 | 25880.5832
t6023 | 0 | 0 | 251 | 505470.3914 | 25880.5832
t6024 | 0 | 0 | 251 | 505470.3914 | 25880.5832
t6025 | 0 | 0 | 252 | 571460.3476 | 29259.3341
t6026 | 0 | 0 | 252 | 571460.3476 | 29259.3341
t6027 | 0 | 0 | 252 | 571460.3476 | 29259.3341
t6028 | 0 | 0 | 252 | 571460.3476 | 29259.3341
t6029 | 0 | 0 | 252 | 571460.3476 | 29259.3341
t6030 | 84727.845 | 4338.1493 | 252 | 571460.3476 | 29259.3341
t6031 | 473606.9283 | 24249.1424 | 252 | 571460.3476 | 29259.3341
t6032 | 1021079.1574 | 52280.2612 | 252 | 571460.3476 | 29259.3341
t6033 | 1444718.3823 | 73971.0078 | 252 | 571460.3476 | 29259.3341
t6034 | 1731489.5499 | 88653.9748 | 252 | 571460.3476 | 29259.3341
t6035 | 1890082.6956 | 96774.1005 | 252 | 571460.3476 | 29259.3341
t6036 | 1890082.6956 | 96774.1005 | 252 | 571460.3476 | 29259.3341
t6037 | 1807527.3594 | 92547.1857 | 252 | 571460.3476 | 29259.3341
t6038 | 1555516.3334 | 79643.9723 | 252 | 571460.3476 | 29259.3341
t6039 | 1099289.4758 | 56284.7067 | 252 | 571460.3476 | 29259.3341
t6040 | 562679.791 | 28809.7609 | 252 | 571460.3476 | 29259.3341
t6041 | 141213.075 | 7230.2489 | 252 | 571460.3476 | 29259.3341
t6042 | 13035.0531 | 667.4076 | 252 | 571460.3476 | 29259.3341
t6043 | 0 | 0 | 252 | 571460.3476 | 29259.3341
t6044 | 0 | 0 | 252 | 571460.3476 | 29259.3341
t6045 | 0 | 0 | 252 | 571460.3476 | 29259.3341
t6046 | 0 | 0 | 252 | 571460.3476 | 29259.3341
t6047 | 0 | 0 | 252 | 571460.3476 | 29259.3341
t6048 | 0 | 0 | 252 | 571460.3476 | 29259.3341
t6049 | 0 | 0 | 253 | 597983.0597 | 30617.3232
t6050 | 0 | 0 | 253 | 597983.0597 | 30617.3232
t6051 | 0 | 0 | 253 | 597983.0597 | 30617.3232
t6052 | 0 | 0 | 253 | 597983.0597 | 30617.3232
t6053 | 0 | 0 | 253 | 597983.0597 | 30617.3232
t6054 | 104280.4246 | 5339.2607 | 253 | 597983.0597 | 30617.3232
t6055 | 540954.7025 | 27697.415 | 253 | 597983.0597 | 30617.3232
t6056 | 1040631.737 | 53281.3726 | 253 | 597983.0597 | 30617.3232
t6057 | 1449063.3999 | 74193.477 | 253 | 597983.0597 | 30617.3232
t6058 | 1740179.5852 | 89098.9132 | 253 | 597983.0597 | 30617.3232
t6059 | 1883565.169 | 96440.3967 | 253 | 597983.0597 | 30617.3232
t6060 | 1905290.2575 | 97552.7427 | 253 | 597983.0597 | 30617.3232
t6061 | 1801009.8329 | 92213.4819 | 253 | 597983.0597 | 30617.3232
t6062 | 1588103.9661 | 81312.4913 | 253 | 597983.0597 | 30617.3232
t6063 | 1223122.48 | 62625.0788 | 253 | 597983.0597 | 30617.3232
t6064 | 732135.4809 | 37486.0596 | 253 | 597983.0597 | 30617.3232
t6065 | 325876.3268 | 16685.1897 | 253 | 597983.0597 | 30617.3232
t6066 | 17380.0708 | 889.8768 | 253 | 597983.0597 | 30617.3232
t6067 | 0 | 0 | 253 | 597983.0597 | 30617.3232
t6068 | 0 | 0 | 253 | 597983.0597 | 30617.3232
t6069 | 0 | 0 | 253 | 597983.0597 | 30617.3232
t6070 | 0 | 0 | 253 | 597983.0597 | 30617.3232
t6071 | 0 | 0 | 253 | 597983.0597 | 30617.3232
t6072 | 0 | 0 | 253 | 597983.0597 | 30617.3232
t6073 | 0 | 0 | 254 | 587029.9943 | 30056.5154
t6074 | 0 | 0 | 254 | 587029.9943 | 30056.5154
t6075 | 0 | 0 | 254 | 587029.9943 | 30056.5154
t6076 | 0 | 0 | 254 | 587029.9943 | 30056.5154
t6077 | 0 | 0 | 254 | 587029.9943 | 30056.5154
t6078 | 97762.898 | 5005.5569 | 254 | 587029.9943 | 30056.5154
t6079 | 486641.9814 | 24916.55 | 254 | 587029.9943 | 30056.5154
t6080 | 990664.0335 | 50722.9768 | 254 | 587029.9943 | 30056.5154
t6081 | 1422993.2938 | 72858.6618 | 254 | 587029.9943 | 30056.5154
t6082 | 1683694.3553 | 86206.8136 | 254 | 587029.9943 | 30056.5154
t6083 | 1857495.0629 | 95105.5815 | 254 | 587029.9943 | 30056.5154
t6084 | 1894427.7133 | 96996.5697 | 254 | 587029.9943 | 30056.5154
t6085 | 1781457.2533 | 91212.3706 | 254 | 587029.9943 | 30056.5154
t6086 | 1590276.4749 | 81423.7259 | 254 | 587029.9943 | 30056.5154
t6087 | 1203569.9004 | 61623.9674 | 254 | 587029.9943 | 30056.5154
t6088 | 799483.2551 | 40934.3322 | 254 | 587029.9943 | 30056.5154
t6089 | 267218.588 | 13681.8556 | 254 | 587029.9943 | 30056.5154
t6090 | 13035.0531 | 667.4076 | 254 | 587029.9943 | 30056.5154
t6091 | 0 | 0 | 254 | 587029.9943 | 30056.5154
t6092 | 0 | 0 | 254 | 587029.9943 | 30056.5154
t6093 | 0 | 0 | 254 | 587029.9943 | 30056.5154
t6094 | 0 | 0 | 254 | 587029.9943 | 30056.5154
t6095 | 0 | 0 | 254 | 587029.9943 | 30056.5154
t6096 | 0 | 0 | 254 | 587029.9943 | 30056.5154
t6097 | 0 | 0 | 255 | 600789.217 | 30737.8273
t6098 | 0 | 0 | 255 | 600789.217 | 30737.8273
t6099 | 0 | 0 | 255 | 600789.217 | 30737.8273
t6100 | 0 | 0 | 255 | 600789.217 | 30737.8273
t6101 | 0 | 0 | 255 | 600789.217 | 30737.8273
t6102 | 95590.3892 | 4894.3223 | 255 | 600789.217 | 30737.8273
t6103 | 532264.6671 | 27252.4766 | 255 | 600789.217 | 30737.8273
t6104 | 1031941.7016 | 52836.4342 | 255 | 600789.217 | 30737.8273
t6105 | 1444718.3823 | 73971.0078 | 255 | 600789.217 | 30737.8273
t6106 | 1722799.5145 | 88209.0364 | 255 | 600789.217 | 30737.8273
t6107 | 1883565.169 | 96440.3967 | 255 | 600789.217 | 30737.8273
t6108 | 1916152.8017 | 97552.7427 | 255 | 600789.217 | 30737.8273
t6109 | 1822734.9214 | 93325.8279 | 255 | 600789.217 | 30737.8273
t6110 | 1603311.528 | 82091.1335 | 255 | 600789.217 | 30737.8273
t6111 | 1260055.1304 | 64516.067 | 255 | 600789.217 | 30737.8273
t6112 | 790793.2198 | 40489.3938 | 255 | 600789.217 | 30737.8273
t6113 | 304151.2384 | 15572.8438 | 255 | 600789.217 | 30737.8273
t6114 | 10862.5442 | 556.173 | 255 | 600789.217 | 30737.8273
t6115 | 0 | 0 | 255 | 600789.217 | 30737.8273
t6116 | 0 | 0 | 255 | 600789.217 | 30737.8273
t6117 | 0 | 0 | 255 | 600789.217 | 30737.8273
t6118 | 0 | 0 | 255 | 600789.217 | 30737.8273
t6119 | 0 | 0 | 255 | 600789.217 | 30737.8273
t6120 | 0 | 0 | 255 | 600789.217 | 30737.8273
t6121 | 0 | 0 | 256 | 586215.3035 | 30014.8024
t6122 | 0 | 0 | 256 | 586215.3035 | 30014.8024
t6123 | 0 | 0 | 256 | 586215.3035 | 30014.8024
t6124 | 0 | 0 | 256 | 586215.3035 | 30014.8024
t6125 | 0 | 0 | 256 | 586215.3035 | 30014.8024
t6126 | 84727.845 | 4338.1493 | 256 | 586215.3035 | 30014.8024
t6127 | 506194.561 | 25917.6614 | 256 | 586215.3035 | 30014.8024
t6128 | 1001526.5778 | 51279.1498 | 256 | 586215.3035 | 30014.8024
t6129 | 1416475.7673 | 72524.9581 | 256 | 586215.3035 | 30014.8024
t6130 | 1694556.8995 | 86762.9866 | 256 | 586215.3035 | 30014.8024
t6131 | 1850977.5364 | 94771.8777 | 256 | 586215.3035 | 30014.8024
t6132 | 1885737.6779 | 96551.6313 | 256 | 586215.3035 | 30014.8024
t6133 | 1783629.7621 | 91323.6052 | 256 | 586215.3035 | 30014.8024
t6134 | 1570723.8953 | 80422.6145 | 256 | 586215.3035 | 30014.8024
t6135 | 1229640.0065 | 62958.7826 | 256 | 586215.3035 | 30014.8024
t6136 | 760378.0959 | 38932.1094 | 256 | 586215.3035 | 30014.8024
t6137 | 275908.6234 | 14126.794 | 256 | 586215.3035 | 30014.8024
t6138 | 8690.0354 | 444.9384 | 256 | 586215.3035 | 30014.8024
t6139 | 0 | 0 | 256 | 586215.3035 | 30014.8024
t6140 | 0 | 0 | 256 | 586215.3035 | 30014.8024
t6141 | 0 | 0 | 256 | 586215.3035 | 30014.8024
t6142 | 0 | 0 | 256 | 586215.3035 | 30014.8024
t6143 | 0 | 0 | 256 | 586215.3035 | 30014.8024
t6144 | 0 | 0 | 256 | 586215.3035 | 30014.8024
t6145 | 0 | 0 | 257 | 143657.1474 | 7355.3878
t6146 | 0 | 0 | 257 | 143657.1474 | 7355.3878
t6147 | 0 | 0 | 257 | 143657.1474 | 7355.3878
t6148 | 0 | 0 | 257 | 143657.1474 | 7355.3878
t6149 | 0 | 0 | 257 | 143657.1474 | 7355.3878
t6150 | 8690.0354 | 444.9384 | 257 | 143657.1474 | 7355.3878
t6151 | 76037.8096 | 3893.2109 | 257 | 143657.1474 | 7355.3878
t6152 | 145558.0926 | 7452.7181 | 257 | 143657.1474 | 7355.3878
t6153 | 225940.9199 | 11568.3982 | 257 | 143657.1474 | 7355.3878
t6154 | 362808.9772 | 18576.1779 | 257 | 143657.1474 | 7355.3878
t6155 | 553989.7556 | 28364.8226 | 257 | 143657.1474 | 7355.3878
t6156 | 647407.636 | 33147.9103 | 257 | 143657.1474 | 7355.3878
t6157 | 549644.7379 | 28142.3534 | 257 | 143657.1474 | 7355.3878
t6158 | 401914.1364 | 20578.4007 | 257 | 143657.1474 | 7355.3878
t6159 | 275908.6234 | 14126.794 | 257 | 143657.1474 | 7355.3878
t6160 | 145558.0926 | 7452.7181 | 257 | 143657.1474 | 7355.3878
t6161 | 54312.7211 | 2780.865 | 257 | 143657.1474 | 7355.3878
t6162 | 0 | 0 | 257 | 143657.1474 | 7355.3878
t6163 | 0 | 0 | 257 | 143657.1474 | 7355.3878
t6164 | 0 | 0 | 257 | 143657.1474 | 7355.3878
t6165 | 0 | 0 | 257 | 143657.1474 | 7355.3878
t6166 | 0 | 0 | 257 | 143657.1474 | 7355.3878
t6167 | 0 | 0 | 257 | 143657.1474 | 7355.3878
t6168 | 0 | 0 | 257 | 143657.1474 | 7355.3878
t6169 | 0 | 0 | 258 | 270205.7877 | 13834.8032
t6170 | 0 | 0 | 258 | 270205.7877 | 13834.8032
t6171 | 0 | 0 | 258 | 270205.7877 | 13834.8032
t6172 | 0 | 0 | 258 | 270205.7877 | 13834.8032
t6173 | 0 | 0 | 258 | 270205.7877 | 13834.8032
t6174 | 17380.0708 | 889.8768 | 258 | 270205.7877 | 13834.8032
t6175 | 132523.0396 | 6785.3105 | 258 | 270205.7877 | 13834.8032
t6176 | 284598.6588 | 14571.7324 | 258 | 270205.7877 | 13834.8032
t6177 | 436674.2779 | 22358.1542 | 258 | 270205.7877 | 13834.8032
t6178 | 560507.2821 | 28698.5263 | 258 | 270205.7877 | 13834.8032
t6179 | 688685.304 | 35261.3676 | 258 | 270205.7877 | 13834.8032
t6180 | 825553.3613 | 42269.1473 | 258 | 270205.7877 | 13834.8032
t6181 | 877693.5736 | 44938.7777 | 258 | 270205.7877 | 13834.8032
t6182 | 934178.8036 | 47830.8772 | 258 | 270205.7877 | 13834.8032
t6183 | 869003.5382 | 44493.8393 | 258 | 270205.7877 | 13834.8032
t6184 | 625682.5475 | 32035.5643 | 258 | 270205.7877 | 13834.8032
t6185 | 225940.9199 | 11568.3982 | 258 | 270205.7877 | 13834.8032
t6186 | 6517.5265 | 333.7038 | 258 | 270205.7877 | 13834.8032
t6187 | 0 | 0 | 258 | 270205.7877 | 13834.8032
t6188 | 0 | 0 | 258 | 270205.7877 | 13834.8032
t6189 | 0 | 0 | 258 | 270205.7877 | 13834.8032
t6190 | 0 | 0 | 258 | 270205.7877 | 13834.8032
t6191 | 0 | 0 | 258 | 270205.7877 | 13834.8032
t6192 | 0 | 0 | 258 | 270205.7877 | 13834.8032
t6193 | 0 | 0 | 259 | 539325.3209 | 27613.989
t6194 | 0 | 0 | 259 | 539325.3209 | 27613.989
t6195 | 0 | 0 | 259 | 539325.3209 | 27613.989
t6196 | 0 | 0 | 259 | 539325.3209 | 27613.989
t6197 | 0 | 0 | 259 | 539325.3209 | 27613.989
t6198 | 47795.1946 | 2447.1612 | 259 | 539325.3209 | 27613.989
t6199 | 378016.5391 | 19354.8201 | 259 | 539325.3209 | 27613.989
t6200 | 849450.9586 | 43492.7279 | 259 | 539325.3209 | 27613.989
t6201 | 1270917.6746 | 65072.24 | 259 | 539325.3209 | 27613.989
t6202 | 1568551.3864 | 80311.3799 | 259 | 539325.3209 | 27613.989
t6203 | 1740179.5852 | 89098.9132 | 259 | 539325.3209 | 27613.989
t6204 | 1783629.7621 | 91323.6052 | 259 | 539325.3209 | 27613.989
t6205 | 1707591.9526 | 87430.3942 | 259 | 539325.3209 | 27613.989
t6206 | 1494686.0857 | 76529.4036 | 259 | 539325.3209 | 27613.989
t6207 | 1151429.6881 | 58954.3371 | 259 | 539325.3209 | 27613.989
t6208 | 703892.8659 | 36040.0098 | 259 | 539325.3209 | 27613.989
t6209 | 245493.4995 | 12569.5096 | 259 | 539325.3209 | 27613.989
t6210 | 2172.5088 | 111.2346 | 259 | 539325.3209 | 27613.989
t6211 | 0 | 0 | 259 | 539325.3209 | 27613.989
t6212 | 0 | 0 | 259 | 539325.3209 | 27613.989
t6213 | 0 | 0 | 259 | 539325.3209 | 27613.989
t6214 | 0 | 0 | 259 | 539325.3209 | 27613.989
t6215 | 0 | 0 | 259 | 539325.3209 | 27613.989
t6216 | 0 | 0 | 259 | 539325.3209 | 27613.989
t6217 | 0 | 0 | 260 | 474421.6191 | 24290.8554
t6218 | 0 | 0 | 260 | 474421.6191 | 24290.8554
t6219 | 0 | 0 | 260 | 474421.6191 | 24290.8554
t6220 | 0 | 0 | 260 | 474421.6191 | 24290.8554
t6221 | 0 | 0 | 260 | 474421.6191 | 24290.8554
t6222 | 49967.7034 | 2558.3958 | 260 | 474421.6191 | 24290.8554
t6223 | 410604.1718 | 21023.3391 | 260 | 474421.6191 | 24290.8554
t6224 | 888556.1178 | 45494.9507 | 260 | 474421.6191 | 24290.8554
t6225 | 1286125.2365 | 65850.8822 | 260 | 474421.6191 | 24290.8554
t6226 | 1540308.7715 | 78865.3302 | 260 | 474421.6191 | 24290.8554
t6227 | 1622864.1076 | 83092.2449 | 260 | 474421.6191 | 24290.8554
t6228 | 1553343.8245 | 79532.7377 | 260 | 474421.6191 | 24290.8554
t6229 | 1375198.0992 | 70411.5007 | 260 | 474421.6191 | 24290.8554
t6230 | 1140567.1439 | 58398.1641 | 260 | 474421.6191 | 24290.8554
t6231 | 829898.379 | 42491.6165 | 260 | 474421.6191 | 24290.8554
t6232 | 501849.5433 | 25695.1922 | 260 | 474421.6191 | 24290.8554
t6233 | 184663.2519 | 9454.9409 | 260 | 474421.6191 | 24290.8554
t6234 | 2172.5088 | 111.2346 | 260 | 474421.6191 | 24290.8554
t6235 | 0 | 0 | 260 | 474421.6191 | 24290.8554
t6236 | 0 | 0 | 260 | 474421.6191 | 24290.8554
t6237 | 0 | 0 | 260 | 474421.6191 | 24290.8554
t6238 | 0 | 0 | 260 | 474421.6191 | 24290.8554
t6239 | 0 | 0 | 260 | 474421.6191 | 24290.8554
t6240 | 0 | 0 | 260 | 474421.6191 | 24290.8554
t6241 | 0 | 0 | 261 | 494517.326 | 25319.7754
t6242 | 0 | 0 | 261 | 494517.326 | 25319.7754
t6243 | 0 | 0 | 261 | 494517.326 | 25319.7754
t6244 | 0 | 0 | 261 | 494517.326 | 25319.7754
t6245 | 0 | 0 | 261 | 494517.326 | 25319.7754
t6246 | 30415.1238 | 1557.2844 | 261 | 494517.326 | 25319.7754
t6247 | 284598.6588 | 14571.7324 | 261 | 494517.326 | 25319.7754
t6248 | 688685.304 | 35261.3676 | 261 | 494517.326 | 25319.7754
t6249 | 1088426.9316 | 55728.5337 | 261 | 494517.326 | 25319.7754
t6250 | 1388233.1523 | 71078.9083 | 261 | 494517.326 | 25319.7754
t6251 | 1583758.9484 | 81090.0221 | 261 | 494517.326 | 25319.7754
t6252 | 1696729.4083 | 86874.2212 | 261 | 494517.326 | 25319.7754
t6253 | 1675004.3199 | 85761.8752 | 261 | 494517.326 | 25319.7754
t6254 | 1459925.9442 | 74749.65 | 261 | 494517.326 | 25319.7754
t6255 | 1107979.5112 | 56729.6451 | 261 | 494517.326 | 25319.7754
t6256 | 656097.6713 | 33592.8487 | 261 | 494517.326 | 25319.7754
t6257 | 208560.8492 | 10678.5214 | 261 | 494517.326 | 25319.7754
t6258 | 0 | 0 | 261 | 494517.326 | 25319.7754
t6259 | 0 | 0 | 261 | 494517.326 | 25319.7754
t6260 | 0 | 0 | 261 | 494517.326 | 25319.7754
t6261 | 0 | 0 | 261 | 494517.326 | 25319.7754
t6262 | 0 | 0 | 261 | 494517.326 | 25319.7754
t6263 | 0 | 0 | 261 | 494517.326 | 25319.7754
t6264 | 0 | 0 | 261 | 494517.326 | 25319.7754
t6265 | 0 | 0 | 262 | 535976.0364 | 27442.5023
t6266 | 0 | 0 | 262 | 535976.0364 | 27442.5023
t6267 | 0 | 0 | 262 | 535976.0364 | 27442.5023
t6268 | 0 | 0 | 262 | 535976.0364 | 27442.5023
t6269 | 0 | 0 | 262 | 535976.0364 | 27442.5023
t6270 | 39105.1592 | 2002.2228 | 262 | 535976.0364 | 27442.5023
t6271 | 388879.0833 | 19910.9931 | 262 | 535976.0364 | 27442.5023
t6272 | 875521.0647 | 44827.5431 | 262 | 535976.0364 | 27442.5023
t6273 | 1305677.8161 | 66851.9935 | 262 | 535976.0364 | 27442.5023
t6274 | 1572896.4041 | 80533.8491 | 262 | 535976.0364 | 27442.5023
t6275 | 1742352.0941 | 89210.1478 | 262 | 535976.0364 | 27442.5023
t6276 | 1781457.2533 | 91212.3706 | 262 | 535976.0364 | 27442.5023
t6277 | 1688039.3729 | 86429.2828 | 262 | 535976.0364 | 27442.5023
t6278 | 1468615.9796 | 75194.5884 | 262 | 535976.0364 | 27442.5023
t6279 | 1123187.0731 | 57508.2873 | 262 | 535976.0364 | 27442.5023
t6280 | 666960.2156 | 34149.0217 | 262 | 535976.0364 | 27442.5023
t6281 | 210733.358 | 10789.756 | 262 | 535976.0364 | 27442.5023
t6282 | 0 | 0 | 262 | 535976.0364 | 27442.5023
t6283 | 0 | 0 | 262 | 535976.0364 | 27442.5023
t6284 | 0 | 0 | 262 | 535976.0364 | 27442.5023
t6285 | 0 | 0 | 262 | 535976.0364 | 27442.5023
t6286 | 0 | 0 | 262 | 535976.0364 | 27442.5023
t6287 | 0 | 0 | 262 | 535976.0364 | 27442.5023
t6288 | 0 | 0 | 262 | 535976.0364 | 27442.5023
t6289 | 0 | 0 | 263 | 471887.0255 | 24161.0817
t6290 | 0 | 0 | 263 | 471887.0255 | 24161.0817
t6291 | 0 | 0 | 263 | 471887.0255 | 24161.0817
t6292 | 0 | 0 | 263 | 471887.0255 | 24161.0817
t6293 | 0 | 0 | 263 | 471887.0255 | 24161.0817
t6294 | 36932.6504 | 1890.9882 | 263 | 471887.0255 | 24161.0817
t6295 | 378016.5391 | 19354.8201 | 263 | 471887.0255 | 24161.0817
t6296 | 851623.4674 | 43603.9625 | 263 | 471887.0255 | 24161.0817
t6297 | 1264400.1481 | 64738.5362 | 263 | 471887.0255 | 24161.0817
t6298 | 1546826.298 | 79199.0339 | 263 | 471887.0255 | 24161.0817
t6299 | 1690211.8818 | 86540.5174 | 263 | 471887.0255 | 24161.0817
t6300 | 1670659.3022 | 85539.406 | 263 | 471887.0255 | 24161.0817
t6301 | 1470788.4884 | 75305.823 | 263 | 471887.0255 | 24161.0817
t6302 | 1212259.9358 | 62068.9058 | 263 | 471887.0255 | 24161.0817
t6303 | 803828.2728 | 41156.8013 | 263 | 471887.0255 | 24161.0817
t6304 | 317186.2914 | 16240.2513 | 263 | 471887.0255 | 24161.0817
t6305 | 82555.3361 | 4226.9147 | 263 | 471887.0255 | 24161.0817
t6306 | 0 | 0 | 263 | 471887.0255 | 24161.0817
t6307 | 0 | 0 | 263 | 471887.0255 | 24161.0817
t6308 | 0 | 0 | 263 | 471887.0255 | 24161.0817
t6309 | 0 | 0 | 263 | 471887.0255 | 24161.0817
t6310 | 0 | 0 | 263 | 471887.0255 | 24161.0817
t6311 | 0 | 0 | 263 | 471887.0255 | 24161.0817
t6312 | 0 | 0 | 263 | 471887.0255 | 24161.0817
t6313 | 0 | 0 | 264 | 550278.3863 | 28086.7361
t6314 | 0 | 0 | 264 | 550278.3863 | 28086.7361
t6315 | 0 | 0 | 264 | 550278.3863 | 28086.7361
t6316 | 0 | 0 | 264 | 550278.3863 | 28086.7361
t6317 | 0 | 0 | 264 | 550278.3863 | 28086.7361
t6318 | 2172.5088 | 111.2346 | 264 | 550278.3863 | 28086.7361
t6319 | 154248.128 | 7897.6565 | 264 | 550278.3863 | 28086.7361
t6320 | 616992.5121 | 31590.6259 | 264 | 550278.3863 | 28086.7361
t6321 | 1270917.6746 | 65072.24 | 264 | 550278.3863 | 28086.7361
t6322 | 1683694.3553 | 86206.8136 | 264 | 550278.3863 | 28086.7361
t6323 | 1894427.7133 | 96996.5697 | 264 | 550278.3863 | 28086.7361
t6324 | 1946567.9256 | 97552.7427 | 264 | 550278.3863 | 28086.7361
t6325 | 1840114.9921 | 94215.7047 | 264 | 550278.3863 | 28086.7361
t6326 | 1598966.5103 | 81868.6643 | 264 | 550278.3863 | 28086.7361
t6327 | 1223122.48 | 62625.0788 | 264 | 550278.3863 | 28086.7361
t6328 | 740825.5163 | 37930.998 | 264 | 550278.3863 | 28086.7361
t6329 | 234630.9553 | 12013.3366 | 264 | 550278.3863 | 28086.7361
t6330 | 0 | 0 | 264 | 550278.3863 | 28086.7361
t6331 | 0 | 0 | 264 | 550278.3863 | 28086.7361
t6332 | 0 | 0 | 264 | 550278.3863 | 28086.7361
t6333 | 0 | 0 | 264 | 550278.3863 | 28086.7361
t6334 | 0 | 0 | 264 | 550278.3863 | 28086.7361
t6335 | 0 | 0 | 264 | 550278.3863 | 28086.7361
t6336 | 0 | 0 | 264 | 550278.3863 | 28086.7361
t6337 | 0 | 0 | 265 | 346062.5548 | 17718.7445
t6338 | 0 | 0 | 265 | 346062.5548 | 17718.7445
t6339 | 0 | 0 | 265 | 346062.5548 | 17718.7445
t6340 | 0 | 0 | 265 | 346062.5548 | 17718.7445
t6341 | 0 | 0 | 265 | 346062.5548 | 17718.7445
t6342 | 17380.0708 | 889.8768 | 265 | 346062.5548 | 17718.7445
t6343 | 297633.7118 | 15239.14 | 265 | 346062.5548 | 17718.7445
t6344 | 825553.3613 | 42269.1473 | 265 | 346062.5548 | 17718.7445
t6345 | 762550.6048 | 39043.344 | 265 | 346062.5548 | 17718.7445
t6346 | 697375.3394 | 35706.306 | 265 | 346062.5548 | 17718.7445
t6347 | 695202.8306 | 35595.0714 | 265 | 346062.5548 | 17718.7445
t6348 | 845105.9409 | 43270.2587 | 265 | 346062.5548 | 17718.7445
t6349 | 1188362.3385 | 60845.3252 | 265 | 346062.5548 | 17718.7445
t6350 | 1175327.2854 | 60177.9176 | 265 | 346062.5548 | 17718.7445
t6351 | 940696.3301 | 48164.581 | 265 | 346062.5548 | 17718.7445
t6352 | 649580.1448 | 33259.1449 | 265 | 346062.5548 | 17718.7445
t6353 | 210733.358 | 10789.756 | 265 | 346062.5548 | 17718.7445
t6354 | 0 | 0 | 265 | 346062.5548 | 17718.7445
t6355 | 0 | 0 | 265 | 346062.5548 | 17718.7445
t6356 | 0 | 0 | 265 | 346062.5548 | 17718.7445
t6357 | 0 | 0 | 265 | 346062.5548 | 17718.7445
t6358 | 0 | 0 | 265 | 346062.5548 | 17718.7445
t6359 | 0 | 0 | 265 | 346062.5548 | 17718.7445
t6360 | 0 | 0 | 265 | 346062.5548 | 17718.7445
t6361 | 0 | 0 | 266 | 507914.4638 | 26005.7221
t6362 | 0 | 0 | 266 | 507914.4638 | 26005.7221
t6363 | 0 | 0 | 266 | 507914.4638 | 26005.7221
t6364 | 0 | 0 | 266 | 507914.4638 | 26005.7221
t6365 | 0 | 0 | 266 | 507914.4638 | 26005.7221
t6366 | 30415.1238 | 1557.2844 | 266 | 507914.4638 | 26005.7221
t6367 | 445364.3133 | 22803.0926 | 266 | 507914.4638 | 26005.7221
t6368 | 979801.4893 | 50166.8038 | 266 | 507914.4638 | 26005.7221
t6369 | 1342610.4665 | 68742.9817 | 266 | 507914.4638 | 26005.7221
t6370 | 1646761.7049 | 84315.8255 | 266 | 507914.4638 | 26005.7221
t6371 | 1827079.9391 | 93548.2971 | 266 | 507914.4638 | 26005.7221
t6372 | 1857495.0629 | 95105.5815 | 266 | 507914.4638 | 26005.7221
t6373 | 1655451.7403 | 84760.7639 | 266 | 507914.4638 | 26005.7221
t6374 | 1299160.2896 | 66518.2897 | 266 | 507914.4638 | 26005.7221
t6375 | 723445.4455 | 37041.1212 | 266 | 507914.4638 | 26005.7221
t6376 | 312841.2738 | 16017.7821 | 266 | 507914.4638 | 26005.7221
t6377 | 69520.2831 | 3559.5071 | 266 | 507914.4638 | 26005.7221
t6378 | 0 | 0 | 266 | 507914.4638 | 26005.7221
t6379 | 0 | 0 | 266 | 507914.4638 | 26005.7221
t6380 | 0 | 0 | 266 | 507914.4638 | 26005.7221
t6381 | 0 | 0 | 266 | 507914.4638 | 26005.7221
t6382 | 0 | 0 | 266 | 507914.4638 | 26005.7221
t6383 | 0 | 0 | 266 | 507914.4638 | 26005.7221
t6384 | 0 | 0 | 266 | 507914.4638 | 26005.7221
t6385 | 0 | 0 | 267 | 92603.1895 | 4741.3748
t6386 | 0 | 0 | 267 | 92603.1895 | 4741.3748
t6387 | 0 | 0 | 267 | 92603.1895 | 4741.3748
t6388 | 0 | 0 | 267 | 92603.1895 | 4741.3748
t6389 | 0 | 0 | 267 | 92603.1895 | 4741.3748
t6390 | 0 | 0 | 267 | 92603.1895 | 4741.3748
t6391 | 41277.6681 | 2113.4574 | 267 | 92603.1895 | 4741.3748
t6392 | 126005.513 | 6451.6067 | 267 | 92603.1895 | 4741.3748
t6393 | 228113.4288 | 11679.6328 | 267 | 92603.1895 | 4741.3748
t6394 | 295461.203 | 15127.9054 | 267 | 92603.1895 | 4741.3748
t6395 | 323703.818 | 16573.9551 | 267 | 92603.1895 | 4741.3748
t6396 | 341083.8887 | 17463.8319 | 267 | 92603.1895 | 4741.3748
t6397 | 312841.2738 | 16017.7821 | 267 | 92603.1895 | 4741.3748
t6398 | 260701.0615 | 13348.1518 | 267 | 92603.1895 | 4741.3748
t6399 | 173800.7076 | 8898.7679 | 267 | 92603.1895 | 4741.3748
t6400 | 97762.898 | 5005.5569 | 267 | 92603.1895 | 4741.3748
t6401 | 21725.0885 | 1112.346 | 267 | 92603.1895 | 4741.3748
t6402 | 0 | 0 | 267 | 92603.1895 | 4741.3748
t6403 | 0 | 0 | 267 | 92603.1895 | 4741.3748
t6404 | 0 | 0 | 267 | 92603.1895 | 4741.3748
t6405 | 0 | 0 | 267 | 92603.1895 | 4741.3748
t6406 | 0 | 0 | 267 | 92603.1895 | 4741.3748
t6407 | 0 | 0 | 267 | 92603.1895 | 4741.3748
t6408 | 0 | 0 | 267 | 92603.1895 | 4741.3748
t6409 | 0 | 0 | 268 | 302793.4203 | 15503.3221
t6410 | 0 | 0 | 268 | 302793.4203 | 15503.3221
t6411 | 0 | 0 | 268 | 302793.4203 | 15503.3221
t6412 | 0 | 0 | 268 | 302793.4203 | 15503.3221
t6413 | 0 | 0 | 268 | 302793.4203 | 15503.3221
t6414 | 10862.5442 | 556.173 | 268 | 302793.4203 | 15503.3221
t6415 | 225940.9199 | 11568.3982 | 268 | 302793.4203 | 15503.3221
t6416 | 684340.2863 | 35038.8984 | 268 | 302793.4203 | 15503.3221
t6417 | 1084081.9139 | 55506.0645 | 268 | 302793.4203 | 15503.3221
t6418 | 1142739.6527 | 58509.3987 | 268 | 302793.4203 | 15503.3221
t6419 | 934178.8036 | 47830.8772 | 268 | 302793.4203 | 15503.3221
t6420 | 1168809.7589 | 59844.2139 | 268 | 302793.4203 | 15503.3221
t6421 | 1049321.7724 | 53726.311 | 268 | 302793.4203 | 15503.3221
t6422 | 599612.4414 | 30700.7491 | 268 | 302793.4203 | 15503.3221
t6423 | 247666.0084 | 12680.7442 | 268 | 302793.4203 | 15503.3221
t6424 | 97762.898 | 5005.5569 | 268 | 302793.4203 | 15503.3221
t6425 | 21725.0885 | 1112.346 | 268 | 302793.4203 | 15503.3221
t6426 | 0 | 0 | 268 | 302793.4203 | 15503.3221
t6427 | 0 | 0 | 268 | 302793.4203 | 15503.3221
t6428 | 0 | 0 | 268 | 302793.4203 | 15503.3221
t6429 | 0 | 0 | 268 | 302793.4203 | 15503.3221
t6430 | 0 | 0 | 268 | 302793.4203 | 15503.3221
t6431 | 0 | 0 | 268 | 302793.4203 | 15503.3221
t6432 | 0 | 0 | 268 | 302793.4203 | 15503.3221
t6433 | 0 | 0 | 269 | 260882.1039 | 13357.4213
t6434 | 0 | 0 | 269 | 260882.1039 | 13357.4213
t6435 | 0 | 0 | 269 | 260882.1039 | 13357.4213
t6436 | 0 | 0 | 269 | 260882.1039 | 13357.4213
t6437 | 0 | 0 | 269 | 260882.1039 | 13357.4213
t6438 | 6517.5265 | 333.7038 | 269 | 260882.1039 | 13357.4213
t6439 | 217250.8845 | 11123.4598 | 269 | 260882.1039 | 13357.4213
t6440 | 556162.2644 | 28476.0571 | 269 | 260882.1039 | 13357.4213
t6441 | 706065.3748 | 36151.2444 | 269 | 260882.1039 | 13357.4213
t6442 | 725617.9544 | 37152.3558 | 269 | 260882.1039 | 13357.4213
t6443 | 816863.3259 | 41824.2089 | 269 | 260882.1039 | 13357.4213
t6444 | 721272.9367 | 36929.8866 | 269 | 260882.1039 | 13357.4213
t6445 | 742998.0252 | 38042.2326 | 269 | 260882.1039 | 13357.4213
t6446 | 829898.379 | 42491.6165 | 269 | 260882.1039 | 13357.4213
t6447 | 653925.1625 | 33481.6141 | 269 | 260882.1039 | 13357.4213
t6448 | 217250.8845 | 11123.4598 | 269 | 260882.1039 | 13357.4213
t6449 | 67347.7742 | 3448.2725 | 269 | 260882.1039 | 13357.4213
t6450 | 0 | 0 | 269 | 260882.1039 | 13357.4213
t6451 | 0 | 0 | 269 | 260882.1039 | 13357.4213
t6452 | 0 | 0 | 269 | 260882.1039 | 13357.4213
t6453 | 0 | 0 | 269 | 260882.1039 | 13357.4213
t6454 | 0 | 0 | 269 | 260882.1039 | 13357.4213
t6455 | 0 | 0 | 269 | 260882.1039 | 13357.4213
t6456 | 0 | 0 | 269 | 260882.1039 | 13357.4213
t6457 | 0 | 0 | 270 | 523212.547 | 26788.9991
t6458 | 0 | 0 | 270 | 523212.547 | 26788.9991
t6459 | 0 | 0 | 270 | 523212.547 | 26788.9991
t6460 | 0 | 0 | 270 | 523212.547 | 26788.9991
t6461 | 0 | 0 | 270 | 523212.547 | 26788.9991
t6462 | 8690.0354 | 444.9384 | 270 | 523212.547 | 26788.9991
t6463 | 351946.433 | 18020.0049 | 270 | 523212.547 | 26788.9991
t6464 | 879866.0824 | 45050.0123 | 270 | 523212.547 | 26788.9991
t6465 | 1325230.3957 | 67853.1049 | 270 | 523212.547 | 26788.9991
t6466 | 1622864.1076 | 83092.2449 | 270 | 523212.547 | 26788.9991
t6467 | 1779284.7445 | 91101.136 | 270 | 523212.547 | 26788.9991
t6468 | 1809699.8683 | 92658.4203 | 270 | 523212.547 | 26788.9991
t6469 | 1646761.7049 | 84315.8255 | 270 | 523212.547 | 26788.9991
t6470 | 1373025.5904 | 70300.2661 | 270 | 523212.547 | 26788.9991
t6471 | 1044976.7547 | 53503.8418 | 270 | 523212.547 | 26788.9991
t6472 | 580059.8617 | 29699.6377 | 270 | 523212.547 | 26788.9991
t6473 | 134695.5484 | 6896.5451 | 270 | 523212.547 | 26788.9991
t6474 | 0 | 0 | 270 | 523212.547 | 26788.9991
t6475 | 0 | 0 | 270 | 523212.547 | 26788.9991
t6476 | 0 | 0 | 270 | 523212.547 | 26788.9991
t6477 | 0 | 0 | 270 | 523212.547 | 26788.9991
t6478 | 0 | 0 | 270 | 523212.547 | 26788.9991
t6479 | 0 | 0 | 270 | 523212.547 | 26788.9991
t6480 | 0 | 0 | 270 | 523212.547 | 26788.9991
t6481 | 0 | 0 | 271 | 236893.9854 | 12129.206
t6482 | 0 | 0 | 271 | 236893.9854 | 12129.206
t6483 | 0 | 0 | 271 | 236893.9854 | 12129.206
t6484 | 0 | 0 | 271 | 236893.9854 | 12129.206
t6485 | 0 | 0 | 271 | 236893.9854 | 12129.206
t6486 | 6517.5265 | 333.7038 | 271 | 236893.9854 | 12129.206
t6487 | 199870.8138 | 10233.583 | 271 | 236893.9854 | 12129.206
t6488 | 430156.7514 | 22024.4505 | 271 | 236893.9854 | 12129.206
t6489 | 675650.2509 | 34593.9601 | 271 | 236893.9854 | 12129.206
t6490 | 762550.6048 | 39043.344 | 271 | 236893.9854 | 12129.206
t6491 | 734307.9898 | 37597.2942 | 271 | 236893.9854 | 12129.206
t6492 | 1040631.737 | 53281.3726 | 271 | 236893.9854 | 12129.206
t6493 | 949386.3655 | 48609.5194 | 271 | 236893.9854 | 12129.206
t6494 | 399741.6276 | 20467.1661 | 271 | 236893.9854 | 12129.206
t6495 | 221595.9022 | 11345.929 | 271 | 236893.9854 | 12129.206
t6496 | 199870.8138 | 10233.583 | 271 | 236893.9854 | 12129.206
t6497 | 65175.2654 | 3337.0379 | 271 | 236893.9854 | 12129.206
t6498 | 0 | 0 | 271 | 236893.9854 | 12129.206
t6499 | 0 | 0 | 271 | 236893.9854 | 12129.206
t6500 | 0 | 0 | 271 | 236893.9854 | 12129.206
t6501 | 0 | 0 | 271 | 236893.9854 | 12129.206
t6502 | 0 | 0 | 271 | 236893.9854 | 12129.206
t6503 | 0 | 0 | 271 | 236893.9854 | 12129.206
t6504 | 0 | 0 | 271 | 236893.9854 | 12129.206
t6505 | 0 | 0 | 272 | 376839.7635 | 19294.568
t6506 | 0 | 0 | 272 | 376839.7635 | 19294.568
t6507 | 0 | 0 | 272 | 376839.7635 | 19294.568
t6508 | 0 | 0 | 272 | 376839.7635 | 19294.568
t6509 | 0 | 0 | 272 | 376839.7635 | 19294.568
t6510 | 2172.5088 | 111.2346 | 272 | 376839.7635 | 19294.568
t6511 | 258528.5526 | 13236.9172 | 272 | 376839.7635 | 19294.568
t6512 | 740825.5163 | 37930.998 | 272 | 376839.7635 | 19294.568
t6513 | 1116669.5466 | 57174.5835 | 272 | 376839.7635 | 19294.568
t6514 | 1316540.3604 | 67408.1665 | 272 | 376839.7635 | 19294.568
t6515 | 1431683.3292 | 73303.6002 | 272 | 376839.7635 | 19294.568
t6516 | 1518583.683 | 77752.9842 | 272 | 376839.7635 | 19294.568
t6517 | 1264400.1481 | 64738.5362 | 272 | 376839.7635 | 19294.568
t6518 | 762550.6048 | 39043.344 | 272 | 376839.7635 | 19294.568
t6519 | 397569.1187 | 20355.9315 | 272 | 376839.7635 | 19294.568
t6520 | 199870.8138 | 10233.583 | 272 | 376839.7635 | 19294.568
t6521 | 34760.1415 | 1779.7536 | 272 | 376839.7635 | 19294.568
t6522 | 0 | 0 | 272 | 376839.7635 | 19294.568
t6523 | 0 | 0 | 272 | 376839.7635 | 19294.568
t6524 | 0 | 0 | 272 | 376839.7635 | 19294.568
t6525 | 0 | 0 | 272 | 376839.7635 | 19294.568
t6526 | 0 | 0 | 272 | 376839.7635 | 19294.568
t6527 | 0 | 0 | 272 | 376839.7635 | 19294.568
t6528 | 0 | 0 | 272 | 376839.7635 | 19294.568
t6529 | 0 | 0 | 273 | 58476.6964 | 2994.0646
t6530 | 0 | 0 | 273 | 58476.6964 | 2994.0646
t6531 | 0 | 0 | 273 | 58476.6964 | 2994.0646
t6532 | 0 | 0 | 273 | 58476.6964 | 2994.0646
t6533 | 0 | 0 | 273 | 58476.6964 | 2994.0646
t6534 | 0 | 0 | 273 | 58476.6964 | 2994.0646
t6535 | 17380.0708 | 889.8768 | 273 | 58476.6964 | 2994.0646
t6536 | 65175.2654 | 3337.0379 | 273 | 58476.6964 | 2994.0646
t6537 | 121660.4953 | 6229.1375 | 273 | 58476.6964 | 2994.0646
t6538 | 171628.1988 | 8787.5333 | 273 | 58476.6964 | 2994.0646
t6539 | 210733.358 | 10789.756 | 273 | 58476.6964 | 2994.0646
t6540 | 254183.5349 | 13014.448 | 273 | 58476.6964 | 2994.0646
t6541 | 230285.9376 | 11790.8674 | 273 | 58476.6964 | 2994.0646
t6542 | 165110.6723 | 8453.8295 | 273 | 58476.6964 | 2994.0646
t6543 | 102107.9157 | 5228.0261 | 273 | 58476.6964 | 2994.0646
t6544 | 56485.23 | 2892.0996 | 273 | 58476.6964 | 2994.0646
t6545 | 8690.0354 | 444.9384 | 273 | 58476.6964 | 2994.0646
t6546 | 0 | 0 | 273 | 58476.6964 | 2994.0646
t6547 | 0 | 0 | 273 | 58476.6964 | 2994.0646
t6548 | 0 | 0 | 273 | 58476.6964 | 2994.0646
t6549 | 0 | 0 | 273 | 58476.6964 | 2994.0646
t6550 | 0 | 0 | 273 | 58476.6964 | 2994.0646
t6551 | 0 | 0 | 273 | 58476.6964 | 2994.0646
t6552 | 0 | 0 | 273 | 58476.6964 | 2994.0646
t6553 | 0 | 0 | 274 | 270024.7453 | 13825.5336
t6554 | 0 | 0 | 274 | 270024.7453 | 13825.5336
t6555 | 0 | 0 | 274 | 270024.7453 | 13825.5336
t6556 | 0 | 0 | 274 | 270024.7453 | 13825.5336
t6557 | 0 | 0 | 274 | 270024.7453 | 13825.5336
t6558 | 0 | 0 | 274 | 270024.7453 | 13825.5336
t6559 | 121660.4953 | 6229.1375 | 274 | 270024.7453 | 13825.5336
t6560 | 364981.486 | 18687.4125 | 274 | 270024.7453 | 13825.5336
t6561 | 621337.5298 | 31813.0951 | 274 | 270024.7453 | 13825.5336
t6562 | 932006.2947 | 47719.6426 | 274 | 270024.7453 | 13825.5336
t6563 | 1220949.9712 | 62513.8442 | 274 | 270024.7453 | 13825.5336
t6564 | 1055839.2989 | 54060.0147 | 274 | 270024.7453 | 13825.5336
t6565 | 921143.7505 | 47163.4697 | 274 | 270024.7453 | 13825.5336
t6566 | 608302.4767 | 31145.6875 | 274 | 270024.7453 | 13825.5336
t6567 | 384534.0657 | 19688.5239 | 274 | 270024.7453 | 13825.5336
t6568 | 210733.358 | 10789.756 | 274 | 270024.7453 | 13825.5336
t6569 | 39105.1592 | 2002.2228 | 274 | 270024.7453 | 13825.5336
t6570 | 0 | 0 | 274 | 270024.7453 | 13825.5336
t6571 | 0 | 0 | 274 | 270024.7453 | 13825.5336
t6572 | 0 | 0 | 274 | 270024.7453 | 13825.5336
t6573 | 0 | 0 | 274 | 270024.7453 | 13825.5336
t6574 | 0 | 0 | 274 | 270024.7453 | 13825.5336
t6575 | 0 | 0 | 274 | 270024.7453 | 13825.5336
t6576 | 0 | 0 | 274 | 270024.7453 | 13825.5336
t6577 | 0 | 0 | 275 | 487909.2782 | 24981.4369
t6578 | 0 | 0 | 275 | 487909.2782 | 24981.4369
t6579 | 0 | 0 | 275 | 487909.2782 | 24981.4369
t6580 | 0 | 0 | 275 | 487909.2782 | 24981.4369
t6581 | 0 | 0 | 275 | 487909.2782 | 24981.4369
t6582 | 0 | 0 | 275 | 487909.2782 | 24981.4369
t6583 | 221595.9022 | 11345.929 | 275 | 487909.2782 | 24981.4369
t6584 | 677822.7598 | 34705.1947 | 275 | 487909.2782 | 24981.4369
t6585 | 1099289.4758 | 56284.7067 | 275 | 487909.2782 | 24981.4369
t6586 | 1483823.5415 | 75973.2306 | 275 | 487909.2782 | 24981.4369
t6587 | 1722799.5145 | 88209.0364 | 275 | 487909.2782 | 24981.4369
t6588 | 1753214.6383 | 89766.3208 | 275 | 487909.2782 | 24981.4369
t6589 | 1659796.758 | 84983.2331 | 275 | 487909.2782 | 24981.4369
t6590 | 1422993.2938 | 72858.6618 | 275 | 487909.2782 | 24981.4369
t6591 | 1044976.7547 | 53503.8418 | 275 | 487909.2782 | 24981.4369
t6592 | 534437.176 | 27363.7112 | 275 | 487909.2782 | 24981.4369
t6593 | 89072.8627 | 4560.6185 | 275 | 487909.2782 | 24981.4369
t6594 | 0 | 0 | 275 | 487909.2782 | 24981.4369
t6595 | 0 | 0 | 275 | 487909.2782 | 24981.4369
t6596 | 0 | 0 | 275 | 487909.2782 | 24981.4369
t6597 | 0 | 0 | 275 | 487909.2782 | 24981.4369
t6598 | 0 | 0 | 275 | 487909.2782 | 24981.4369
t6599 | 0 | 0 | 275 | 487909.2782 | 24981.4369
t6600 | 0 | 0 | 275 | 487909.2782 | 24981.4369
t6601 | 0 | 0 | 276 | 290301.4945 | 14863.7232
t6602 | 0 | 0 | 276 | 290301.4945 | 14863.7232
t6603 | 0 | 0 | 276 | 290301.4945 | 14863.7232
t6604 | 0 | 0 | 276 | 290301.4945 | 14863.7232
t6605 | 0 | 0 | 276 | 290301.4945 | 14863.7232
t6606 | 0 | 0 | 276 | 290301.4945 | 14863.7232
t6607 | 28242.615 | 1446.0498 | 276 | 290301.4945 | 14863.7232
t6608 | 134695.5484 | 6896.5451 | 276 | 290301.4945 | 14863.7232
t6609 | 330221.3445 | 16907.6589 | 276 | 290301.4945 | 14863.7232
t6610 | 616992.5121 | 31590.6259 | 276 | 290301.4945 | 14863.7232
t6611 | 1031941.7016 | 52836.4342 | 276 | 290301.4945 | 14863.7232
t6612 | 1351300.5019 | 69187.9201 | 276 | 290301.4945 | 14863.7232
t6613 | 1351300.5019 | 69187.9201 | 276 | 290301.4945 | 14863.7232
t6614 | 1066701.8431 | 54616.1877 | 276 | 290301.4945 | 14863.7232
t6615 | 708237.8836 | 36262.479 | 276 | 290301.4945 | 14863.7232
t6616 | 308496.2561 | 15795.313 | 276 | 290301.4945 | 14863.7232
t6617 | 39105.1592 | 2002.2228 | 276 | 290301.4945 | 14863.7232
t6618 | 0 | 0 | 276 | 290301.4945 | 14863.7232
t6619 | 0 | 0 | 276 | 290301.4945 | 14863.7232
t6620 | 0 | 0 | 276 | 290301.4945 | 14863.7232
t6621 | 0 | 0 | 276 | 290301.4945 | 14863.7232
t6622 | 0 | 0 | 276 | 290301.4945 | 14863.7232
t6623 | 0 | 0 | 276 | 290301.4945 | 14863.7232
t6624 | 0 | 0 | 276 | 290301.4945 | 14863.7232
t6625 | 0 | 0 | 277 | 501396.9373 | 25672.0183
t6626 | 0 | 0 | 277 | 501396.9373 | 25672.0183
t6627 | 0 | 0 | 277 | 501396.9373 | 25672.0183
t6628 | 0 | 0 | 277 | 501396.9373 | 25672.0183
t6629 | 0 | 0 | 277 | 501396.9373 | 25672.0183
t6630 | 0 | 0 | 277 | 501396.9373 | 25672.0183
t6631 | 228113.4288 | 11679.6328 | 277 | 501396.9373 | 25672.0183
t6632 | 749515.5517 | 38375.9364 | 277 | 501396.9373 | 25672.0183
t6633 | 1216604.9535 | 62291.375 | 277 | 501396.9373 | 25672.0183
t6634 | 1542481.2803 | 78976.5648 | 277 | 501396.9373 | 25672.0183
t6635 | 1724972.0233 | 88320.271 | 277 | 501396.9373 | 25672.0183
t6636 | 1766249.6914 | 90433.7284 | 277 | 501396.9373 | 25672.0183
t6637 | 1664141.7756 | 85205.7023 | 277 | 501396.9373 | 25672.0183
t6638 | 1429510.8203 | 73192.3656 | 277 | 501396.9373 | 25672.0183
t6639 | 1058011.8078 | 54171.2493 | 277 | 501396.9373 | 25672.0183
t6640 | 569197.3175 | 29143.4647 | 277 | 501396.9373 | 25672.0183
t6641 | 84727.845 | 4338.1493 | 277 | 501396.9373 | 25672.0183
t6642 | 0 | 0 | 277 | 501396.9373 | 25672.0183
t6643 | 0 | 0 | 277 | 501396.9373 | 25672.0183
t6644 | 0 | 0 | 277 | 501396.9373 | 25672.0183
t6645 | 0 | 0 | 277 | 501396.9373 | 25672.0183
t6646 | 0 | 0 | 277 | 501396.9373 | 25672.0183
t6647 | 0 | 0 | 277 | 501396.9373 | 25672.0183
t6648 | 0 | 0 | 277 | 501396.9373 | 25672.0183
t6649 | 0 | 0 | 278 | 288038.4644 | 14747.8538
t6650 | 0 | 0 | 278 | 288038.4644 | 14747.8538
t6651 | 0 | 0 | 278 | 288038.4644 | 14747.8538
t6652 | 0 | 0 | 278 | 288038.4644 | 14747.8538
t6653 | 0 | 0 | 278 | 288038.4644 | 14747.8538
t6654 | 0 | 0 | 278 | 288038.4644 | 14747.8538
t6655 | 173800.7076 | 8898.7679 | 278 | 288038.4644 | 14747.8538
t6656 | 597439.9325 | 30589.5145 | 278 | 288038.4644 | 14747.8538
t6657 | 916798.7328 | 46941.0005 | 278 | 288038.4644 | 14747.8538
t6658 | 1010216.6132 | 51724.0882 | 278 | 288038.4644 | 14747.8538
t6659 | 1121014.5643 | 57397.0527 | 278 | 288038.4644 | 14747.8538
t6660 | 1025424.1751 | 52502.7304 | 278 | 288038.4644 | 14747.8538
t6661 | 825553.3613 | 42269.1473 | 278 | 288038.4644 | 14747.8538
t6662 | 621337.5298 | 31813.0951 | 278 | 288038.4644 | 14747.8538
t6663 | 408431.663 | 20912.1045 | 278 | 288038.4644 | 14747.8538
t6664 | 191180.7784 | 9788.6446 | 278 | 288038.4644 | 14747.8538
t6665 | 21725.0885 | 1112.346 | 278 | 288038.4644 | 14747.8538
t6666 | 0 | 0 | 278 | 288038.4644 | 14747.8538
t6667 | 0 | 0 | 278 | 288038.4644 | 14747.8538
t6668 | 0 | 0 | 278 | 288038.4644 | 14747.8538
t6669 | 0 | 0 | 278 | 288038.4644 | 14747.8538
t6670 | 0 | 0 | 278 | 288038.4644 | 14747.8538
t6671 | 0 | 0 | 278 | 288038.4644 | 14747.8538
t6672 | 0 | 0 | 278 | 288038.4644 | 14747.8538
t6673 | 0 | 0 | 279 | 192629.1176 | 9862.801
t6674 | 0 | 0 | 279 | 192629.1176 | 9862.801
t6675 | 0 | 0 | 279 | 192629.1176 | 9862.801
t6676 | 0 | 0 | 279 | 192629.1176 | 9862.801
t6677 | 0 | 0 | 279 | 192629.1176 | 9862.801
t6678 | 0 | 0 | 279 | 192629.1176 | 9862.801
t6679 | 58657.7388 | 3003.3342 | 279 | 192629.1176 | 9862.801
t6680 | 180318.2342 | 9232.4717 | 279 | 192629.1176 | 9862.801
t6681 | 297633.7118 | 15239.14 | 279 | 192629.1176 | 9862.801
t6682 | 432329.2603 | 22135.685 | 279 | 192629.1176 | 9862.801
t6683 | 603957.459 | 30923.2183 | 279 | 192629.1176 | 9862.801
t6684 | 779930.6755 | 39933.2208 | 279 | 192629.1176 | 9862.801
t6685 | 845105.9409 | 43270.2587 | 279 | 192629.1176 | 9862.801
t6686 | 712582.9013 | 36484.9482 | 279 | 192629.1176 | 9862.801
t6687 | 456226.8576 | 23359.2656 | 279 | 192629.1176 | 9862.801
t6688 | 225940.9199 | 11568.3982 | 279 | 192629.1176 | 9862.801
t6689 | 30415.1238 | 1557.2844 | 279 | 192629.1176 | 9862.801
t6690 | 0 | 0 | 279 | 192629.1176 | 9862.801
t6691 | 0 | 0 | 279 | 192629.1176 | 9862.801
t6692 | 0 | 0 | 279 | 192629.1176 | 9862.801
t6693 | 0 | 0 | 279 | 192629.1176 | 9862.801
t6694 | 0 | 0 | 279 | 192629.1176 | 9862.801
t6695 | 0 | 0 | 279 | 192629.1176 | 9862.801
t6696 | 0 | 0 | 279 | 192629.1176 | 9862.801
t6697 | 0 | 0 | 280 | 72779.0463 | 3726.359
t6698 | 0 | 0 | 280 | 72779.0463 | 3726.359
t6699 | 0 | 0 | 280 | 72779.0463 | 3726.359
t6700 | 0 | 0 | 280 | 72779.0463 | 3726.359
t6701 | 0 | 0 | 280 | 72779.0463 | 3726.359
t6702 | 0 | 0 | 280 | 72779.0463 | 3726.359
t6703 | 8690.0354 | 444.9384 | 280 | 72779.0463 | 3726.359
t6704 | 45622.6858 | 2335.9266 | 280 | 72779.0463 | 3726.359
t6705 | 82555.3361 | 4226.9147 | 280 | 72779.0463 | 3726.359
t6706 | 121660.4953 | 6229.1375 | 280 | 72779.0463 | 3726.359
t6707 | 373671.5214 | 19132.3509 | 280 | 72779.0463 | 3726.359
t6708 | 543127.2114 | 27808.6496 | 280 | 72779.0463 | 3726.359
t6709 | 230285.9376 | 11790.8674 | 280 | 72779.0463 | 3726.359
t6710 | 123833.0042 | 6340.3721 | 280 | 72779.0463 | 3726.359
t6711 | 110797.9511 | 5672.9645 | 280 | 72779.0463 | 3726.359
t6712 | 93417.8804 | 4783.0877 | 280 | 72779.0463 | 3726.359
t6713 | 13035.0531 | 667.4076 | 280 | 72779.0463 | 3726.359
t6714 | 0 | 0 | 280 | 72779.0463 | 3726.359
t6715 | 0 | 0 | 280 | 72779.0463 | 3726.359
t6716 | 0 | 0 | 280 | 72779.0463 | 3726.359
t6717 | 0 | 0 | 280 | 72779.0463 | 3726.359
t6718 | 0 | 0 | 280 | 72779.0463 | 3726.359
t6719 | 0 | 0 | 280 | 72779.0463 | 3726.359
t6720 | 0 | 0 | 280 | 72779.0463 | 3726.359
t6721 | 0 | 0 | 281 | 363804.7104 | 18627.1604
t6722 | 0 | 0 | 281 | 363804.7104 | 18627.1604
t6723 | 0 | 0 | 281 | 363804.7104 | 18627.1604
t6724 | 0 | 0 | 281 | 363804.7104 | 18627.1604
t6725 | 0 | 0 | 281 | 363804.7104 | 18627.1604
t6726 | 0 | 0 | 281 | 363804.7104 | 18627.1604
t6727 | 130350.5307 | 6674.0759 | 281 | 363804.7104 | 18627.1604
t6728 | 619165.021 | 31701.8605 | 281 | 363804.7104 | 18627.1604
t6729 | 1151429.6881 | 58954.3371 | 281 | 363804.7104 | 18627.1604
t6730 | 1459925.9442 | 74749.65 | 281 | 363804.7104 | 18627.1604
t6731 | 1607656.5457 | 82313.6027 | 281 | 363804.7104 | 18627.1604
t6732 | 1592448.9837 | 81534.9605 | 281 | 363804.7104 | 18627.1604
t6733 | 1220949.9712 | 62513.8442 | 281 | 363804.7104 | 18627.1604
t6734 | 621337.5298 | 31813.0951 | 281 | 363804.7104 | 18627.1604
t6735 | 212905.8669 | 10900.9906 | 281 | 363804.7104 | 18627.1604
t6736 | 102107.9157 | 5228.0261 | 281 | 363804.7104 | 18627.1604
t6737 | 13035.0531 | 667.4076 | 281 | 363804.7104 | 18627.1604
t6738 | 0 | 0 | 281 | 363804.7104 | 18627.1604
t6739 | 0 | 0 | 281 | 363804.7104 | 18627.1604
t6740 | 0 | 0 | 281 | 363804.7104 | 18627.1604
t6741 | 0 | 0 | 281 | 363804.7104 | 18627.1604
t6742 | 0 | 0 | 281 | 363804.7104 | 18627.1604
t6743 | 0 | 0 | 281 | 363804.7104 | 18627.1604
t6744 | 0 | 0 | 281 | 363804.7104 | 18627.1604
t6745 | 0 | 0 | 282 | 212181.6972 | 10863.9124
t6746 | 0 | 0 | 282 | 212181.6972 | 10863.9124
t6747 | 0 | 0 | 282 | 212181.6972 | 10863.9124
t6748 | 0 | 0 | 282 | 212181.6972 | 10863.9124
t6749 | 0 | 0 | 282 | 212181.6972 | 10863.9124
t6750 | 0 | 0 | 282 | 212181.6972 | 10863.9124
t6751 | 28242.615 | 1446.0498 | 282 | 212181.6972 | 10863.9124
t6752 | 245493.4995 | 12569.5096 | 282 | 212181.6972 | 10863.9124
t6753 | 514884.5964 | 26362.5998 | 282 | 212181.6972 | 10863.9124
t6754 | 703892.8659 | 36040.0098 | 282 | 212181.6972 | 10863.9124
t6755 | 723445.4455 | 37041.1212 | 282 | 212181.6972 | 10863.9124
t6756 | 740825.5163 | 37930.998 | 282 | 212181.6972 | 10863.9124
t6757 | 840760.9232 | 43047.7895 | 282 | 212181.6972 | 10863.9124
t6758 | 790793.2198 | 40489.3938 | 282 | 212181.6972 | 10863.9124
t6759 | 388879.0833 | 19910.9931 | 282 | 212181.6972 | 10863.9124
t6760 | 106452.9334 | 5450.4953 | 282 | 212181.6972 | 10863.9124
t6761 | 8690.0354 | 444.9384 | 282 | 212181.6972 | 10863.9124
t6762 | 0 | 0 | 282 | 212181.6972 | 10863.9124
t6763 | 0 | 0 | 282 | 212181.6972 | 10863.9124
t6764 | 0 | 0 | 282 | 212181.6972 | 10863.9124
t6765 | 0 | 0 | 282 | 212181.6972 | 10863.9124
t6766 | 0 | 0 | 282 | 212181.6972 | 10863.9124
t6767 | 0 | 0 | 282 | 212181.6972 | 10863.9124
t6768 | 0 | 0 | 282 | 212181.6972 | 10863.9124
t6769 | 0 | 0 | 283 | 401371.0092 | 20550.592
t6770 | 0 | 0 | 283 | 401371.0092 | 20550.592
t6771 | 0 | 0 | 283 | 401371.0092 | 20550.592
t6772 | 0 | 0 | 283 | 401371.0092 | 20550.592
t6773 | 0 | 0 | 283 | 401371.0092 | 20550.592
t6774 | 0 | 0 | 283 | 401371.0092 | 20550.592
t6775 | 121660.4953 | 6229.1375 | 283 | 401371.0092 | 20550.592
t6776 | 569197.3175 | 29143.4647 | 283 | 401371.0092 | 20550.592
t6777 | 1040631.737 | 53281.3726 | 283 | 401371.0092 | 20550.592
t6778 | 1197052.3739 | 61290.2636 | 283 | 401371.0092 | 20550.592
t6779 | 1466443.4707 | 75083.3538 | 283 | 401371.0092 | 20550.592
t6780 | 1533791.2449 | 78531.6264 | 283 | 401371.0092 | 20550.592
t6781 | 1299160.2896 | 66518.2897 | 283 | 401371.0092 | 20550.592
t6782 | 1134049.6173 | 58064.4603 | 283 | 401371.0092 | 20550.592
t6783 | 849450.9586 | 43492.7279 | 283 | 401371.0092 | 20550.592
t6784 | 399741.6276 | 20467.1661 | 283 | 401371.0092 | 20550.592
t6785 | 21725.0885 | 1112.346 | 283 | 401371.0092 | 20550.592
t6786 | 0 | 0 | 283 | 401371.0092 | 20550.592
t6787 | 0 | 0 | 283 | 401371.0092 | 20550.592
t6788 | 0 | 0 | 283 | 401371.0092 | 20550.592
t6789 | 0 | 0 | 283 | 401371.0092 | 20550.592
t6790 | 0 | 0 | 283 | 401371.0092 | 20550.592
t6791 | 0 | 0 | 283 | 401371.0092 | 20550.592
t6792 | 0 | 0 | 283 | 401371.0092 | 20550.592
t6793 | 0 | 0 | 284 | 389060.1257 | 19920.2626
t6794 | 0 | 0 | 284 | 389060.1257 | 19920.2626
t6795 | 0 | 0 | 284 | 389060.1257 | 19920.2626
t6796 | 0 | 0 | 284 | 389060.1257 | 19920.2626
t6797 | 0 | 0 | 284 | 389060.1257 | 19920.2626
t6798 | 0 | 0 | 284 | 389060.1257 | 19920.2626
t6799 | 130350.5307 | 6674.0759 | 284 | 389060.1257 | 19920.2626
t6800 | 621337.5298 | 31813.0951 | 284 | 389060.1257 | 19920.2626
t6801 | 1103634.4935 | 56507.1759 | 284 | 389060.1257 | 19920.2626
t6802 | 1464270.9619 | 74972.1192 | 284 | 389060.1257 | 19920.2626
t6803 | 1655451.7403 | 84760.7639 | 284 | 389060.1257 | 19920.2626
t6804 | 1677176.8287 | 85873.1098 | 284 | 389060.1257 | 19920.2626
t6805 | 1340437.9577 | 68631.7471 | 284 | 389060.1257 | 19920.2626
t6806 | 740825.5163 | 37930.998 | 284 | 389060.1257 | 19920.2626
t6807 | 410604.1718 | 21023.3391 | 284 | 389060.1257 | 19920.2626
t6808 | 184663.2519 | 9454.9409 | 284 | 389060.1257 | 19920.2626
t6809 | 8690.0354 | 444.9384 | 284 | 389060.1257 | 19920.2626
t6810 | 0 | 0 | 284 | 389060.1257 | 19920.2626
t6811 | 0 | 0 | 284 | 389060.1257 | 19920.2626
t6812 | 0 | 0 | 284 | 389060.1257 | 19920.2626
t6813 | 0 | 0 | 284 | 389060.1257 | 19920.2626
t6814 | 0 | 0 | 284 | 389060.1257 | 19920.2626
t6815 | 0 | 0 | 284 | 389060.1257 | 19920.2626
t6816 | 0 | 0 | 284 | 389060.1257 | 19920.2626
t6817 | 0 | 0 | 285 | 381003.7388 | 19507.7677
t6818 | 0 | 0 | 285 | 381003.7388 | 19507.7677
t6819 | 0 | 0 | 285 | 381003.7388 | 19507.7677
t6820 | 0 | 0 | 285 | 381003.7388 | 19507.7677
t6821 | 0 | 0 | 285 | 381003.7388 | 19507.7677
t6822 | 0 | 0 | 285 | 381003.7388 | 19507.7677
t6823 | 56485.23 | 2892.0996 | 285 | 381003.7388 | 19507.7677
t6824 | 373671.5214 | 19132.3509 | 285 | 381003.7388 | 19507.7677
t6825 | 903763.6797 | 46273.5929 | 285 | 381003.7388 | 19507.7677
t6826 | 1353473.0107 | 69299.1547 | 285 | 381003.7388 | 19507.7677
t6827 | 1546826.298 | 79199.0339 | 285 | 381003.7388 | 19507.7677
t6828 | 1559861.3511 | 79866.4415 | 285 | 381003.7388 | 19507.7677
t6829 | 1403440.7142 | 71857.5505 | 285 | 381003.7388 | 19507.7677
t6830 | 984146.507 | 50389.273 | 285 | 381003.7388 | 19507.7677
t6831 | 590922.406 | 30255.8107 | 285 | 381003.7388 | 19507.7677
t6832 | 354118.9418 | 18131.2395 | 285 | 381003.7388 | 19507.7677
t6833 | 17380.0708 | 889.8768 | 285 | 381003.7388 | 19507.7677
t6834 | 0 | 0 | 285 | 381003.7388 | 19507.7677
t6835 | 0 | 0 | 285 | 381003.7388 | 19507.7677
t6836 | 0 | 0 | 285 | 381003.7388 | 19507.7677
t6837 | 0 | 0 | 285 | 381003.7388 | 19507.7677
t6838 | 0 | 0 | 285 | 381003.7388 | 19507.7677
t6839 | 0 | 0 | 285 | 381003.7388 | 19507.7677
t6840 | 0 | 0 | 285 | 381003.7388 | 19507.7677
t6841 | 0 | 0 | 286 | 39376.7228 | 2016.1271
t6842 | 0 | 0 | 286 | 39376.7228 | 2016.1271
t6843 | 0 | 0 | 286 | 39376.7228 | 2016.1271
t6844 | 0 | 0 | 286 | 39376.7228 | 2016.1271
t6845 | 0 | 0 | 286 | 39376.7228 | 2016.1271
t6846 | 0 | 0 | 286 | 39376.7228 | 2016.1271
t6847 | 8690.0354 | 444.9384 | 286 | 39376.7228 | 2016.1271
t6848 | 65175.2654 | 3337.0379 | 286 | 39376.7228 | 2016.1271
t6849 | 123833.0042 | 6340.3721 | 286 | 39376.7228 | 2016.1271
t6850 | 152075.6192 | 7786.4219 | 286 | 39376.7228 | 2016.1271
t6851 | 112970.46 | 5784.1991 | 286 | 39376.7228 | 2016.1271
t6852 | 130350.5307 | 6674.0759 | 286 | 39376.7228 | 2016.1271
t6853 | 152075.6192 | 7786.4219 | 286 | 39376.7228 | 2016.1271
t6854 | 102107.9157 | 5228.0261 | 286 | 39376.7228 | 2016.1271
t6855 | 69520.2831 | 3559.5071 | 286 | 39376.7228 | 2016.1271
t6856 | 28242.615 | 1446.0498 | 286 | 39376.7228 | 2016.1271
t6857 | 0 | 0 | 286 | 39376.7228 | 2016.1271
t6858 | 0 | 0 | 286 | 39376.7228 | 2016.1271
t6859 | 0 | 0 | 286 | 39376.7228 | 2016.1271
t6860 | 0 | 0 | 286 | 39376.7228 | 2016.1271
t6861 | 0 | 0 | 286 | 39376.7228 | 2016.1271
t6862 | 0 | 0 | 286 | 39376.7228 | 2016.1271
t6863 | 0 | 0 | 286 | 39376.7228 | 2016.1271
t6864 | 0 | 0 | 286 | 39376.7228 | 2016.1271
t6865 | 0 | 0 | 287 | 84908.8874 | 4347.4189
t6866 | 0 | 0 | 287 | 84908.8874 | 4347.4189
t6867 | 0 | 0 | 287 | 84908.8874 | 4347.4189
t6868 | 0 | 0 | 287 | 84908.8874 | 4347.4189
t6869 | 0 | 0 | 287 | 84908.8874 | 4347.4189
t6870 | 0 | 0 | 287 | 84908.8874 | 4347.4189
t6871 | 26070.1061 | 1334.8152 | 287 | 84908.8874 | 4347.4189
t6872 | 145558.0926 | 7452.7181 | 287 | 84908.8874 | 4347.4189
t6873 | 258528.5526 | 13236.9172 | 287 | 84908.8874 | 4347.4189
t6874 | 336738.8711 | 17241.3627 | 287 | 84908.8874 | 4347.4189
t6875 | 354118.9418 | 18131.2395 | 287 | 84908.8874 | 4347.4189
t6876 | 323703.818 | 16573.9551 | 287 | 84908.8874 | 4347.4189
t6877 | 258528.5526 | 13236.9172 | 287 | 84908.8874 | 4347.4189
t6878 | 191180.7784 | 9788.6446 | 287 | 84908.8874 | 4347.4189
t6879 | 112970.46 | 5784.1991 | 287 | 84908.8874 | 4347.4189
t6880 | 30415.1238 | 1557.2844 | 287 | 84908.8874 | 4347.4189
t6881 | 0 | 0 | 287 | 84908.8874 | 4347.4189
t6882 | 0 | 0 | 287 | 84908.8874 | 4347.4189
t6883 | 0 | 0 | 287 | 84908.8874 | 4347.4189
t6884 | 0 | 0 | 287 | 84908.8874 | 4347.4189
t6885 | 0 | 0 | 287 | 84908.8874 | 4347.4189
t6886 | 0 | 0 | 287 | 84908.8874 | 4347.4189
t6887 | 0 | 0 | 287 | 84908.8874 | 4347.4189
t6888 | 0 | 0 | 287 | 84908.8874 | 4347.4189
t6889 | 0 | 0 | 288 | 243320.9907 | 12458.275
t6890 | 0 | 0 | 288 | 243320.9907 | 12458.275
t6891 | 0 | 0 | 288 | 243320.9907 | 12458.275
t6892 | 0 | 0 | 288 | 243320.9907 | 12458.275
t6893 | 0 | 0 | 288 | 243320.9907 | 12458.275
t6894 | 0 | 0 | 288 | 243320.9907 | 12458.275
t6895 | 26070.1061 | 1334.8152 | 288 | 243320.9907 | 12458.275
t6896 | 202043.3226 | 10344.8176 | 288 | 243320.9907 | 12458.275
t6897 | 454054.3487 | 23248.031 | 288 | 243320.9907 | 12458.275
t6898 | 753860.5694 | 38598.4056 | 288 | 243320.9907 | 12458.275
t6899 | 962421.4186 | 49276.927 | 288 | 243320.9907 | 12458.275
t6900 | 1123187.0731 | 57508.2873 | 288 | 243320.9907 | 12458.275
t6901 | 973283.9628 | 49833.1 | 288 | 243320.9907 | 12458.275
t6902 | 792965.7286 | 40600.6284 | 288 | 243320.9907 | 12458.275
t6903 | 410604.1718 | 21023.3391 | 288 | 243320.9907 | 12458.275
t6904 | 141213.075 | 7230.2489 | 288 | 243320.9907 | 12458.275
t6905 | 0 | 0 | 288 | 243320.9907 | 12458.275
t6906 | 0 | 0 | 288 | 243320.9907 | 12458.275
t6907 | 0 | 0 | 288 | 243320.9907 | 12458.275
t6908 | 0 | 0 | 288 | 243320.9907 | 12458.275
t6909 | 0 | 0 | 288 | 243320.9907 | 12458.275
t6910 | 0 | 0 | 288 | 243320.9907 | 12458.275
t6911 | 0 | 0 | 288 | 243320.9907 | 12458.275
t6912 | 0 | 0 | 288 | 243320.9907 | 12458.275
t6913 | 0 | 0 | 289 | 299806.2207 | 15350.3746
t6914 | 0 | 0 | 289 | 299806.2207 | 15350.3746
t6915 | 0 | 0 | 289 | 299806.2207 | 15350.3746
t6916 | 0 | 0 | 289 | 299806.2207 | 15350.3746
t6917 | 0 | 0 | 289 | 299806.2207 | 15350.3746
t6918 | 0 | 0 | 289 | 299806.2207 | 15350.3746
t6919 | 30415.1238 | 1557.2844 | 289 | 299806.2207 | 15350.3746
t6920 | 256356.0438 | 13125.6826 | 289 | 299806.2207 | 15350.3746
t6921 | 675650.2509 | 34593.9601 | 289 | 299806.2207 | 15350.3746
t6922 | 992836.5424 | 50834.2114 | 289 | 299806.2207 | 15350.3746
t6923 | 1079736.8962 | 55283.5953 | 289 | 299806.2207 | 15350.3746
t6924 | 1353473.0107 | 69299.1547 | 289 | 299806.2207 | 15350.3746
t6925 | 1286125.2365 | 65850.8822 | 289 | 299806.2207 | 15350.3746
t6926 | 886383.609 | 45383.7161 | 289 | 299806.2207 | 15350.3746
t6927 | 501849.5433 | 25695.1922 | 289 | 299806.2207 | 15350.3746
t6928 | 132523.0396 | 6785.3105 | 289 | 299806.2207 | 15350.3746
t6929 | 0 | 0 | 289 | 299806.2207 | 15350.3746
t6930 | 0 | 0 | 289 | 299806.2207 | 15350.3746
t6931 | 0 | 0 | 289 | 299806.2207 | 15350.3746
t6932 | 0 | 0 | 289 | 299806.2207 | 15350.3746
t6933 | 0 | 0 | 289 | 299806.2207 | 15350.3746
t6934 | 0 | 0 | 289 | 299806.2207 | 15350.3746
t6935 | 0 | 0 | 289 | 299806.2207 | 15350.3746
t6936 | 0 | 0 | 289 | 299806.2207 | 15350.3746
t6937 | 0 | 0 | 290 | 126548.6402 | 6479.4153
t6938 | 0 | 0 | 290 | 126548.6402 | 6479.4153
t6939 | 0 | 0 | 290 | 126548.6402 | 6479.4153
t6940 | 0 | 0 | 290 | 126548.6402 | 6479.4153
t6941 | 0 | 0 | 290 | 126548.6402 | 6479.4153
t6942 | 0 | 0 | 290 | 126548.6402 | 6479.4153
t6943 | 6517.5265 | 333.7038 | 290 | 126548.6402 | 6479.4153
t6944 | 67347.7742 | 3448.2725 | 290 | 126548.6402 | 6479.4153
t6945 | 171628.1988 | 8787.5333 | 290 | 126548.6402 | 6479.4153
t6946 | 306323.7472 | 15684.0784 | 290 | 126548.6402 | 6479.4153
t6947 | 484469.4725 | 24805.3154 | 290 | 126548.6402 | 6479.4153
t6948 | 580059.8617 | 29699.6377 | 290 | 126548.6402 | 6479.4153
t6949 | 530092.1583 | 27141.242 | 290 | 126548.6402 | 6479.4153
t6950 | 473606.9283 | 24249.1424 | 290 | 126548.6402 | 6479.4153
t6951 | 301978.7295 | 15461.6092 | 290 | 126548.6402 | 6479.4153
t6952 | 115142.9688 | 5895.4337 | 290 | 126548.6402 | 6479.4153
t6953 | 0 | 0 | 290 | 126548.6402 | 6479.4153
t6954 | 0 | 0 | 290 | 126548.6402 | 6479.4153
t6955 | 0 | 0 | 290 | 126548.6402 | 6479.4153
t6956 | 0 | 0 | 290 | 126548.6402 | 6479.4153
t6957 | 0 | 0 | 290 | 126548.6402 | 6479.4153
t6958 | 0 | 0 | 290 | 126548.6402 | 6479.4153
t6959 | 0 | 0 | 290 | 126548.6402 | 6479.4153
t6960 | 0 | 0 | 290 | 126548.6402 | 6479.4153
t6961 | 0 | 0 | 291 | 77938.7548 | 3990.5412
t6962 | 0 | 0 | 291 | 77938.7548 | 3990.5412
t6963 | 0 | 0 | 291 | 77938.7548 | 3990.5412
t6964 | 0 | 0 | 291 | 77938.7548 | 3990.5412
t6965 | 0 | 0 | 291 | 77938.7548 | 3990.5412
t6966 | 0 | 0 | 291 | 77938.7548 | 3990.5412
t6967 | 21725.0885 | 1112.346 | 291 | 77938.7548 | 3990.5412
t6968 | 102107.9157 | 5228.0261 | 291 | 77938.7548 | 3990.5412
t6969 | 154248.128 | 7897.6565 | 291 | 77938.7548 | 3990.5412
t6970 | 238975.973 | 12235.8058 | 291 | 77938.7548 | 3990.5412
t6971 | 295461.203 | 15127.9054 | 291 | 77938.7548 | 3990.5412
t6972 | 317186.2914 | 16240.2513 | 291 | 77938.7548 | 3990.5412
t6973 | 323703.818 | 16573.9551 | 291 | 77938.7548 | 3990.5412
t6974 | 219423.3934 | 11234.6944 | 291 | 77938.7548 | 3990.5412
t6975 | 132523.0396 | 6785.3105 | 291 | 77938.7548 | 3990.5412
t6976 | 65175.2654 | 3337.0379 | 291 | 77938.7548 | 3990.5412
t6977 | 0 | 0 | 291 | 77938.7548 | 3990.5412
t6978 | 0 | 0 | 291 | 77938.7548 | 3990.5412
t6979 | 0 | 0 | 291 | 77938.7548 | 3990.5412
t6980 | 0 | 0 | 291 | 77938.7548 | 3990.5412
t6981 | 0 | 0 | 291 | 77938.7548 | 3990.5412
t6982 | 0 | 0 | 291 | 77938.7548 | 3990.5412
t6983 | 0 | 0 | 291 | 77938.7548 | 3990.5412
t6984 | 0 | 0 | 291 | 77938.7548 | 3990.5412
t6985 | 0 | 0 | 292 | 49877.1822 | 2553.761
t6986 | 0 | 0 | 292 | 49877.1822 | 2553.761
t6987 | 0 | 0 | 292 | 49877.1822 | 2553.761
t6988 | 0 | 0 | 292 | 49877.1822 | 2553.761
t6989 | 0 | 0 | 292 | 49877.1822 | 2553.761
t6990 | 0 | 0 | 292 | 49877.1822 | 2553.761
t6991 | 2172.5088 | 111.2346 | 292 | 49877.1822 | 2553.761
t6992 | 67347.7742 | 3448.2725 | 292 | 49877.1822 | 2553.761
t6993 | 121660.4953 | 6229.1375 | 292 | 49877.1822 | 2553.761
t6994 | 149903.1103 | 7675.1873 | 292 | 49877.1822 | 2553.761
t6995 | 145558.0926 | 7452.7181 | 292 | 49877.1822 | 2553.761
t6996 | 149903.1103 | 7675.1873 | 292 | 49877.1822 | 2553.761
t6997 | 180318.2342 | 9232.4717 | 292 | 49877.1822 | 2553.761
t6998 | 162938.1634 | 8342.5949 | 292 | 49877.1822 | 2553.761
t6999 | 134695.5484 | 6896.5451 | 292 | 49877.1822 | 2553.761
t7000 | 82555.3361 | 4226.9147 | 292 | 49877.1822 | 2553.761
t7001 | 0 | 0 | 292 | 49877.1822 | 2553.761
t7002 | 0 | 0 | 292 | 49877.1822 | 2553.761
t7003 | 0 | 0 | 292 | 49877.1822 | 2553.761
t7004 | 0 | 0 | 292 | 49877.1822 | 2553.761
t7005 | 0 | 0 | 292 | 49877.1822 | 2553.761
t7006 | 0 | 0 | 292 | 49877.1822 | 2553.761
t7007 | 0 | 0 | 292 | 49877.1822 | 2553.761
t7008 | 0 | 0 | 292 | 49877.1822 | 2553.761
t7009 | 0 | 0 | 293 | 302883.9415 | 15507.9569
t7010 | 0 | 0 | 293 | 302883.9415 | 15507.9569
t7011 | 0 | 0 | 293 | 302883.9415 | 15507.9569
t7012 | 0 | 0 | 293 | 302883.9415 | 15507.9569
t7013 | 0 | 0 | 293 | 302883.9415 | 15507.9569
t7014 | 0 | 0 | 293 | 302883.9415 | 15507.9569
t7015 | 28242.615 | 1446.0498 | 293 | 302883.9415 | 15507.9569
t7016 | 336738.8711 | 17241.3627 | 293 | 302883.9415 | 15507.9569
t7017 | 706065.3748 | 36151.2444 | 293 | 302883.9415 | 15507.9569
t7018 | 897246.1532 | 45939.8891 | 293 | 302883.9415 | 15507.9569
t7019 | 1325230.3957 | 67853.1049 | 293 | 302883.9415 | 15507.9569
t7020 | 1464270.9619 | 74972.1192 | 293 | 302883.9415 | 15507.9569
t7021 | 1314367.8515 | 67296.9319 | 293 | 302883.9415 | 15507.9569
t7022 | 799483.2551 | 40934.3322 | 293 | 302883.9415 | 15507.9569
t7023 | 308496.2561 | 15795.313 | 293 | 302883.9415 | 15507.9569
t7024 | 89072.8627 | 4560.6185 | 293 | 302883.9415 | 15507.9569
t7025 | 0 | 0 | 293 | 302883.9415 | 15507.9569
t7026 | 0 | 0 | 293 | 302883.9415 | 15507.9569
t7027 | 0 | 0 | 293 | 302883.9415 | 15507.9569
t7028 | 0 | 0 | 293 | 302883.9415 | 15507.9569
t7029 | 0 | 0 | 293 | 302883.9415 | 15507.9569
t7030 | 0 | 0 | 293 | 302883.9415 | 15507.9569
t7031 | 0 | 0 | 293 | 302883.9415 | 15507.9569
t7032 | 0 | 0 | 293 | 302883.9415 | 15507.9569
t7033 | 0 | 0 | 294 | 94051.5288 | 4815.5311
t7034 | 0 | 0 | 294 | 94051.5288 | 4815.5311
t7035 | 0 | 0 | 294 | 94051.5288 | 4815.5311
t7036 | 0 | 0 | 294 | 94051.5288 | 4815.5311
t7037 | 0 | 0 | 294 | 94051.5288 | 4815.5311
t7038 | 0 | 0 | 294 | 94051.5288 | 4815.5311
t7039 | 6517.5265 | 333.7038 | 294 | 94051.5288 | 4815.5311
t7040 | 97762.898 | 5005.5569 | 294 | 94051.5288 | 4815.5311
t7041 | 158593.1457 | 8120.1257 | 294 | 94051.5288 | 4815.5311
t7042 | 301978.7295 | 15461.6092 | 294 | 94051.5288 | 4815.5311
t7043 | 577887.3529 | 29588.4031 | 294 | 94051.5288 | 4815.5311
t7044 | 573542.3352 | 29365.9339 | 294 | 94051.5288 | 4815.5311
t7045 | 323703.818 | 16573.9551 | 294 | 94051.5288 | 4815.5311
t7046 | 136868.0573 | 7007.7797 | 294 | 94051.5288 | 4815.5311
t7047 | 67347.7742 | 3448.2725 | 294 | 94051.5288 | 4815.5311
t7048 | 13035.0531 | 667.4076 | 294 | 94051.5288 | 4815.5311
t7049 | 0 | 0 | 294 | 94051.5288 | 4815.5311
t7050 | 0 | 0 | 294 | 94051.5288 | 4815.5311
t7051 | 0 | 0 | 294 | 94051.5288 | 4815.5311
t7052 | 0 | 0 | 294 | 94051.5288 | 4815.5311
t7053 | 0 | 0 | 294 | 94051.5288 | 4815.5311
t7054 | 0 | 0 | 294 | 94051.5288 | 4815.5311
t7055 | 0 | 0 | 294 | 94051.5288 | 4815.5311
t7056 | 0 | 0 | 294 | 94051.5288 | 4815.5311
t7057 | 0 | 0 | 295 | 258619.0738 | 13241.552
t7058 | 0 | 0 | 295 | 258619.0738 | 13241.552
t7059 | 0 | 0 | 295 | 258619.0738 | 13241.552
t7060 | 0 | 0 | 295 | 258619.0738 | 13241.552
t7061 | 0 | 0 | 295 | 258619.0738 | 13241.552
t7062 | 0 | 0 | 295 | 258619.0738 | 13241.552
t7063 | 6517.5265 | 333.7038 | 295 | 258619.0738 | 13241.552
t7064 | 134695.5484 | 6896.5451 | 295 | 258619.0738 | 13241.552
t7065 | 543127.2114 | 27808.6496 | 295 | 258619.0738 | 13241.552
t7066 | 1029769.1928 | 52725.1996 | 295 | 258619.0738 | 13241.552
t7067 | 1218777.4623 | 62402.6096 | 295 | 258619.0738 | 13241.552
t7068 | 1283952.7277 | 65739.6476 | 295 | 258619.0738 | 13241.552
t7069 | 988491.5247 | 50611.7422 | 295 | 258619.0738 | 13241.552
t7070 | 669132.7244 | 34260.2563 | 295 | 258619.0738 | 13241.552
t7071 | 265046.0791 | 13570.621 | 295 | 258619.0738 | 13241.552
t7072 | 67347.7742 | 3448.2725 | 295 | 258619.0738 | 13241.552
t7073 | 0 | 0 | 295 | 258619.0738 | 13241.552
t7074 | 0 | 0 | 295 | 258619.0738 | 13241.552
t7075 | 0 | 0 | 295 | 258619.0738 | 13241.552
t7076 | 0 | 0 | 295 | 258619.0738 | 13241.552
t7077 | 0 | 0 | 295 | 258619.0738 | 13241.552
t7078 | 0 | 0 | 295 | 258619.0738 | 13241.552
t7079 | 0 | 0 | 295 | 258619.0738 | 13241.552
t7080 | 0 | 0 | 295 | 258619.0738 | 13241.552
t7081 | 0 | 0 | 296 | 99482.8009 | 5093.6176
t7082 | 0 | 0 | 296 | 99482.8009 | 5093.6176
t7083 | 0 | 0 | 296 | 99482.8009 | 5093.6176
t7084 | 0 | 0 | 296 | 99482.8009 | 5093.6176
t7085 | 0 | 0 | 296 | 99482.8009 | 5093.6176
t7086 | 0 | 0 | 296 | 99482.8009 | 5093.6176
t7087 | 2172.5088 | 111.2346 | 296 | 99482.8009 | 5093.6176
t7088 | 117315.4777 | 6006.6683 | 296 | 99482.8009 | 5093.6176
t7089 | 269391.0968 | 13793.0902 | 296 | 99482.8009 | 5093.6176
t7090 | 349773.9241 | 17908.7703 | 296 | 99482.8009 | 5093.6176
t7091 | 406259.1541 | 20800.8699 | 296 | 99482.8009 | 5093.6176
t7092 | 401914.1364 | 20578.4007 | 296 | 99482.8009 | 5093.6176
t7093 | 360636.4684 | 18464.9433 | 296 | 99482.8009 | 5093.6176
t7094 | 278081.1322 | 14238.0286 | 296 | 99482.8009 | 5093.6176
t7095 | 162938.1634 | 8342.5949 | 296 | 99482.8009 | 5093.6176
t7096 | 39105.1592 | 2002.2228 | 296 | 99482.8009 | 5093.6176
t7097 | 0 | 0 | 296 | 99482.8009 | 5093.6176
t7098 | 0 | 0 | 296 | 99482.8009 | 5093.6176
t7099 | 0 | 0 | 296 | 99482.8009 | 5093.6176
t7100 | 0 | 0 | 296 | 99482.8009 | 5093.6176
t7101 | 0 | 0 | 296 | 99482.8009 | 5093.6176
t7102 | 0 | 0 | 296 | 99482.8009 | 5093.6176
t7103 | 0 | 0 | 296 | 99482.8009 | 5093.6176
t7104 | 0 | 0 | 296 | 99482.8009 | 5093.6176
t7105 | 0 | 0 | 297 | 62731.1929 | 3211.899
t7106 | 0 | 0 | 297 | 62731.1929 | 3211.899
t7107 | 0 | 0 | 297 | 62731.1929 | 3211.899
t7108 | 0 | 0 | 297 | 62731.1929 | 3211.899
t7109 | 0 | 0 | 297 | 62731.1929 | 3211.899
t7110 | 0 | 0 | 297 | 62731.1929 | 3211.899
t7111 | 0 | 0 | 297 | 62731.1929 | 3211.899
t7112 | 47795.1946 | 2447.1612 | 297 | 62731.1929 | 3211.899
t7113 | 130350.5307 | 6674.0759 | 297 | 62731.1929 | 3211.899
t7114 | 199870.8138 | 10233.583 | 297 | 62731.1929 | 3211.899
t7115 | 256356.0438 | 13125.6826 | 297 | 62731.1929 | 3211.899
t7116 | 258528.5526 | 13236.9172 | 297 | 62731.1929 | 3211.899
t7117 | 217250.8845 | 11123.4598 | 297 | 62731.1929 | 3211.899
t7118 | 169455.6899 | 8676.2987 | 297 | 62731.1929 | 3211.899
t7119 | 160765.6546 | 8231.3603 | 297 | 62731.1929 | 3211.899
t7120 | 65175.2654 | 3337.0379 | 297 | 62731.1929 | 3211.899
t7121 | 0 | 0 | 297 | 62731.1929 | 3211.899
t7122 | 0 | 0 | 297 | 62731.1929 | 3211.899
t7123 | 0 | 0 | 297 | 62731.1929 | 3211.899
t7124 | 0 | 0 | 297 | 62731.1929 | 3211.899
t7125 | 0 | 0 | 297 | 62731.1929 | 3211.899
t7126 | 0 | 0 | 297 | 62731.1929 | 3211.899
t7127 | 0 | 0 | 297 | 62731.1929 | 3211.899
t7128 | 0 | 0 | 297 | 62731.1929 | 3211.899
t7129 | 0 | 0 | 298 | 89706.5111 | 4593.062
t7130 | 0 | 0 | 298 | 89706.5111 | 4593.062
t7131 | 0 | 0 | 298 | 89706.5111 | 4593.062
t7132 | 0 | 0 | 298 | 89706.5111 | 4593.062
t7133 | 0 | 0 | 298 | 89706.5111 | 4593.062
t7134 | 0 | 0 | 298 | 89706.5111 | 4593.062
t7135 | 0 | 0 | 298 | 89706.5111 | 4593.062
t7136 | 60830.2477 | 3114.5688 | 298 | 89706.5111 | 4593.062
t7137 | 173800.7076 | 8898.7679 | 298 | 89706.5111 | 4593.062
t7138 | 297633.7118 | 15239.14 | 298 | 89706.5111 | 4593.062
t7139 | 362808.9772 | 18576.1779 | 298 | 89706.5111 | 4593.062
t7140 | 408431.663 | 20912.1045 | 298 | 89706.5111 | 4593.062
t7141 | 345428.9064 | 17686.3011 | 298 | 89706.5111 | 4593.062
t7142 | 284598.6588 | 14571.7324 | 298 | 89706.5111 | 4593.062
t7143 | 173800.7076 | 8898.7679 | 298 | 89706.5111 | 4593.062
t7144 | 45622.6858 | 2335.9266 | 298 | 89706.5111 | 4593.062
t7145 | 0 | 0 | 298 | 89706.5111 | 4593.062
t7146 | 0 | 0 | 298 | 89706.5111 | 4593.062
t7147 | 0 | 0 | 298 | 89706.5111 | 4593.062
t7148 | 0 | 0 | 298 | 89706.5111 | 4593.062
t7149 | 0 | 0 | 298 | 89706.5111 | 4593.062
t7150 | 0 | 0 | 298 | 89706.5111 | 4593.062
t7151 | 0 | 0 | 298 | 89706.5111 | 4593.062
t7152 | 0 | 0 | 298 | 89706.5111 | 4593.062
t7153 | 0 | 0 | 299 | 102379.4793 | 5241.9304
t7154 | 0 | 0 | 299 | 102379.4793 | 5241.9304
t7155 | 0 | 0 | 299 | 102379.4793 | 5241.9304
t7156 | 0 | 0 | 299 | 102379.4793 | 5241.9304
t7157 | 0 | 0 | 299 | 102379.4793 | 5241.9304
t7158 | 0 | 0 | 299 | 102379.4793 | 5241.9304
t7159 | 0 | 0 | 299 | 102379.4793 | 5241.9304
t7160 | 102107.9157 | 5228.0261 | 299 | 102379.4793 | 5241.9304
t7161 | 247666.0084 | 12680.7442 | 299 | 102379.4793 | 5241.9304
t7162 | 321531.3091 | 16462.7205 | 299 | 102379.4793 | 5241.9304
t7163 | 323703.818 | 16573.9551 | 299 | 102379.4793 | 5241.9304
t7164 | 369326.5037 | 18909.8817 | 299 | 102379.4793 | 5241.9304
t7165 | 521402.1229 | 26696.3036 | 299 | 102379.4793 | 5241.9304
t7166 | 382361.5568 | 19577.2893 | 299 | 102379.4793 | 5241.9304
t7167 | 162938.1634 | 8342.5949 | 299 | 102379.4793 | 5241.9304
t7168 | 26070.1061 | 1334.8152 | 299 | 102379.4793 | 5241.9304
t7169 | 0 | 0 | 299 | 102379.4793 | 5241.9304
t7170 | 0 | 0 | 299 | 102379.4793 | 5241.9304
t7171 | 0 | 0 | 299 | 102379.4793 | 5241.9304
t7172 | 0 | 0 | 299 | 102379.4793 | 5241.9304
t7173 | 0 | 0 | 299 | 102379.4793 | 5241.9304
t7174 | 0 | 0 | 299 | 102379.4793 | 5241.9304
t7175 | 0 | 0 | 299 | 102379.4793 | 5241.9304
t7176 | 0 | 0 | 299 | 102379.4793 | 5241.9304
t7177 | 0 | 0 | 300 | 193172.2448 | 9890.6097
t7178 | 0 | 0 | 300 | 193172.2448 | 9890.6097
t7179 | 0 | 0 | 300 | 193172.2448 | 9890.6097
t7180 | 0 | 0 | 300 | 193172.2448 | 9890.6097
t7181 | 0 | 0 | 300 | 193172.2448 | 9890.6097
t7182 | 0 | 0 | 300 | 193172.2448 | 9890.6097
t7183 | 0 | 0 | 300 | 193172.2448 | 9890.6097
t7184 | 41277.6681 | 2113.4574 | 300 | 193172.2448 | 9890.6097
t7185 | 184663.2519 | 9454.9409 | 300 | 193172.2448 | 9890.6097
t7186 | 482296.9637 | 24694.0808 | 300 | 193172.2448 | 9890.6097
t7187 | 810345.7994 | 41490.5051 | 300 | 193172.2448 | 9890.6097
t7188 | 953731.3832 | 48831.9886 | 300 | 193172.2448 | 9890.6097
t7189 | 916798.7328 | 46941.0005 | 300 | 193172.2448 | 9890.6097
t7190 | 701720.3571 | 35928.7752 | 300 | 193172.2448 | 9890.6097
t7191 | 427984.2426 | 21913.2159 | 300 | 193172.2448 | 9890.6097
t7192 | 117315.4777 | 6006.6683 | 300 | 193172.2448 | 9890.6097
t7193 | 0 | 0 | 300 | 193172.2448 | 9890.6097
t7194 | 0 | 0 | 300 | 193172.2448 | 9890.6097
t7195 | 0 | 0 | 300 | 193172.2448 | 9890.6097
t7196 | 0 | 0 | 300 | 193172.2448 | 9890.6097
t7197 | 0 | 0 | 300 | 193172.2448 | 9890.6097
t7198 | 0 | 0 | 300 | 193172.2448 | 9890.6097
t7199 | 0 | 0 | 300 | 193172.2448 | 9890.6097
t7200 | 0 | 0 | 300 | 193172.2448 | 9890.6097
t7201 | 0 | 0 | 301 | 356019.8871 | 18228.5698
t7202 | 0 | 0 | 301 | 356019.8871 | 18228.5698
t7203 | 0 | 0 | 301 | 356019.8871 | 18228.5698
t7204 | 0 | 0 | 301 | 356019.8871 | 18228.5698
t7205 | 0 | 0 | 301 | 356019.8871 | 18228.5698
t7206 | 0 | 0 | 301 | 356019.8871 | 18228.5698
t7207 | 0 | 0 | 301 | 356019.8871 | 18228.5698
t7208 | 273736.1145 | 14015.5594 | 301 | 356019.8871 | 18228.5698
t7209 | 773413.149 | 39599.517 | 301 | 356019.8871 | 18228.5698
t7210 | 1201397.3916 | 61512.7328 | 301 | 356019.8871 | 18228.5698
t7211 | 1427338.3115 | 73081.131 | 301 | 356019.8871 | 18228.5698
t7212 | 1488168.5592 | 76195.6998 | 301 | 356019.8871 | 18228.5698
t7213 | 1373025.5904 | 70300.2661 | 301 | 356019.8871 | 18228.5698
t7214 | 1116669.5466 | 57174.5835 | 301 | 356019.8871 | 18228.5698
t7215 | 706065.3748 | 36151.2444 | 301 | 356019.8871 | 18228.5698
t7216 | 184663.2519 | 9454.9409 | 301 | 356019.8871 | 18228.5698
t7217 | 0 | 0 | 301 | 356019.8871 | 18228.5698
t7218 | 0 | 0 | 301 | 356019.8871 | 18228.5698
t7219 | 0 | 0 | 301 | 356019.8871 | 18228.5698
t7220 | 0 | 0 | 301 | 356019.8871 | 18228.5698
t7221 | 0 | 0 | 301 | 356019.8871 | 18228.5698
t7222 | 0 | 0 | 301 | 356019.8871 | 18228.5698
t7223 | 0 | 0 | 301 | 356019.8871 | 18228.5698
t7224 | 0 | 0 | 301 | 356019.8871 | 18228.5698
t7225 | 0 | 0 | 302 | 130984.1791 | 6706.5193
t7226 | 0 | 0 | 302 | 130984.1791 | 6706.5193
t7227 | 0 | 0 | 302 | 130984.1791 | 6706.5193
t7228 | 0 | 0 | 302 | 130984.1791 | 6706.5193
t7229 | 0 | 0 | 302 | 130984.1791 | 6706.5193
t7230 | 0 | 0 | 302 | 130984.1791 | 6706.5193
t7231 | 0 | 0 | 302 | 130984.1791 | 6706.5193
t7232 | 13035.0531 | 667.4076 | 302 | 130984.1791 | 6706.5193
t7233 | 73865.3007 | 3781.9763 | 302 | 130984.1791 | 6706.5193
t7234 | 236803.4642 | 12124.5712 | 302 | 130984.1791 | 6706.5193
t7235 | 495332.0168 | 25361.4884 | 302 | 130984.1791 | 6706.5193
t7236 | 669132.7244 | 34260.2563 | 302 | 130984.1791 | 6706.5193
t7237 | 732135.4809 | 37486.0596 | 302 | 130984.1791 | 6706.5193
t7238 | 571369.8264 | 29254.6993 | 302 | 130984.1791 | 6706.5193
t7239 | 295461.203 | 15127.9054 | 302 | 130984.1791 | 6706.5193
t7240 | 56485.23 | 2892.0996 | 302 | 130984.1791 | 6706.5193
t7241 | 0 | 0 | 302 | 130984.1791 | 6706.5193
t7242 | 0 | 0 | 302 | 130984.1791 | 6706.5193
t7243 | 0 | 0 | 302 | 130984.1791 | 6706.5193
t7244 | 0 | 0 | 302 | 130984.1791 | 6706.5193
t7245 | 0 | 0 | 302 | 130984.1791 | 6706.5193
t7246 | 0 | 0 | 302 | 130984.1791 | 6706.5193
t7247 | 0 | 0 | 302 | 130984.1791 | 6706.5193
t7248 | 0 | 0 | 302 | 130984.1791 | 6706.5193
t7249 | 0 | 0 | 303 | 176787.9073 | 9051.7154
t7250 | 0 | 0 | 303 | 176787.9073 | 9051.7154
t7251 | 0 | 0 | 303 | 176787.9073 | 9051.7154
t7252 | 0 | 0 | 303 | 176787.9073 | 9051.7154
t7253 | 0 | 0 | 303 | 176787.9073 | 9051.7154
t7254 | 0 | 0 | 303 | 176787.9073 | 9051.7154
t7255 | 0 | 0 | 303 | 176787.9073 | 9051.7154
t7256 | 89072.8627 | 4560.6185 | 303 | 176787.9073 | 9051.7154
t7257 | 180318.2342 | 9232.4717 | 303 | 176787.9073 | 9051.7154
t7258 | 323703.818 | 16573.9551 | 303 | 176787.9073 | 9051.7154
t7259 | 441019.2956 | 22580.6234 | 303 | 176787.9073 | 9051.7154
t7260 | 540954.7025 | 27697.415 | 303 | 176787.9073 | 9051.7154
t7261 | 975456.4716 | 49944.3346 | 303 | 176787.9073 | 9051.7154
t7262 | 1029769.1928 | 52725.1996 | 303 | 176787.9073 | 9051.7154
t7263 | 593094.9148 | 30367.0453 | 303 | 176787.9073 | 9051.7154
t7264 | 69520.2831 | 3559.5071 | 303 | 176787.9073 | 9051.7154
t7265 | 0 | 0 | 303 | 176787.9073 | 9051.7154
t7266 | 0 | 0 | 303 | 176787.9073 | 9051.7154
t7267 | 0 | 0 | 303 | 176787.9073 | 9051.7154
t7268 | 0 | 0 | 303 | 176787.9073 | 9051.7154
t7269 | 0 | 0 | 303 | 176787.9073 | 9051.7154
t7270 | 0 | 0 | 303 | 176787.9073 | 9051.7154
t7271 | 0 | 0 | 303 | 176787.9073 | 9051.7154
t7272 | 0 | 0 | 303 | 176787.9073 | 9051.7154
t7273 | 0 | 0 | 304 | 59472.4296 | 3045.0471
t7274 | 0 | 0 | 304 | 59472.4296 | 3045.0471
t7275 | 0 | 0 | 304 | 59472.4296 | 3045.0471
t7276 | 0 | 0 | 304 | 59472.4296 | 3045.0471
t7277 | 0 | 0 | 304 | 59472.4296 | 3045.0471
t7278 | 0 | 0 | 304 | 59472.4296 | 3045.0471
t7279 | 0 | 0 | 304 | 59472.4296 | 3045.0471
t7280 | 36932.6504 | 1890.9882 | 304 | 59472.4296 | 3045.0471
t7281 | 149903.1103 | 7675.1873 | 304 | 59472.4296 | 3045.0471
t7282 | 245493.4995 | 12569.5096 | 304 | 59472.4296 | 3045.0471
t7283 | 247666.0084 | 12680.7442 | 304 | 59472.4296 | 3045.0471
t7284 | 241148.4818 | 12347.0404 | 304 | 59472.4296 | 3045.0471
t7285 | 225940.9199 | 11568.3982 | 304 | 59472.4296 | 3045.0471
t7286 | 165110.6723 | 8453.8295 | 304 | 59472.4296 | 3045.0471
t7287 | 97762.898 | 5005.5569 | 304 | 59472.4296 | 3045.0471
t7288 | 17380.0708 | 889.8768 | 304 | 59472.4296 | 3045.0471
t7289 | 0 | 0 | 304 | 59472.4296 | 3045.0471
t7290 | 0 | 0 | 304 | 59472.4296 | 3045.0471
t7291 | 0 | 0 | 304 | 59472.4296 | 3045.0471
t7292 | 0 | 0 | 304 | 59472.4296 | 3045.0471
t7293 | 0 | 0 | 304 | 59472.4296 | 3045.0471
t7294 | 0 | 0 | 304 | 59472.4296 | 3045.0471
t7295 | 0 | 0 | 304 | 59472.4296 | 3045.0471
t7296 | 0 | 0 | 304 | 59472.4296 | 3045.0471
t7297 | 0 | 0 | 305 | 249838.5172 | 12791.9788
t7298 | 0 | 0 | 305 | 249838.5172 | 12791.9788
t7299 | 0 | 0 | 305 | 249838.5172 | 12791.9788
t7300 | 0 | 0 | 305 | 249838.5172 | 12791.9788
t7301 | 0 | 0 | 305 | 249838.5172 | 12791.9788
t7302 | 0 | 0 | 305 | 249838.5172 | 12791.9788
t7303 | 0 | 0 | 305 | 249838.5172 | 12791.9788
t7304 | 117315.4777 | 6006.6683 | 305 | 249838.5172 | 12791.9788
t7305 | 425811.7337 | 21801.9813 | 305 | 249838.5172 | 12791.9788
t7306 | 779930.6755 | 39933.2208 | 305 | 249838.5172 | 12791.9788
t7307 | 997181.5601 | 51056.6806 | 305 | 249838.5172 | 12791.9788
t7308 | 1094944.4581 | 56062.2375 | 305 | 249838.5172 | 12791.9788
t7309 | 1058011.8078 | 54171.2493 | 305 | 249838.5172 | 12791.9788
t7310 | 923316.2593 | 47274.7043 | 305 | 249838.5172 | 12791.9788
t7311 | 523574.6318 | 26807.5382 | 305 | 249838.5172 | 12791.9788
t7312 | 76037.8096 | 3893.2109 | 305 | 249838.5172 | 12791.9788
t7313 | 0 | 0 | 305 | 249838.5172 | 12791.9788
t7314 | 0 | 0 | 305 | 249838.5172 | 12791.9788
t7315 | 0 | 0 | 305 | 249838.5172 | 12791.9788
t7316 | 0 | 0 | 305 | 249838.5172 | 12791.9788
t7317 | 0 | 0 | 305 | 249838.5172 | 12791.9788
t7318 | 0 | 0 | 305 | 249838.5172 | 12791.9788
t7319 | 0 | 0 | 305 | 249838.5172 | 12791.9788
t7320 | 0 | 0 | 305 | 249838.5172 | 12791.9788
t7321 | 0 | 0 | 306 | 287404.816 | 14715.4104
t7322 | 0 | 0 | 306 | 287404.816 | 14715.4104
t7323 | 0 | 0 | 306 | 287404.816 | 14715.4104
t7324 | 0 | 0 | 306 | 287404.816 | 14715.4104
t7325 | 0 | 0 | 306 | 287404.816 | 14715.4104
t7326 | 0 | 0 | 306 | 287404.816 | 14715.4104
t7327 | 0 | 0 | 306 | 287404.816 | 14715.4104
t7328 | 191180.7784 | 9788.6446 | 306 | 287404.816 | 14715.4104
t7329 | 677822.7598 | 34705.1947 | 306 | 287404.816 | 14715.4104
t7330 | 1044976.7547 | 53503.8418 | 306 | 287404.816 | 14715.4104
t7331 | 1236157.5331 | 63292.4864 | 306 | 287404.816 | 14715.4104
t7332 | 1240502.5508 | 63514.9556 | 306 | 287404.816 | 14715.4104
t7333 | 1047149.2635 | 53615.0764 | 306 | 287404.816 | 14715.4104
t7334 | 836415.9055 | 42825.3203 | 306 | 287404.816 | 14715.4104
t7335 | 536609.6848 | 27474.9458 | 306 | 287404.816 | 14715.4104
t7336 | 86900.3538 | 4449.3839 | 306 | 287404.816 | 14715.4104
t7337 | 0 | 0 | 306 | 287404.816 | 14715.4104
t7338 | 0 | 0 | 306 | 287404.816 | 14715.4104
t7339 | 0 | 0 | 306 | 287404.816 | 14715.4104
t7340 | 0 | 0 | 306 | 287404.816 | 14715.4104
t7341 | 0 | 0 | 306 | 287404.816 | 14715.4104
t7342 | 0 | 0 | 306 | 287404.816 | 14715.4104
t7343 | 0 | 0 | 306 | 287404.816 | 14715.4104
t7344 | 0 | 0 | 306 | 287404.816 | 14715.4104
t7345 | 0 | 0 | 307 | 196340.4869 | 3777.3416
t7346 | 0 | 0 | 307 | 196340.4869 | 3777.3416
t7347 | 0 | 0 | 307 | 196340.4869 | 3777.3416
t7348 | 0 | 0 | 307 | 196340.4869 | 3777.3416
t7349 | 0 | 0 | 307 | 196340.4869 | 3777.3416
t7350 | 0 | 0 | 307 | 196340.4869 | 3777.3416
t7351 | 0 | 0 | 307 | 196340.4869 | 3777.3416
t7352 | 45622.6858 | 2335.9266 | 307 | 196340.4869 | 3777.3416
t7353 | 210733.358 | 10789.756 | 307 | 196340.4869 | 3777.3416
t7354 | 640890.1094 | 32814.2065 | 307 | 196340.4869 | 3777.3416
t7355 | 706065.3748 | 0 | 307 | 196340.4869 | 3777.3416
t7356 | 873348.5559 | 44716.3085 | 307 | 196340.4869 | 3777.3416
t7357 | 1027596.6839 | 0 | 307 | 196340.4869 | 3777.3416
t7358 | 762550.6048 | 0 | 307 | 196340.4869 | 3777.3416
t7359 | 410604.1718 | 0 | 307 | 196340.4869 | 3777.3416
t7360 | 34760.1415 | 0 | 307 | 196340.4869 | 3777.3416
t7361 | 0 | 0 | 307 | 196340.4869 | 3777.3416
t7362 | 0 | 0 | 307 | 196340.4869 | 3777.3416
t7363 | 0 | 0 | 307 | 196340.4869 | 3777.3416
t7364 | 0 | 0 | 307 | 196340.4869 | 3777.3416
t7365 | 0 | 0 | 307 | 196340.4869 | 3777.3416
t7366 | 0 | 0 | 307 | 196340.4869 | 3777.3416
t7367 | 0 | 0 | 307 | 196340.4869 | 3777.3416
t7368 | 0 | 0 | 307 | 196340.4869 | 3777.3416
t7369 | 0 | 0 | 308 | 103646.7762 | 4440.1144
t7370 | 0 | 0 | 308 | 103646.7762 | 4440.1144
t7371 | 0 | 0 | 308 | 103646.7762 | 4440.1144
t7372 | 0 | 0 | 308 | 103646.7762 | 4440.1144
t7373 | 0 | 0 | 308 | 103646.7762 | 4440.1144
t7374 | 0 | 0 | 308 | 103646.7762 | 4440.1144
t7375 | 0 | 0 | 308 | 103646.7762 | 4440.1144
t7376 | 73865.3007 | 0 | 308 | 103646.7762 | 4440.1144
t7377 | 330221.3445 | 0 | 308 | 103646.7762 | 4440.1144
t7378 | 610474.9856 | 31256.9221 | 308 | 103646.7762 | 4440.1144
t7379 | 493159.5079 | 25250.2538 | 308 | 103646.7762 | 4440.1144
t7380 | 369326.5037 | 18909.8817 | 308 | 103646.7762 | 4440.1144
t7381 | 364981.486 | 18687.4125 | 308 | 103646.7762 | 4440.1144
t7382 | 184663.2519 | 9454.9409 | 308 | 103646.7762 | 4440.1144
t7383 | 58657.7388 | 3003.3342 | 308 | 103646.7762 | 4440.1144
t7384 | 2172.5088 | 0 | 308 | 103646.7762 | 4440.1144
t7385 | 0 | 0 | 308 | 103646.7762 | 4440.1144
t7386 | 0 | 0 | 308 | 103646.7762 | 4440.1144
t7387 | 0 | 0 | 308 | 103646.7762 | 4440.1144
t7388 | 0 | 0 | 308 | 103646.7762 | 4440.1144
t7389 | 0 | 0 | 308 | 103646.7762 | 4440.1144
t7390 | 0 | 0 | 308 | 103646.7762 | 4440.1144
t7391 | 0 | 0 | 308 | 103646.7762 | 4440.1144
t7392 | 0 | 0 | 308 | 103646.7762 | 4440.1144
t7393 | 0 | 0 | 309 | 36842.1292 | 982.5723
t7394 | 0 | 0 | 309 | 36842.1292 | 982.5723
t7395 | 0 | 0 | 309 | 36842.1292 | 982.5723
t7396 | 0 | 0 | 309 | 36842.1292 | 982.5723
t7397 | 0 | 0 | 309 | 36842.1292 | 982.5723
t7398 | 0 | 0 | 309 | 36842.1292 | 982.5723
t7399 | 0 | 0 | 309 | 36842.1292 | 982.5723
t7400 | 13035.0531 | 667.4076 | 309 | 36842.1292 | 982.5723
t7401 | 82555.3361 | 4226.9147 | 309 | 36842.1292 | 982.5723
t7402 | 143385.5838 | 7341.4835 | 309 | 36842.1292 | 982.5723
t7403 | 182490.743 | 0 | 309 | 36842.1292 | 982.5723
t7404 | 182490.743 | 9343.7063 | 309 | 36842.1292 | 982.5723
t7405 | 152075.6192 | 0 | 309 | 36842.1292 | 982.5723
t7406 | 89072.8627 | 0 | 309 | 36842.1292 | 982.5723
t7407 | 39105.1592 | 2002.2228 | 309 | 36842.1292 | 982.5723
t7408 | 0 | 0 | 309 | 36842.1292 | 982.5723
t7409 | 0 | 0 | 309 | 36842.1292 | 982.5723
t7410 | 0 | 0 | 309 | 36842.1292 | 982.5723
t7411 | 0 | 0 | 309 | 36842.1292 | 982.5723
t7412 | 0 | 0 | 309 | 36842.1292 | 982.5723
t7413 | 0 | 0 | 309 | 36842.1292 | 982.5723
t7414 | 0 | 0 | 309 | 36842.1292 | 982.5723
t7415 | 0 | 0 | 309 | 36842.1292 | 982.5723
t7416 | 0 | 0 | 309 | 36842.1292 | 982.5723
t7417 | 0 | 0 | 310 | 41639.7529 | 1955.875
t7418 | 0 | 0 | 310 | 41639.7529 | 1955.875
t7419 | 0 | 0 | 310 | 41639.7529 | 1955.875
t7420 | 0 | 0 | 310 | 41639.7529 | 1955.875
t7421 | 0 | 0 | 310 | 41639.7529 | 1955.875
t7422 | 0 | 0 | 310 | 41639.7529 | 1955.875
t7423 | 0 | 0 | 310 | 41639.7529 | 1955.875
t7424 | 8690.0354 | 444.9384 | 310 | 41639.7529 | 1955.875
t7425 | 58657.7388 | 3003.3342 | 310 | 41639.7529 | 1955.875
t7426 | 121660.4953 | 6229.1375 | 310 | 41639.7529 | 1955.875
t7427 | 171628.1988 | 8787.5333 | 310 | 41639.7529 | 1955.875
t7428 | 184663.2519 | 9454.9409 | 310 | 41639.7529 | 1955.875
t7429 | 199870.8138 | 10233.583 | 310 | 41639.7529 | 1955.875
t7430 | 169455.6899 | 8676.2987 | 310 | 41639.7529 | 1955.875
t7431 | 82555.3361 | 0 | 310 | 41639.7529 | 1955.875
t7432 | 2172.5088 | 111.2346 | 310 | 41639.7529 | 1955.875
t7433 | 0 | 0 | 310 | 41639.7529 | 1955.875
t7434 | 0 | 0 | 310 | 41639.7529 | 1955.875
t7435 | 0 | 0 | 310 | 41639.7529 | 1955.875
t7436 | 0 | 0 | 310 | 41639.7529 | 1955.875
t7437 | 0 | 0 | 310 | 41639.7529 | 1955.875
t7438 | 0 | 0 | 310 | 41639.7529 | 1955.875
t7439 | 0 | 0 | 310 | 41639.7529 | 1955.875
t7440 | 0 | 0 | 310 | 41639.7529 | 1955.875
t7441 | 0 | 0 | 311 | 283421.8831 | 14511.4803
t7442 | 0 | 0 | 311 | 283421.8831 | 14511.4803
t7443 | 0 | 0 | 311 | 283421.8831 | 14511.4803
t7444 | 0 | 0 | 311 | 283421.8831 | 14511.4803
t7445 | 0 | 0 | 311 | 283421.8831 | 14511.4803
t7446 | 0 | 0 | 311 | 283421.8831 | 14511.4803
t7447 | 0 | 0 | 311 | 283421.8831 | 14511.4803
t7448 | 123833.0042 | 6340.3721 | 311 | 283421.8831 | 14511.4803
t7449 | 599612.4414 | 30700.7491 | 311 | 283421.8831 | 14511.4803
t7450 | 1066701.8431 | 54616.1877 | 311 | 283421.8831 | 14511.4803
t7451 | 1316540.3604 | 67408.1665 | 311 | 283421.8831 | 14511.4803
t7452 | 1303505.3073 | 66740.7589 | 311 | 283421.8831 | 14511.4803
t7453 | 1151429.6881 | 58954.3371 | 311 | 283421.8831 | 14511.4803
t7454 | 808173.2905 | 41379.2705 | 311 | 283421.8831 | 14511.4803
t7455 | 393224.101 | 20133.4623 | 311 | 283421.8831 | 14511.4803
t7456 | 39105.1592 | 2002.2228 | 311 | 283421.8831 | 14511.4803
t7457 | 0 | 0 | 311 | 283421.8831 | 14511.4803
t7458 | 0 | 0 | 311 | 283421.8831 | 14511.4803
t7459 | 0 | 0 | 311 | 283421.8831 | 14511.4803
t7460 | 0 | 0 | 311 | 283421.8831 | 14511.4803
t7461 | 0 | 0 | 311 | 283421.8831 | 14511.4803
t7462 | 0 | 0 | 311 | 283421.8831 | 14511.4803
t7463 | 0 | 0 | 311 | 283421.8831 | 14511.4803
t7464 | 0 | 0 | 311 | 283421.8831 | 14511.4803
t7465 | 0 | 0 | 312 | 58205.1328 | 2980.1603
t7466 | 0 | 0 | 312 | 58205.1328 | 2980.1603
t7467 | 0 | 0 | 312 | 58205.1328 | 2980.1603
t7468 | 0 | 0 | 312 | 58205.1328 | 2980.1603
t7469 | 0 | 0 | 312 | 58205.1328 | 2980.1603
t7470 | 0 | 0 | 312 | 58205.1328 | 2980.1603
t7471 | 0 | 0 | 312 | 58205.1328 | 2980.1603
t7472 | 41277.6681 | 2113.4574 | 312 | 58205.1328 | 2980.1603
t7473 | 154248.128 | 7897.6565 | 312 | 58205.1328 | 2980.1603
t7474 | 197698.3049 | 10122.3484 | 312 | 58205.1328 | 2980.1603
t7475 | 173800.7076 | 8898.7679 | 312 | 58205.1328 | 2980.1603
t7476 | 208560.8492 | 10678.5214 | 312 | 58205.1328 | 2980.1603
t7477 | 254183.5349 | 13014.448 | 312 | 58205.1328 | 2980.1603
t7478 | 245493.4995 | 12569.5096 | 312 | 58205.1328 | 2980.1603
t7479 | 121660.4953 | 6229.1375 | 312 | 58205.1328 | 2980.1603
t7480 | 0 | 0 | 312 | 58205.1328 | 2980.1603
t7481 | 0 | 0 | 312 | 58205.1328 | 2980.1603
t7482 | 0 | 0 | 312 | 58205.1328 | 2980.1603
t7483 | 0 | 0 | 312 | 58205.1328 | 2980.1603
t7484 | 0 | 0 | 312 | 58205.1328 | 2980.1603
t7485 | 0 | 0 | 312 | 58205.1328 | 2980.1603
t7486 | 0 | 0 | 312 | 58205.1328 | 2980.1603
t7487 | 0 | 0 | 312 | 58205.1328 | 2980.1603
t7488 | 0 | 0 | 312 | 58205.1328 | 2980.1603
t7489 | 0 | 0 | 313 | 169274.6475 | 8667.0291
t7490 | 0 | 0 | 313 | 169274.6475 | 8667.0291
t7491 | 0 | 0 | 313 | 169274.6475 | 8667.0291
t7492 | 0 | 0 | 313 | 169274.6475 | 8667.0291
t7493 | 0 | 0 | 313 | 169274.6475 | 8667.0291
t7494 | 0 | 0 | 313 | 169274.6475 | 8667.0291
t7495 | 0 | 0 | 313 | 169274.6475 | 8667.0291
t7496 | 19552.5796 | 1001.1114 | 313 | 169274.6475 | 8667.0291
t7497 | 78210.3184 | 4004.4455 | 313 | 169274.6475 | 8667.0291
t7498 | 152075.6192 | 7786.4219 | 313 | 169274.6475 | 8667.0291
t7499 | 441019.2956 | 22580.6234 | 313 | 169274.6475 | 8667.0291
t7500 | 1264400.1481 | 64738.5362 | 313 | 169274.6475 | 8667.0291
t7501 | 1151429.6881 | 58954.3371 | 313 | 169274.6475 | 8667.0291
t7502 | 597439.9325 | 30589.5145 | 313 | 169274.6475 | 8667.0291
t7503 | 345428.9064 | 17686.3011 | 313 | 169274.6475 | 8667.0291
t7504 | 13035.0531 | 667.4076 | 313 | 169274.6475 | 8667.0291
t7505 | 0 | 0 | 313 | 169274.6475 | 8667.0291
t7506 | 0 | 0 | 313 | 169274.6475 | 8667.0291
t7507 | 0 | 0 | 313 | 169274.6475 | 8667.0291
t7508 | 0 | 0 | 313 | 169274.6475 | 8667.0291
t7509 | 0 | 0 | 313 | 169274.6475 | 8667.0291
t7510 | 0 | 0 | 313 | 169274.6475 | 8667.0291
t7511 | 0 | 0 | 313 | 169274.6475 | 8667.0291
t7512 | 0 | 0 | 313 | 169274.6475 | 8667.0291
t7513 | 0 | 0 | 314 | 21634.5673 | 1107.7112
t7514 | 0 | 0 | 314 | 21634.5673 | 1107.7112
t7515 | 0 | 0 | 314 | 21634.5673 | 1107.7112
t7516 | 0 | 0 | 314 | 21634.5673 | 1107.7112
t7517 | 0 | 0 | 314 | 21634.5673 | 1107.7112
t7518 | 0 | 0 | 314 | 21634.5673 | 1107.7112
t7519 | 0 | 0 | 314 | 21634.5673 | 1107.7112
t7520 | 2172.5088 | 111.2346 | 314 | 21634.5673 | 1107.7112
t7521 | 28242.615 | 1446.0498 | 314 | 21634.5673 | 1107.7112
t7522 | 58657.7388 | 3003.3342 | 314 | 21634.5673 | 1107.7112
t7523 | 86900.3538 | 4449.3839 | 314 | 21634.5673 | 1107.7112
t7524 | 102107.9157 | 5228.0261 | 314 | 21634.5673 | 1107.7112
t7525 | 102107.9157 | 5228.0261 | 314 | 21634.5673 | 1107.7112
t7526 | 89072.8627 | 4560.6185 | 314 | 21634.5673 | 1107.7112
t7527 | 49967.7034 | 2558.3958 | 314 | 21634.5673 | 1107.7112
t7528 | 0 | 0 | 314 | 21634.5673 | 1107.7112
t7529 | 0 | 0 | 314 | 21634.5673 | 1107.7112
t7530 | 0 | 0 | 314 | 21634.5673 | 1107.7112
t7531 | 0 | 0 | 314 | 21634.5673 | 1107.7112
t7532 | 0 | 0 | 314 | 21634.5673 | 1107.7112
t7533 | 0 | 0 | 314 | 21634.5673 | 1107.7112
t7534 | 0 | 0 | 314 | 21634.5673 | 1107.7112
t7535 | 0 | 0 | 314 | 21634.5673 | 1107.7112
t7536 | 0 | 0 | 314 | 21634.5673 | 1107.7112
t7537 | 0 | 0 | 315 | 248661.7416 | 11392.2768
t7538 | 0 | 0 | 315 | 248661.7416 | 11392.2768
t7539 | 0 | 0 | 315 | 248661.7416 | 11392.2768
t7540 | 0 | 0 | 315 | 248661.7416 | 11392.2768
t7541 | 0 | 0 | 315 | 248661.7416 | 11392.2768
t7542 | 0 | 0 | 315 | 248661.7416 | 11392.2768
t7543 | 0 | 0 | 315 | 248661.7416 | 11392.2768
t7544 | 19552.5796 | 0 | 315 | 248661.7416 | 11392.2768
t7545 | 136868.0573 | 7007.7797 | 315 | 248661.7416 | 11392.2768
t7546 | 608302.4767 | 0 | 315 | 248661.7416 | 11392.2768
t7547 | 1010216.6132 | 51724.0882 | 315 | 248661.7416 | 11392.2768
t7548 | 1292642.7631 | 66184.586 | 315 | 248661.7416 | 11392.2768
t7549 | 1292642.7631 | 66184.586 | 315 | 248661.7416 | 11392.2768
t7550 | 1029769.1928 | 52725.1996 | 315 | 248661.7416 | 11392.2768
t7551 | 560507.2821 | 28698.5263 | 315 | 248661.7416 | 11392.2768
t7552 | 17380.0708 | 889.8768 | 315 | 248661.7416 | 11392.2768
t7553 | 0 | 0 | 315 | 248661.7416 | 11392.2768
t7554 | 0 | 0 | 315 | 248661.7416 | 11392.2768
t7555 | 0 | 0 | 315 | 248661.7416 | 11392.2768
t7556 | 0 | 0 | 315 | 248661.7416 | 11392.2768
t7557 | 0 | 0 | 315 | 248661.7416 | 11392.2768
t7558 | 0 | 0 | 315 | 248661.7416 | 11392.2768
t7559 | 0 | 0 | 315 | 248661.7416 | 11392.2768
t7560 | 0 | 0 | 315 | 248661.7416 | 11392.2768
t7561 | 0 | 0 | 316 | 18285.2828 | 936.2245
t7562 | 0 | 0 | 316 | 18285.2828 | 936.2245
t7563 | 0 | 0 | 316 | 18285.2828 | 936.2245
t7564 | 0 | 0 | 316 | 18285.2828 | 936.2245
t7565 | 0 | 0 | 316 | 18285.2828 | 936.2245
t7566 | 0 | 0 | 316 | 18285.2828 | 936.2245
t7567 | 0 | 0 | 316 | 18285.2828 | 936.2245
t7568 | 0 | 0 | 316 | 18285.2828 | 936.2245
t7569 | 28242.615 | 1446.0498 | 316 | 18285.2828 | 936.2245
t7570 | 69520.2831 | 3559.5071 | 316 | 18285.2828 | 936.2245
t7571 | 97762.898 | 5005.5569 | 316 | 18285.2828 | 936.2245
t7572 | 106452.9334 | 5450.4953 | 316 | 18285.2828 | 936.2245
t7573 | 86900.3538 | 4449.3839 | 316 | 18285.2828 | 936.2245
t7574 | 41277.6681 | 2113.4574 | 316 | 18285.2828 | 936.2245
t7575 | 8690.0354 | 444.9384 | 316 | 18285.2828 | 936.2245
t7576 | 0 | 0 | 316 | 18285.2828 | 936.2245
t7577 | 0 | 0 | 316 | 18285.2828 | 936.2245
t7578 | 0 | 0 | 316 | 18285.2828 | 936.2245
t7579 | 0 | 0 | 316 | 18285.2828 | 936.2245
t7580 | 0 | 0 | 316 | 18285.2828 | 936.2245
t7581 | 0 | 0 | 316 | 18285.2828 | 936.2245
t7582 | 0 | 0 | 316 | 18285.2828 | 936.2245
t7583 | 0 | 0 | 316 | 18285.2828 | 936.2245
t7584 | 0 | 0 | 316 | 18285.2828 | 936.2245
t7585 | 0 | 0 | 317 | 13216.0955 | 676.6771
t7586 | 0 | 0 | 317 | 13216.0955 | 676.6771
t7587 | 0 | 0 | 317 | 13216.0955 | 676.6771
t7588 | 0 | 0 | 317 | 13216.0955 | 676.6771
t7589 | 0 | 0 | 317 | 13216.0955 | 676.6771
t7590 | 0 | 0 | 317 | 13216.0955 | 676.6771
t7591 | 0 | 0 | 317 | 13216.0955 | 676.6771
t7592 | 0 | 0 | 317 | 13216.0955 | 676.6771
t7593 | 19552.5796 | 1001.1114 | 317 | 13216.0955 | 676.6771
t7594 | 49967.7034 | 2558.3958 | 317 | 13216.0955 | 676.6771
t7595 | 73865.3007 | 3781.9763 | 317 | 13216.0955 | 676.6771
t7596 | 73865.3007 | 3781.9763 | 317 | 13216.0955 | 676.6771
t7597 | 56485.23 | 2892.0996 | 317 | 13216.0955 | 676.6771
t7598 | 34760.1415 | 1779.7536 | 317 | 13216.0955 | 676.6771
t7599 | 8690.0354 | 444.9384 | 317 | 13216.0955 | 676.6771
t7600 | 0 | 0 | 317 | 13216.0955 | 676.6771
t7601 | 0 | 0 | 317 | 13216.0955 | 676.6771
t7602 | 0 | 0 | 317 | 13216.0955 | 676.6771
t7603 | 0 | 0 | 317 | 13216.0955 | 676.6771
t7604 | 0 | 0 | 317 | 13216.0955 | 676.6771
t7605 | 0 | 0 | 317 | 13216.0955 | 676.6771
t7606 | 0 | 0 | 317 | 13216.0955 | 676.6771
t7607 | 0 | 0 | 317 | 13216.0955 | 676.6771
t7608 | 0 | 0 | 317 | 13216.0955 | 676.6771
t7609 | 0 | 0 | 318 | 38743.0744 | 1983.6837
t7610 | 0 | 0 | 318 | 38743.0744 | 1983.6837
t7611 | 0 | 0 | 318 | 38743.0744 | 1983.6837
t7612 | 0 | 0 | 318 | 38743.0744 | 1983.6837
t7613 | 0 | 0 | 318 | 38743.0744 | 1983.6837
t7614 | 0 | 0 | 318 | 38743.0744 | 1983.6837
t7615 | 0 | 0 | 318 | 38743.0744 | 1983.6837
t7616 | 6517.5265 | 333.7038 | 318 | 38743.0744 | 1983.6837
t7617 | 67347.7742 | 3448.2725 | 318 | 38743.0744 | 1983.6837
t7618 | 123833.0042 | 6340.3721 | 318 | 38743.0744 | 1983.6837
t7619 | 169455.6899 | 8676.2987 | 318 | 38743.0744 | 1983.6837
t7620 | 206388.3403 | 10567.2868 | 318 | 38743.0744 | 1983.6837
t7621 | 191180.7784 | 9788.6446 | 318 | 38743.0744 | 1983.6837
t7622 | 130350.5307 | 6674.0759 | 318 | 38743.0744 | 1983.6837
t7623 | 34760.1415 | 1779.7536 | 318 | 38743.0744 | 1983.6837
t7624 | 0 | 0 | 318 | 38743.0744 | 1983.6837
t7625 | 0 | 0 | 318 | 38743.0744 | 1983.6837
t7626 | 0 | 0 | 318 | 38743.0744 | 1983.6837
t7627 | 0 | 0 | 318 | 38743.0744 | 1983.6837
t7628 | 0 | 0 | 318 | 38743.0744 | 1983.6837
t7629 | 0 | 0 | 318 | 38743.0744 | 1983.6837
t7630 | 0 | 0 | 318 | 38743.0744 | 1983.6837
t7631 | 0 | 0 | 318 | 38743.0744 | 1983.6837
t7632 | 0 | 0 | 318 | 38743.0744 | 1983.6837
t7633 | 0 | 0 | 319 | 19371.5372 | 991.8418
t7634 | 0 | 0 | 319 | 19371.5372 | 991.8418
t7635 | 0 | 0 | 319 | 19371.5372 | 991.8418
t7636 | 0 | 0 | 319 | 19371.5372 | 991.8418
t7637 | 0 | 0 | 319 | 19371.5372 | 991.8418
t7638 | 0 | 0 | 319 | 19371.5372 | 991.8418
t7639 | 0 | 0 | 319 | 19371.5372 | 991.8418
t7640 | 0 | 0 | 319 | 19371.5372 | 991.8418
t7641 | 26070.1061 | 1334.8152 | 319 | 19371.5372 | 991.8418
t7642 | 65175.2654 | 3337.0379 | 319 | 19371.5372 | 991.8418
t7643 | 106452.9334 | 5450.4953 | 319 | 19371.5372 | 991.8418
t7644 | 121660.4953 | 6229.1375 | 319 | 19371.5372 | 991.8418
t7645 | 86900.3538 | 4449.3839 | 319 | 19371.5372 | 991.8418
t7646 | 47795.1946 | 2447.1612 | 319 | 19371.5372 | 991.8418
t7647 | 10862.5442 | 556.173 | 319 | 19371.5372 | 991.8418
t7648 | 0 | 0 | 319 | 19371.5372 | 991.8418
t7649 | 0 | 0 | 319 | 19371.5372 | 991.8418
t7650 | 0 | 0 | 319 | 19371.5372 | 991.8418
t7651 | 0 | 0 | 319 | 19371.5372 | 991.8418
t7652 | 0 | 0 | 319 | 19371.5372 | 991.8418
t7653 | 0 | 0 | 319 | 19371.5372 | 991.8418
t7654 | 0 | 0 | 319 | 19371.5372 | 991.8418
t7655 | 0 | 0 | 319 | 19371.5372 | 991.8418
t7656 | 0 | 0 | 319 | 19371.5372 | 991.8418
t7657 | 0 | 0 | 320 | 9142.6414 | 468.1123
t7658 | 0 | 0 | 320 | 9142.6414 | 468.1123
t7659 | 0 | 0 | 320 | 9142.6414 | 468.1123
t7660 | 0 | 0 | 320 | 9142.6414 | 468.1123
t7661 | 0 | 0 | 320 | 9142.6414 | 468.1123
t7662 | 0 | 0 | 320 | 9142.6414 | 468.1123
t7663 | 0 | 0 | 320 | 9142.6414 | 468.1123
t7664 | 0 | 0 | 320 | 9142.6414 | 468.1123
t7665 | 13035.0531 | 667.4076 | 320 | 9142.6414 | 468.1123
t7666 | 41277.6681 | 2113.4574 | 320 | 9142.6414 | 468.1123
t7667 | 49967.7034 | 2558.3958 | 320 | 9142.6414 | 468.1123
t7668 | 54312.7211 | 2780.865 | 320 | 9142.6414 | 468.1123
t7669 | 39105.1592 | 2002.2228 | 320 | 9142.6414 | 468.1123
t7670 | 19552.5796 | 1001.1114 | 320 | 9142.6414 | 468.1123
t7671 | 2172.5088 | 111.2346 | 320 | 9142.6414 | 468.1123
t7672 | 0 | 0 | 320 | 9142.6414 | 468.1123
t7673 | 0 | 0 | 320 | 9142.6414 | 468.1123
t7674 | 0 | 0 | 320 | 9142.6414 | 468.1123
t7675 | 0 | 0 | 320 | 9142.6414 | 468.1123
t7676 | 0 | 0 | 320 | 9142.6414 | 468.1123
t7677 | 0 | 0 | 320 | 9142.6414 | 468.1123
t7678 | 0 | 0 | 320 | 9142.6414 | 468.1123
t7679 | 0 | 0 | 320 | 9142.6414 | 468.1123
t7680 | 0 | 0 | 320 | 9142.6414 | 468.1123
t7681 | 0 | 0 | 321 | 70334.9739 | 3601.2201
t7682 | 0 | 0 | 321 | 70334.9739 | 3601.2201
t7683 | 0 | 0 | 321 | 70334.9739 | 3601.2201
t7684 | 0 | 0 | 321 | 70334.9739 | 3601.2201
t7685 | 0 | 0 | 321 | 70334.9739 | 3601.2201
t7686 | 0 | 0 | 321 | 70334.9739 | 3601.2201
t7687 | 0 | 0 | 321 | 70334.9739 | 3601.2201
t7688 | 2172.5088 | 111.2346 | 321 | 70334.9739 | 3601.2201
t7689 | 89072.8627 | 4560.6185 | 321 | 70334.9739 | 3601.2201
t7690 | 206388.3403 | 10567.2868 | 321 | 70334.9739 | 3601.2201
t7691 | 325876.3268 | 16685.1897 | 321 | 70334.9739 | 3601.2201
t7692 | 380189.048 | 19466.0547 | 321 | 70334.9739 | 3601.2201
t7693 | 401914.1364 | 20578.4007 | 321 | 70334.9739 | 3601.2201
t7694 | 217250.8845 | 11123.4598 | 321 | 70334.9739 | 3601.2201
t7695 | 65175.2654 | 3337.0379 | 321 | 70334.9739 | 3601.2201
t7696 | 0 | 0 | 321 | 70334.9739 | 3601.2201
t7697 | 0 | 0 | 321 | 70334.9739 | 3601.2201
t7698 | 0 | 0 | 321 | 70334.9739 | 3601.2201
t7699 | 0 | 0 | 321 | 70334.9739 | 3601.2201
t7700 | 0 | 0 | 321 | 70334.9739 | 3601.2201
t7701 | 0 | 0 | 321 | 70334.9739 | 3601.2201
t7702 | 0 | 0 | 321 | 70334.9739 | 3601.2201
t7703 | 0 | 0 | 321 | 70334.9739 | 3601.2201
t7704 | 0 | 0 | 321 | 70334.9739 | 3601.2201
t7705 | 0 | 0 | 322 | 26975.3182 | 1381.1629
t7706 | 0 | 0 | 322 | 26975.3182 | 1381.1629
t7707 | 0 | 0 | 322 | 26975.3182 | 1381.1629
t7708 | 0 | 0 | 322 | 26975.3182 | 1381.1629
t7709 | 0 | 0 | 322 | 26975.3182 | 1381.1629
t7710 | 0 | 0 | 322 | 26975.3182 | 1381.1629
t7711 | 0 | 0 | 322 | 26975.3182 | 1381.1629
t7712 | 0 | 0 | 322 | 26975.3182 | 1381.1629
t7713 | 49967.7034 | 2558.3958 | 322 | 26975.3182 | 1381.1629
t7714 | 115142.9688 | 5895.4337 | 322 | 26975.3182 | 1381.1629
t7715 | 154248.128 | 7897.6565 | 322 | 26975.3182 | 1381.1629
t7716 | 136868.0573 | 7007.7797 | 322 | 26975.3182 | 1381.1629
t7717 | 95590.3892 | 4894.3223 | 322 | 26975.3182 | 1381.1629
t7718 | 69520.2831 | 3559.5071 | 322 | 26975.3182 | 1381.1629
t7719 | 26070.1061 | 1334.8152 | 322 | 26975.3182 | 1381.1629
t7720 | 0 | 0 | 322 | 26975.3182 | 1381.1629
t7721 | 0 | 0 | 322 | 26975.3182 | 1381.1629
t7722 | 0 | 0 | 322 | 26975.3182 | 1381.1629
t7723 | 0 | 0 | 322 | 26975.3182 | 1381.1629
t7724 | 0 | 0 | 322 | 26975.3182 | 1381.1629
t7725 | 0 | 0 | 322 | 26975.3182 | 1381.1629
t7726 | 0 | 0 | 322 | 26975.3182 | 1381.1629
t7727 | 0 | 0 | 322 | 26975.3182 | 1381.1629
t7728 | 0 | 0 | 322 | 26975.3182 | 1381.1629
t7729 | 0 | 0 | 323 | 56847.3148 | 2910.6387
t7730 | 0 | 0 | 323 | 56847.3148 | 2910.6387
t7731 | 0 | 0 | 323 | 56847.3148 | 2910.6387
t7732 | 0 | 0 | 323 | 56847.3148 | 2910.6387
t7733 | 0 | 0 | 323 | 56847.3148 | 2910.6387
t7734 | 0 | 0 | 323 | 56847.3148 | 2910.6387
t7735 | 0 | 0 | 323 | 56847.3148 | 2910.6387
t7736 | 6517.5265 | 333.7038 | 323 | 56847.3148 | 2910.6387
t7737 | 115142.9688 | 5895.4337 | 323 | 56847.3148 | 2910.6387
t7738 | 256356.0438 | 13125.6826 | 323 | 56847.3148 | 2910.6387
t7739 | 330221.3445 | 16907.6589 | 323 | 56847.3148 | 2910.6387
t7740 | 295461.203 | 15127.9054 | 323 | 56847.3148 | 2910.6387
t7741 | 206388.3403 | 10567.2868 | 323 | 56847.3148 | 2910.6387
t7742 | 117315.4777 | 6006.6683 | 323 | 56847.3148 | 2910.6387
t7743 | 36932.6504 | 1890.9882 | 323 | 56847.3148 | 2910.6387
t7744 | 0 | 0 | 323 | 56847.3148 | 2910.6387
t7745 | 0 | 0 | 323 | 56847.3148 | 2910.6387
t7746 | 0 | 0 | 323 | 56847.3148 | 2910.6387
t7747 | 0 | 0 | 323 | 56847.3148 | 2910.6387
t7748 | 0 | 0 | 323 | 56847.3148 | 2910.6387
t7749 | 0 | 0 | 323 | 56847.3148 | 2910.6387
t7750 | 0 | 0 | 323 | 56847.3148 | 2910.6387
t7751 | 0 | 0 | 323 | 56847.3148 | 2910.6387
t7752 | 0 | 0 | 323 | 56847.3148 | 2910.6387
t7753 | 0 | 0 | 324 | 80473.3485 | 4120.3149
t7754 | 0 | 0 | 324 | 80473.3485 | 4120.3149
t7755 | 0 | 0 | 324 | 80473.3485 | 4120.3149
t7756 | 0 | 0 | 324 | 80473.3485 | 4120.3149
t7757 | 0 | 0 | 324 | 80473.3485 | 4120.3149
t7758 | 0 | 0 | 324 | 80473.3485 | 4120.3149
t7759 | 0 | 0 | 324 | 80473.3485 | 4120.3149
t7760 | 2172.5088 | 111.2346 | 324 | 80473.3485 | 4120.3149
t7761 | 115142.9688 | 5895.4337 | 324 | 80473.3485 | 4120.3149
t7762 | 297633.7118 | 15239.14 | 324 | 80473.3485 | 4120.3149
t7763 | 436674.2779 | 22358.1542 | 324 | 80473.3485 | 4120.3149
t7764 | 427984.2426 | 21913.2159 | 324 | 80473.3485 | 4120.3149
t7765 | 345428.9064 | 17686.3011 | 324 | 80473.3485 | 4120.3149
t7766 | 228113.4288 | 11679.6328 | 324 | 80473.3485 | 4120.3149
t7767 | 78210.3184 | 4004.4455 | 324 | 80473.3485 | 4120.3149
t7768 | 0 | 0 | 324 | 80473.3485 | 4120.3149
t7769 | 0 | 0 | 324 | 80473.3485 | 4120.3149
t7770 | 0 | 0 | 324 | 80473.3485 | 4120.3149
t7771 | 0 | 0 | 324 | 80473.3485 | 4120.3149
t7772 | 0 | 0 | 324 | 80473.3485 | 4120.3149
t7773 | 0 | 0 | 324 | 80473.3485 | 4120.3149
t7774 | 0 | 0 | 324 | 80473.3485 | 4120.3149
t7775 | 0 | 0 | 324 | 80473.3485 | 4120.3149
t7776 | 0 | 0 | 324 | 80473.3485 | 4120.3149
t7777 | 0 | 0 | 325 | 77033.5428 | 3944.1935
t7778 | 0 | 0 | 325 | 77033.5428 | 3944.1935
t7779 | 0 | 0 | 325 | 77033.5428 | 3944.1935
t7780 | 0 | 0 | 325 | 77033.5428 | 3944.1935
t7781 | 0 | 0 | 325 | 77033.5428 | 3944.1935
t7782 | 0 | 0 | 325 | 77033.5428 | 3944.1935
t7783 | 0 | 0 | 325 | 77033.5428 | 3944.1935
t7784 | 0 | 0 | 325 | 77033.5428 | 3944.1935
t7785 | 65175.2654 | 3337.0379 | 325 | 77033.5428 | 3944.1935
t7786 | 169455.6899 | 8676.2987 | 325 | 77033.5428 | 3944.1935
t7787 | 269391.0968 | 13793.0902 | 325 | 77033.5428 | 3944.1935
t7788 | 412776.6806 | 21134.5737 | 325 | 77033.5428 | 3944.1935
t7789 | 517057.1052 | 26473.8344 | 325 | 77033.5428 | 3944.1935
t7790 | 312841.2738 | 16017.7821 | 325 | 77033.5428 | 3944.1935
t7791 | 102107.9157 | 5228.0261 | 325 | 77033.5428 | 3944.1935
t7792 | 0 | 0 | 325 | 77033.5428 | 3944.1935
t7793 | 0 | 0 | 325 | 77033.5428 | 3944.1935
t7794 | 0 | 0 | 325 | 77033.5428 | 3944.1935
t7795 | 0 | 0 | 325 | 77033.5428 | 3944.1935
t7796 | 0 | 0 | 325 | 77033.5428 | 3944.1935
t7797 | 0 | 0 | 325 | 77033.5428 | 3944.1935
t7798 | 0 | 0 | 325 | 77033.5428 | 3944.1935
t7799 | 0 | 0 | 325 | 77033.5428 | 3944.1935
t7800 | 0 | 0 | 325 | 77033.5428 | 3944.1935
t7801 | 0 | 0 | 326 | 31772.9419 | 1626.806
t7802 | 0 | 0 | 326 | 31772.9419 | 1626.806
t7803 | 0 | 0 | 326 | 31772.9419 | 1626.806
t7804 | 0 | 0 | 326 | 31772.9419 | 1626.806
t7805 | 0 | 0 | 326 | 31772.9419 | 1626.806
t7806 | 0 | 0 | 326 | 31772.9419 | 1626.806
t7807 | 0 | 0 | 326 | 31772.9419 | 1626.806
t7808 | 0 | 0 | 326 | 31772.9419 | 1626.806
t7809 | 36932.6504 | 1890.9882 | 326 | 31772.9419 | 1626.806
t7810 | 76037.8096 | 3893.2109 | 326 | 31772.9419 | 1626.806
t7811 | 182490.743 | 9343.7063 | 326 | 31772.9419 | 1626.806
t7812 | 284598.6588 | 14571.7324 | 326 | 31772.9419 | 1626.806
t7813 | 141213.075 | 7230.2489 | 326 | 31772.9419 | 1626.806
t7814 | 34760.1415 | 1779.7536 | 326 | 31772.9419 | 1626.806
t7815 | 6517.5265 | 333.7038 | 326 | 31772.9419 | 1626.806
t7816 | 0 | 0 | 326 | 31772.9419 | 1626.806
t7817 | 0 | 0 | 326 | 31772.9419 | 1626.806
t7818 | 0 | 0 | 326 | 31772.9419 | 1626.806
t7819 | 0 | 0 | 326 | 31772.9419 | 1626.806
t7820 | 0 | 0 | 326 | 31772.9419 | 1626.806
t7821 | 0 | 0 | 326 | 31772.9419 | 1626.806
t7822 | 0 | 0 | 326 | 31772.9419 | 1626.806
t7823 | 0 | 0 | 326 | 31772.9419 | 1626.806
t7824 | 0 | 0 | 326 | 31772.9419 | 1626.806
t7825 | 0 | 0 | 327 | 48428.843 | 2479.6046
t7826 | 0 | 0 | 327 | 48428.843 | 2479.6046
t7827 | 0 | 0 | 327 | 48428.843 | 2479.6046
t7828 | 0 | 0 | 327 | 48428.843 | 2479.6046
t7829 | 0 | 0 | 327 | 48428.843 | 2479.6046
t7830 | 0 | 0 | 327 | 48428.843 | 2479.6046
t7831 | 0 | 0 | 327 | 48428.843 | 2479.6046
t7832 | 0 | 0 | 327 | 48428.843 | 2479.6046
t7833 | 36932.6504 | 1890.9882 | 327 | 48428.843 | 2479.6046
t7834 | 130350.5307 | 6674.0759 | 327 | 48428.843 | 2479.6046
t7835 | 219423.3934 | 11234.6944 | 327 | 48428.843 | 2479.6046
t7836 | 341083.8887 | 17463.8319 | 327 | 48428.843 | 2479.6046
t7837 | 284598.6588 | 14571.7324 | 327 | 48428.843 | 2479.6046
t7838 | 130350.5307 | 6674.0759 | 327 | 48428.843 | 2479.6046
t7839 | 19552.5796 | 1001.1114 | 327 | 48428.843 | 2479.6046
t7840 | 0 | 0 | 327 | 48428.843 | 2479.6046
t7841 | 0 | 0 | 327 | 48428.843 | 2479.6046
t7842 | 0 | 0 | 327 | 48428.843 | 2479.6046
t7843 | 0 | 0 | 327 | 48428.843 | 2479.6046
t7844 | 0 | 0 | 327 | 48428.843 | 2479.6046
t7845 | 0 | 0 | 327 | 48428.843 | 2479.6046
t7846 | 0 | 0 | 327 | 48428.843 | 2479.6046
t7847 | 0 | 0 | 327 | 48428.843 | 2479.6046
t7848 | 0 | 0 | 327 | 48428.843 | 2479.6046
t7849 | 0 | 0 | 328 | 154067.0856 | 7888.3869
t7850 | 0 | 0 | 328 | 154067.0856 | 7888.3869
t7851 | 0 | 0 | 328 | 154067.0856 | 7888.3869
t7852 | 0 | 0 | 328 | 154067.0856 | 7888.3869
t7853 | 0 | 0 | 328 | 154067.0856 | 7888.3869
t7854 | 0 | 0 | 328 | 154067.0856 | 7888.3869
t7855 | 0 | 0 | 328 | 154067.0856 | 7888.3869
t7856 | 0 | 0 | 328 | 154067.0856 | 7888.3869
t7857 | 95590.3892 | 4894.3223 | 328 | 154067.0856 | 7888.3869
t7858 | 378016.5391 | 19354.8201 | 328 | 154067.0856 | 7888.3869
t7859 | 801655.764 | 41045.5668 | 328 | 154067.0856 | 7888.3869
t7860 | 1068874.352 | 54727.4223 | 328 | 154067.0856 | 7888.3869
t7861 | 912453.7151 | 46718.5313 | 328 | 154067.0856 | 7888.3869
t7862 | 364981.486 | 18687.4125 | 328 | 154067.0856 | 7888.3869
t7863 | 76037.8096 | 3893.2109 | 328 | 154067.0856 | 7888.3869
t7864 | 0 | 0 | 328 | 154067.0856 | 7888.3869
t7865 | 0 | 0 | 328 | 154067.0856 | 7888.3869
t7866 | 0 | 0 | 328 | 154067.0856 | 7888.3869
t7867 | 0 | 0 | 328 | 154067.0856 | 7888.3869
t7868 | 0 | 0 | 328 | 154067.0856 | 7888.3869
t7869 | 0 | 0 | 328 | 154067.0856 | 7888.3869
t7870 | 0 | 0 | 328 | 154067.0856 | 7888.3869
t7871 | 0 | 0 | 328 | 154067.0856 | 7888.3869
t7872 | 0 | 0 | 328 | 154067.0856 | 7888.3869
t7873 | 0 | 0 | 329 | 155605.9461 | 7967.1781
t7874 | 0 | 0 | 329 | 155605.9461 | 7967.1781
t7875 | 0 | 0 | 329 | 155605.9461 | 7967.1781
t7876 | 0 | 0 | 329 | 155605.9461 | 7967.1781
t7877 | 0 | 0 | 329 | 155605.9461 | 7967.1781
t7878 | 0 | 0 | 329 | 155605.9461 | 7967.1781
t7879 | 0 | 0 | 329 | 155605.9461 | 7967.1781
t7880 | 8690.0354 | 444.9384 | 329 | 155605.9461 | 7967.1781
t7881 | 267218.588 | 13681.8556 | 329 | 155605.9461 | 7967.1781
t7882 | 536609.6848 | 27474.9458 | 329 | 155605.9461 | 7967.1781
t7883 | 808173.2905 | 41379.2705 | 329 | 155605.9461 | 7967.1781
t7884 | 903763.6797 | 46273.5929 | 329 | 155605.9461 | 7967.1781
t7885 | 723445.4455 | 37041.1212 | 329 | 155605.9461 | 7967.1781
t7886 | 380189.048 | 19466.0547 | 329 | 155605.9461 | 7967.1781
t7887 | 106452.9334 | 5450.4953 | 329 | 155605.9461 | 7967.1781
t7888 | 0 | 0 | 329 | 155605.9461 | 7967.1781
t7889 | 0 | 0 | 329 | 155605.9461 | 7967.1781
t7890 | 0 | 0 | 329 | 155605.9461 | 7967.1781
t7891 | 0 | 0 | 329 | 155605.9461 | 7967.1781
t7892 | 0 | 0 | 329 | 155605.9461 | 7967.1781
t7893 | 0 | 0 | 329 | 155605.9461 | 7967.1781
t7894 | 0 | 0 | 329 | 155605.9461 | 7967.1781
t7895 | 0 | 0 | 329 | 155605.9461 | 7967.1781
t7896 | 0 | 0 | 329 | 155605.9461 | 7967.1781
t7897 | 0 | 0 | 330 | 54493.7635 | 2790.1345
t7898 | 0 | 0 | 330 | 54493.7635 | 2790.1345
t7899 | 0 | 0 | 330 | 54493.7635 | 2790.1345
t7900 | 0 | 0 | 330 | 54493.7635 | 2790.1345
t7901 | 0 | 0 | 330 | 54493.7635 | 2790.1345
t7902 | 0 | 0 | 330 | 54493.7635 | 2790.1345
t7903 | 0 | 0 | 330 | 54493.7635 | 2790.1345
t7904 | 0 | 0 | 330 | 54493.7635 | 2790.1345
t7905 | 49967.7034 | 2558.3958 | 330 | 54493.7635 | 2790.1345
t7906 | 123833.0042 | 6340.3721 | 330 | 54493.7635 | 2790.1345
t7907 | 228113.4288 | 11679.6328 | 330 | 54493.7635 | 2790.1345
t7908 | 295461.203 | 15127.9054 | 330 | 54493.7635 | 2790.1345
t7909 | 312841.2738 | 16017.7821 | 330 | 54493.7635 | 2790.1345
t7910 | 219423.3934 | 11234.6944 | 330 | 54493.7635 | 2790.1345
t7911 | 78210.3184 | 4004.4455 | 330 | 54493.7635 | 2790.1345
t7912 | 0 | 0 | 330 | 54493.7635 | 2790.1345
t7913 | 0 | 0 | 330 | 54493.7635 | 2790.1345
t7914 | 0 | 0 | 330 | 54493.7635 | 2790.1345
t7915 | 0 | 0 | 330 | 54493.7635 | 2790.1345
t7916 | 0 | 0 | 330 | 54493.7635 | 2790.1345
t7917 | 0 | 0 | 330 | 54493.7635 | 2790.1345
t7918 | 0 | 0 | 330 | 54493.7635 | 2790.1345
t7919 | 0 | 0 | 330 | 54493.7635 | 2790.1345
t7920 | 0 | 0 | 330 | 54493.7635 | 2790.1345
t7921 | 0 | 0 | 331 | 217522.4482 | 11137.3641
t7922 | 0 | 0 | 331 | 217522.4482 | 11137.3641
t7923 | 0 | 0 | 331 | 217522.4482 | 11137.3641
t7924 | 0 | 0 | 331 | 217522.4482 | 11137.3641
t7925 | 0 | 0 | 331 | 217522.4482 | 11137.3641
t7926 | 0 | 0 | 331 | 217522.4482 | 11137.3641
t7927 | 0 | 0 | 331 | 217522.4482 | 11137.3641
t7928 | 6517.5265 | 333.7038 | 331 | 217522.4482 | 11137.3641
t7929 | 306323.7472 | 15684.0784 | 331 | 217522.4482 | 11137.3641
t7930 | 784275.6932 | 40155.69 | 331 | 217522.4482 | 11137.3641
t7931 | 1079736.8962 | 55283.5953 | 331 | 217522.4482 | 11137.3641
t7932 | 1155774.7058 | 59176.8063 | 331 | 217522.4482 | 11137.3641
t7933 | 1008044.1043 | 51612.8536 | 331 | 217522.4482 | 11137.3641
t7934 | 658270.1802 | 33704.0833 | 331 | 217522.4482 | 11137.3641
t7935 | 221595.9022 | 11345.929 | 331 | 217522.4482 | 11137.3641
t7936 | 0 | 0 | 331 | 217522.4482 | 11137.3641
t7937 | 0 | 0 | 331 | 217522.4482 | 11137.3641
t7938 | 0 | 0 | 331 | 217522.4482 | 11137.3641
t7939 | 0 | 0 | 331 | 217522.4482 | 11137.3641
t7940 | 0 | 0 | 331 | 217522.4482 | 11137.3641
t7941 | 0 | 0 | 331 | 217522.4482 | 11137.3641
t7942 | 0 | 0 | 331 | 217522.4482 | 11137.3641
t7943 | 0 | 0 | 331 | 217522.4482 | 11137.3641
t7944 | 0 | 0 | 331 | 217522.4482 | 11137.3641
t7945 | 0 | 0 | 332 | 131346.264 | 6725.0584
t7946 | 0 | 0 | 332 | 131346.264 | 6725.0584
t7947 | 0 | 0 | 332 | 131346.264 | 6725.0584
t7948 | 0 | 0 | 332 | 131346.264 | 6725.0584
t7949 | 0 | 0 | 332 | 131346.264 | 6725.0584
t7950 | 0 | 0 | 332 | 131346.264 | 6725.0584
t7951 | 0 | 0 | 332 | 131346.264 | 6725.0584
t7952 | 0 | 0 | 332 | 131346.264 | 6725.0584
t7953 | 104280.4246 | 5339.2607 | 332 | 131346.264 | 6725.0584
t7954 | 304151.2384 | 15572.8438 | 332 | 131346.264 | 6725.0584
t7955 | 569197.3175 | 29143.4647 | 332 | 131346.264 | 6725.0584
t7956 | 855968.4851 | 43826.4317 | 332 | 131346.264 | 6725.0584
t7957 | 740825.5163 | 37930.998 | 332 | 131346.264 | 6725.0584
t7958 | 454054.3487 | 23248.031 | 332 | 131346.264 | 6725.0584
t7959 | 123833.0042 | 6340.3721 | 332 | 131346.264 | 6725.0584
t7960 | 0 | 0 | 332 | 131346.264 | 6725.0584
t7961 | 0 | 0 | 332 | 131346.264 | 6725.0584
t7962 | 0 | 0 | 332 | 131346.264 | 6725.0584
t7963 | 0 | 0 | 332 | 131346.264 | 6725.0584
t7964 | 0 | 0 | 332 | 131346.264 | 6725.0584
t7965 | 0 | 0 | 332 | 131346.264 | 6725.0584
t7966 | 0 | 0 | 332 | 131346.264 | 6725.0584
t7967 | 0 | 0 | 332 | 131346.264 | 6725.0584
t7968 | 0 | 0 | 332 | 131346.264 | 6725.0584
t7969 | 0 | 0 | 333 | 86719.3114 | 4440.1144
t7970 | 0 | 0 | 333 | 86719.3114 | 4440.1144
t7971 | 0 | 0 | 333 | 86719.3114 | 4440.1144
t7972 | 0 | 0 | 333 | 86719.3114 | 4440.1144
t7973 | 0 | 0 | 333 | 86719.3114 | 4440.1144
t7974 | 0 | 0 | 333 | 86719.3114 | 4440.1144
t7975 | 0 | 0 | 333 | 86719.3114 | 4440.1144
t7976 | 0 | 0 | 333 | 86719.3114 | 4440.1144
t7977 | 95590.3892 | 4894.3223 | 333 | 86719.3114 | 4440.1144
t7978 | 245493.4995 | 12569.5096 | 333 | 86719.3114 | 4440.1144
t7979 | 293288.6941 | 15016.6708 | 333 | 86719.3114 | 4440.1144
t7980 | 336738.8711 | 17241.3627 | 333 | 86719.3114 | 4440.1144
t7981 | 447536.8222 | 22914.3272 | 333 | 86719.3114 | 4440.1144
t7982 | 488814.4902 | 25027.7846 | 333 | 86719.3114 | 4440.1144
t7983 | 173800.7076 | 8898.7679 | 333 | 86719.3114 | 4440.1144
t7984 | 0 | 0 | 333 | 86719.3114 | 4440.1144
t7985 | 0 | 0 | 333 | 86719.3114 | 4440.1144
t7986 | 0 | 0 | 333 | 86719.3114 | 4440.1144
t7987 | 0 | 0 | 333 | 86719.3114 | 4440.1144
t7988 | 0 | 0 | 333 | 86719.3114 | 4440.1144
t7989 | 0 | 0 | 333 | 86719.3114 | 4440.1144
t7990 | 0 | 0 | 333 | 86719.3114 | 4440.1144
t7991 | 0 | 0 | 333 | 86719.3114 | 4440.1144
t7992 | 0 | 0 | 333 | 86719.3114 | 4440.1144
t7993 | 0 | 0 | 334 | 96042.9952 | 4917.4962
t7994 | 0 | 0 | 334 | 96042.9952 | 4917.4962
t7995 | 0 | 0 | 334 | 96042.9952 | 4917.4962
t7996 | 0 | 0 | 334 | 96042.9952 | 4917.4962
t7997 | 0 | 0 | 334 | 96042.9952 | 4917.4962
t7998 | 0 | 0 | 334 | 96042.9952 | 4917.4962
t7999 | 0 | 0 | 334 | 96042.9952 | 4917.4962
t8000 | 0 | 0 | 334 | 96042.9952 | 4917.4962
t8001 | 149903.1103 | 7675.1873 | 334 | 96042.9952 | 4917.4962
t8002 | 358463.9595 | 18353.7087 | 334 | 96042.9952 | 4917.4962
t8003 | 553989.7556 | 28364.8226 | 334 | 96042.9952 | 4917.4962
t8004 | 573542.3352 | 29365.9339 | 334 | 96042.9952 | 4917.4962
t8005 | 408431.663 | 20912.1045 | 334 | 96042.9952 | 4917.4962
t8006 | 212905.8669 | 10900.9906 | 334 | 96042.9952 | 4917.4962
t8007 | 47795.1946 | 2447.1612 | 334 | 96042.9952 | 4917.4962
t8008 | 0 | 0 | 334 | 96042.9952 | 4917.4962
t8009 | 0 | 0 | 334 | 96042.9952 | 4917.4962
t8010 | 0 | 0 | 334 | 96042.9952 | 4917.4962
t8011 | 0 | 0 | 334 | 96042.9952 | 4917.4962
t8012 | 0 | 0 | 334 | 96042.9952 | 4917.4962
t8013 | 0 | 0 | 334 | 96042.9952 | 4917.4962
t8014 | 0 | 0 | 334 | 96042.9952 | 4917.4962
t8015 | 0 | 0 | 334 | 96042.9952 | 4917.4962
t8016 | 0 | 0 | 334 | 96042.9952 | 4917.4962
t8017 | 0 | 0 | 335 | 243139.9483 | 12449.0055
t8018 | 0 | 0 | 335 | 243139.9483 | 12449.0055
t8019 | 0 | 0 | 335 | 243139.9483 | 12449.0055
t8020 | 0 | 0 | 335 | 243139.9483 | 12449.0055
t8021 | 0 | 0 | 335 | 243139.9483 | 12449.0055
t8022 | 0 | 0 | 335 | 243139.9483 | 12449.0055
t8023 | 0 | 0 | 335 | 243139.9483 | 12449.0055
t8024 | 0 | 0 | 335 | 243139.9483 | 12449.0055
t8025 | 371499.0126 | 19021.1163 | 335 | 243139.9483 | 12449.0055
t8026 | 888556.1178 | 45494.9507 | 335 | 243139.9483 | 12449.0055
t8027 | 1188362.3385 | 60845.3252 | 335 | 243139.9483 | 12449.0055
t8028 | 1264400.1481 | 64738.5362 | 335 | 243139.9483 | 12449.0055
t8029 | 1131877.1085 | 57953.2257 | 335 | 243139.9483 | 12449.0055
t8030 | 764723.1136 | 39154.5786 | 335 | 243139.9483 | 12449.0055
t8031 | 225940.9199 | 11568.3982 | 335 | 243139.9483 | 12449.0055
t8032 | 0 | 0 | 335 | 243139.9483 | 12449.0055
t8033 | 0 | 0 | 335 | 243139.9483 | 12449.0055
t8034 | 0 | 0 | 335 | 243139.9483 | 12449.0055
t8035 | 0 | 0 | 335 | 243139.9483 | 12449.0055
t8036 | 0 | 0 | 335 | 243139.9483 | 12449.0055
t8037 | 0 | 0 | 335 | 243139.9483 | 12449.0055
t8038 | 0 | 0 | 335 | 243139.9483 | 12449.0055
t8039 | 0 | 0 | 335 | 243139.9483 | 12449.0055
t8040 | 0 | 0 | 335 | 243139.9483 | 12449.0055
t8041 | 0 | 0 | 336 | 234087.8281 | 11985.528
t8042 | 0 | 0 | 336 | 234087.8281 | 11985.528
t8043 | 0 | 0 | 336 | 234087.8281 | 11985.528
t8044 | 0 | 0 | 336 | 234087.8281 | 11985.528
t8045 | 0 | 0 | 336 | 234087.8281 | 11985.528
t8046 | 0 | 0 | 336 | 234087.8281 | 11985.528
t8047 | 0 | 0 | 336 | 234087.8281 | 11985.528
t8048 | 0 | 0 | 336 | 234087.8281 | 11985.528
t8049 | 325876.3268 | 16685.1897 | 336 | 234087.8281 | 11985.528
t8050 | 845105.9409 | 43270.2587 | 336 | 234087.8281 | 11985.528
t8051 | 1160119.7235 | 59399.2755 | 336 | 234087.8281 | 11985.528
t8052 | 1251365.095 | 64071.1286 | 336 | 234087.8281 | 11985.528
t8053 | 1114497.0377 | 57063.3489 | 336 | 234087.8281 | 11985.528
t8054 | 736480.4986 | 37708.5288 | 336 | 234087.8281 | 11985.528
t8055 | 184663.2519 | 9454.9409 | 336 | 234087.8281 | 11985.528
t8056 | 0 | 0 | 336 | 234087.8281 | 11985.528
t8057 | 0 | 0 | 336 | 234087.8281 | 11985.528
t8058 | 0 | 0 | 336 | 234087.8281 | 11985.528
t8059 | 0 | 0 | 336 | 234087.8281 | 11985.528
t8060 | 0 | 0 | 336 | 234087.8281 | 11985.528
t8061 | 0 | 0 | 336 | 234087.8281 | 11985.528
t8062 | 0 | 0 | 336 | 234087.8281 | 11985.528
t8063 | 0 | 0 | 336 | 234087.8281 | 11985.528
t8064 | 0 | 0 | 336 | 234087.8281 | 11985.528
t8065 | 0 | 0 | 337 | 84818.3662 | 4342.7841
t8066 | 0 | 0 | 337 | 84818.3662 | 4342.7841
t8067 | 0 | 0 | 337 | 84818.3662 | 4342.7841
t8068 | 0 | 0 | 337 | 84818.3662 | 4342.7841
t8069 | 0 | 0 | 337 | 84818.3662 | 4342.7841
t8070 | 0 | 0 | 337 | 84818.3662 | 4342.7841
t8071 | 0 | 0 | 337 | 84818.3662 | 4342.7841
t8072 | 0 | 0 | 337 | 84818.3662 | 4342.7841
t8073 | 93417.8804 | 4783.0877 | 337 | 84818.3662 | 4342.7841
t8074 | 282426.1499 | 14460.4978 | 337 | 84818.3662 | 4342.7841
t8075 | 408431.663 | 20912.1045 | 337 | 84818.3662 | 4342.7841
t8076 | 484469.4725 | 24805.3154 | 337 | 84818.3662 | 4342.7841
t8077 | 412776.6806 | 21134.5737 | 337 | 84818.3662 | 4342.7841
t8078 | 278081.1322 | 14238.0286 | 337 | 84818.3662 | 4342.7841
t8079 | 76037.8096 | 3893.2109 | 337 | 84818.3662 | 4342.7841
t8080 | 0 | 0 | 337 | 84818.3662 | 4342.7841
t8081 | 0 | 0 | 337 | 84818.3662 | 4342.7841
t8082 | 0 | 0 | 337 | 84818.3662 | 4342.7841
t8083 | 0 | 0 | 337 | 84818.3662 | 4342.7841
t8084 | 0 | 0 | 337 | 84818.3662 | 4342.7841
t8085 | 0 | 0 | 337 | 84818.3662 | 4342.7841
t8086 | 0 | 0 | 337 | 84818.3662 | 4342.7841
t8087 | 0 | 0 | 337 | 84818.3662 | 4342.7841
t8088 | 0 | 0 | 337 | 84818.3662 | 4342.7841
t8089 | 0 | 0 | 338 | 52411.7759 | 2683.5347
t8090 | 0 | 0 | 338 | 52411.7759 | 2683.5347
t8091 | 0 | 0 | 338 | 52411.7759 | 2683.5347
t8092 | 0 | 0 | 338 | 52411.7759 | 2683.5347
t8093 | 0 | 0 | 338 | 52411.7759 | 2683.5347
t8094 | 0 | 0 | 338 | 52411.7759 | 2683.5347
t8095 | 0 | 0 | 338 | 52411.7759 | 2683.5347
t8096 | 0 | 0 | 338 | 52411.7759 | 2683.5347
t8097 | 60830.2477 | 3114.5688 | 338 | 52411.7759 | 2683.5347
t8098 | 178145.7253 | 9121.2371 | 338 | 52411.7759 | 2683.5347
t8099 | 282426.1499 | 14460.4978 | 338 | 52411.7759 | 2683.5347
t8100 | 323703.818 | 16573.9551 | 338 | 52411.7759 | 2683.5347
t8101 | 256356.0438 | 13125.6826 | 338 | 52411.7759 | 2683.5347
t8102 | 136868.0573 | 7007.7797 | 338 | 52411.7759 | 2683.5347
t8103 | 19552.5796 | 1001.1114 | 338 | 52411.7759 | 2683.5347
t8104 | 0 | 0 | 338 | 52411.7759 | 2683.5347
t8105 | 0 | 0 | 338 | 52411.7759 | 2683.5347
t8106 | 0 | 0 | 338 | 52411.7759 | 2683.5347
t8107 | 0 | 0 | 338 | 52411.7759 | 2683.5347
t8108 | 0 | 0 | 338 | 52411.7759 | 2683.5347
t8109 | 0 | 0 | 338 | 52411.7759 | 2683.5347
t8110 | 0 | 0 | 338 | 52411.7759 | 2683.5347
t8111 | 0 | 0 | 338 | 52411.7759 | 2683.5347
t8112 | 0 | 0 | 338 | 52411.7759 | 2683.5347
t8113 | 0 | 0 | 339 | 13125.5743 | 672.0424
t8114 | 0 | 0 | 339 | 13125.5743 | 672.0424
t8115 | 0 | 0 | 339 | 13125.5743 | 672.0424
t8116 | 0 | 0 | 339 | 13125.5743 | 672.0424
t8117 | 0 | 0 | 339 | 13125.5743 | 672.0424
t8118 | 0 | 0 | 339 | 13125.5743 | 672.0424
t8119 | 0 | 0 | 339 | 13125.5743 | 672.0424
t8120 | 0 | 0 | 339 | 13125.5743 | 672.0424
t8121 | 2172.5088 | 111.2346 | 339 | 13125.5743 | 672.0424
t8122 | 36932.6504 | 1890.9882 | 339 | 13125.5743 | 672.0424
t8123 | 73865.3007 | 3781.9763 | 339 | 13125.5743 | 672.0424
t8124 | 84727.845 | 4338.1493 | 339 | 13125.5743 | 672.0424
t8125 | 78210.3184 | 4004.4455 | 339 | 13125.5743 | 672.0424
t8126 | 39105.1592 | 2002.2228 | 339 | 13125.5743 | 672.0424
t8127 | 0 | 0 | 339 | 13125.5743 | 672.0424
t8128 | 0 | 0 | 339 | 13125.5743 | 672.0424
t8129 | 0 | 0 | 339 | 13125.5743 | 672.0424
t8130 | 0 | 0 | 339 | 13125.5743 | 672.0424
t8131 | 0 | 0 | 339 | 13125.5743 | 672.0424
t8132 | 0 | 0 | 339 | 13125.5743 | 672.0424
t8133 | 0 | 0 | 339 | 13125.5743 | 672.0424
t8134 | 0 | 0 | 339 | 13125.5743 | 672.0424
t8135 | 0 | 0 | 339 | 13125.5743 | 672.0424
t8136 | 0 | 0 | 339 | 13125.5743 | 672.0424
t8137 | 0 | 0 | 340 | 172533.4108 | 8833.881
t8138 | 0 | 0 | 340 | 172533.4108 | 8833.881
t8139 | 0 | 0 | 340 | 172533.4108 | 8833.881
t8140 | 0 | 0 | 340 | 172533.4108 | 8833.881
t8141 | 0 | 0 | 340 | 172533.4108 | 8833.881
t8142 | 0 | 0 | 340 | 172533.4108 | 8833.881
t8143 | 0 | 0 | 340 | 172533.4108 | 8833.881
t8144 | 0 | 0 | 340 | 172533.4108 | 8833.881
t8145 | 45622.6858 | 2335.9266 | 340 | 172533.4108 | 8833.881
t8146 | 317186.2914 | 16240.2513 | 340 | 172533.4108 | 8833.881
t8147 | 812518.3082 | 41601.7397 | 340 | 172533.4108 | 8833.881
t8148 | 1107979.5112 | 56729.6451 | 340 | 172533.4108 | 8833.881
t8149 | 1025424.1751 | 52502.7304 | 340 | 172533.4108 | 8833.881
t8150 | 679995.2686 | 34816.4292 | 340 | 172533.4108 | 8833.881
t8151 | 152075.6192 | 7786.4219 | 340 | 172533.4108 | 8833.881
t8152 | 0 | 0 | 340 | 172533.4108 | 8833.881
t8153 | 0 | 0 | 340 | 172533.4108 | 8833.881
t8154 | 0 | 0 | 340 | 172533.4108 | 8833.881
t8155 | 0 | 0 | 340 | 172533.4108 | 8833.881
t8156 | 0 | 0 | 340 | 172533.4108 | 8833.881
t8157 | 0 | 0 | 340 | 172533.4108 | 8833.881
t8158 | 0 | 0 | 340 | 172533.4108 | 8833.881
t8159 | 0 | 0 | 340 | 172533.4108 | 8833.881
t8160 | 0 | 0 | 340 | 172533.4108 | 8833.881
t8161 | 0 | 0 | 341 | 5974.3993 | 305.8951
t8162 | 0 | 0 | 341 | 5974.3993 | 305.8951
t8163 | 0 | 0 | 341 | 5974.3993 | 305.8951
t8164 | 0 | 0 | 341 | 5974.3993 | 305.8951
t8165 | 0 | 0 | 341 | 5974.3993 | 305.8951
t8166 | 0 | 0 | 341 | 5974.3993 | 305.8951
t8167 | 0 | 0 | 341 | 5974.3993 | 305.8951
t8168 | 0 | 0 | 341 | 5974.3993 | 305.8951
t8169 | 6517.5265 | 333.7038 | 341 | 5974.3993 | 305.8951
t8170 | 34760.1415 | 1779.7536 | 341 | 5974.3993 | 305.8951
t8171 | 45622.6858 | 2335.9266 | 341 | 5974.3993 | 305.8951
t8172 | 34760.1415 | 1779.7536 | 341 | 5974.3993 | 305.8951
t8173 | 19552.5796 | 1001.1114 | 341 | 5974.3993 | 305.8951
t8174 | 2172.5088 | 111.2346 | 341 | 5974.3993 | 305.8951
t8175 | 0 | 0 | 341 | 5974.3993 | 305.8951
t8176 | 0 | 0 | 341 | 5974.3993 | 305.8951
t8177 | 0 | 0 | 341 | 5974.3993 | 305.8951
t8178 | 0 | 0 | 341 | 5974.3993 | 305.8951
t8179 | 0 | 0 | 341 | 5974.3993 | 305.8951
t8180 | 0 | 0 | 341 | 5974.3993 | 305.8951
t8181 | 0 | 0 | 341 | 5974.3993 | 305.8951
t8182 | 0 | 0 | 341 | 5974.3993 | 305.8951
t8183 | 0 | 0 | 341 | 5974.3993 | 305.8951
t8184 | 0 | 0 | 341 | 5974.3993 | 305.8951
t8185 | 0 | 0 | 342 | 30867.7298 | 1580.4583
t8186 | 0 | 0 | 342 | 30867.7298 | 1580.4583
t8187 | 0 | 0 | 342 | 30867.7298 | 1580.4583
t8188 | 0 | 0 | 342 | 30867.7298 | 1580.4583
t8189 | 0 | 0 | 342 | 30867.7298 | 1580.4583
t8190 | 0 | 0 | 342 | 30867.7298 | 1580.4583
t8191 | 0 | 0 | 342 | 30867.7298 | 1580.4583
t8192 | 0 | 0 | 342 | 30867.7298 | 1580.4583
t8193 | 39105.1592 | 2002.2228 | 342 | 30867.7298 | 1580.4583
t8194 | 104280.4246 | 5339.2607 | 342 | 30867.7298 | 1580.4583
t8195 | 136868.0573 | 7007.7797 | 342 | 30867.7298 | 1580.4583
t8196 | 180318.2342 | 9232.4717 | 342 | 30867.7298 | 1580.4583
t8197 | 171628.1988 | 8787.5333 | 342 | 30867.7298 | 1580.4583
t8198 | 97762.898 | 5005.5569 | 342 | 30867.7298 | 1580.4583
t8199 | 10862.5442 | 556.173 | 342 | 30867.7298 | 1580.4583
t8200 | 0 | 0 | 342 | 30867.7298 | 1580.4583
t8201 | 0 | 0 | 342 | 30867.7298 | 1580.4583
t8202 | 0 | 0 | 342 | 30867.7298 | 1580.4583
t8203 | 0 | 0 | 342 | 30867.7298 | 1580.4583
t8204 | 0 | 0 | 342 | 30867.7298 | 1580.4583
t8205 | 0 | 0 | 342 | 30867.7298 | 1580.4583
t8206 | 0 | 0 | 342 | 30867.7298 | 1580.4583
t8207 | 0 | 0 | 342 | 30867.7298 | 1580.4583
t8208 | 0 | 0 | 342 | 30867.7298 | 1580.4583
t8209 | 0 | 0 | 343 | 60015.5569 | 3072.8558
t8210 | 0 | 0 | 343 | 60015.5569 | 3072.8558
t8211 | 0 | 0 | 343 | 60015.5569 | 3072.8558
t8212 | 0 | 0 | 343 | 60015.5569 | 3072.8558
t8213 | 0 | 0 | 343 | 60015.5569 | 3072.8558
t8214 | 0 | 0 | 343 | 60015.5569 | 3072.8558
t8215 | 0 | 0 | 343 | 60015.5569 | 3072.8558
t8216 | 0 | 0 | 343 | 60015.5569 | 3072.8558
t8217 | 67347.7742 | 3448.2725 | 343 | 60015.5569 | 3072.8558
t8218 | 297633.7118 | 15239.14 | 343 | 60015.5569 | 3072.8558
t8219 | 399741.6276 | 20467.1661 | 343 | 60015.5569 | 3072.8558
t8220 | 354118.9418 | 18131.2395 | 343 | 60015.5569 | 3072.8558
t8221 | 236803.4642 | 12124.5712 | 343 | 60015.5569 | 3072.8558
t8222 | 82555.3361 | 4226.9147 | 343 | 60015.5569 | 3072.8558
t8223 | 2172.5088 | 111.2346 | 343 | 60015.5569 | 3072.8558
t8224 | 0 | 0 | 343 | 60015.5569 | 3072.8558
t8225 | 0 | 0 | 343 | 60015.5569 | 3072.8558
t8226 | 0 | 0 | 343 | 60015.5569 | 3072.8558
t8227 | 0 | 0 | 343 | 60015.5569 | 3072.8558
t8228 | 0 | 0 | 343 | 60015.5569 | 3072.8558
t8229 | 0 | 0 | 343 | 60015.5569 | 3072.8558
t8230 | 0 | 0 | 343 | 60015.5569 | 3072.8558
t8231 | 0 | 0 | 343 | 60015.5569 | 3072.8558
t8232 | 0 | 0 | 343 | 60015.5569 | 3072.8558
t8233 | 0 | 0 | 344 | 28514.1786 | 1459.9541
t8234 | 0 | 0 | 344 | 28514.1786 | 1459.9541
t8235 | 0 | 0 | 344 | 28514.1786 | 1459.9541
t8236 | 0 | 0 | 344 | 28514.1786 | 1459.9541
t8237 | 0 | 0 | 344 | 28514.1786 | 1459.9541
t8238 | 0 | 0 | 344 | 28514.1786 | 1459.9541
t8239 | 0 | 0 | 344 | 28514.1786 | 1459.9541
t8240 | 0 | 0 | 344 | 28514.1786 | 1459.9541
t8241 | 6517.5265 | 333.7038 | 344 | 28514.1786 | 1459.9541
t8242 | 86900.3538 | 4449.3839 | 344 | 28514.1786 | 1459.9541
t8243 | 165110.6723 | 8453.8295 | 344 | 28514.1786 | 1459.9541
t8244 | 149903.1103 | 7675.1873 | 344 | 28514.1786 | 1459.9541
t8245 | 141213.075 | 7230.2489 | 344 | 28514.1786 | 1459.9541
t8246 | 117315.4777 | 6006.6683 | 344 | 28514.1786 | 1459.9541
t8247 | 17380.0708 | 889.8768 | 344 | 28514.1786 | 1459.9541
t8248 | 0 | 0 | 344 | 28514.1786 | 1459.9541
t8249 | 0 | 0 | 344 | 28514.1786 | 1459.9541
t8250 | 0 | 0 | 344 | 28514.1786 | 1459.9541
t8251 | 0 | 0 | 344 | 28514.1786 | 1459.9541
t8252 | 0 | 0 | 344 | 28514.1786 | 1459.9541
t8253 | 0 | 0 | 344 | 28514.1786 | 1459.9541
t8254 | 0 | 0 | 344 | 28514.1786 | 1459.9541
t8255 | 0 | 0 | 344 | 28514.1786 | 1459.9541
t8256 | 0 | 0 | 344 | 28514.1786 | 1459.9541
t8257 | 0 | 0 | 345 | 16565.3799 | 848.1638
t8258 | 0 | 0 | 345 | 16565.3799 | 848.1638
t8259 | 0 | 0 | 345 | 16565.3799 | 848.1638
t8260 | 0 | 0 | 345 | 16565.3799 | 848.1638
t8261 | 0 | 0 | 345 | 16565.3799 | 848.1638
t8262 | 0 | 0 | 345 | 16565.3799 | 848.1638
t8263 | 0 | 0 | 345 | 16565.3799 | 848.1638
t8264 | 0 | 0 | 345 | 16565.3799 | 848.1638
t8265 | 0 | 0 | 345 | 16565.3799 | 848.1638
t8266 | 21725.0885 | 1112.346 | 345 | 16565.3799 | 848.1638
t8267 | 60830.2477 | 3114.5688 | 345 | 16565.3799 | 848.1638
t8268 | 134695.5484 | 6896.5451 | 345 | 16565.3799 | 848.1638
t8269 | 134695.5484 | 6896.5451 | 345 | 16565.3799 | 848.1638
t8270 | 45622.6858 | 2335.9266 | 345 | 16565.3799 | 848.1638
t8271 | 0 | 0 | 345 | 16565.3799 | 848.1638
t8272 | 0 | 0 | 345 | 16565.3799 | 848.1638
t8273 | 0 | 0 | 345 | 16565.3799 | 848.1638
t8274 | 0 | 0 | 345 | 16565.3799 | 848.1638
t8275 | 0 | 0 | 345 | 16565.3799 | 848.1638
t8276 | 0 | 0 | 345 | 16565.3799 | 848.1638
t8277 | 0 | 0 | 345 | 16565.3799 | 848.1638
t8278 | 0 | 0 | 345 | 16565.3799 | 848.1638
t8279 | 0 | 0 | 345 | 16565.3799 | 848.1638
t8280 | 0 | 0 | 345 | 16565.3799 | 848.1638
t8281 | 0 | 0 | 346 | 2172.5088 | 111.2346
t8282 | 0 | 0 | 346 | 2172.5088 | 111.2346
t8283 | 0 | 0 | 346 | 2172.5088 | 111.2346
t8284 | 0 | 0 | 346 | 2172.5088 | 111.2346
t8285 | 0 | 0 | 346 | 2172.5088 | 111.2346
t8286 | 0 | 0 | 346 | 2172.5088 | 111.2346
t8287 | 0 | 0 | 346 | 2172.5088 | 111.2346
t8288 | 0 | 0 | 346 | 2172.5088 | 111.2346
t8289 | 0 | 0 | 346 | 2172.5088 | 111.2346
t8290 | 10862.5442 | 556.173 | 346 | 2172.5088 | 111.2346
t8291 | 13035.0531 | 667.4076 | 346 | 2172.5088 | 111.2346
t8292 | 17380.0708 | 889.8768 | 346 | 2172.5088 | 111.2346
t8293 | 10862.5442 | 556.173 | 346 | 2172.5088 | 111.2346
t8294 | 0 | 0 | 346 | 2172.5088 | 111.2346
t8295 | 0 | 0 | 346 | 2172.5088 | 111.2346
t8296 | 0 | 0 | 346 | 2172.5088 | 111.2346
t8297 | 0 | 0 | 346 | 2172.5088 | 111.2346
t8298 | 0 | 0 | 346 | 2172.5088 | 111.2346
t8299 | 0 | 0 | 346 | 2172.5088 | 111.2346
t8300 | 0 | 0 | 346 | 2172.5088 | 111.2346
t8301 | 0 | 0 | 346 | 2172.5088 | 111.2346
t8302 | 0 | 0 | 346 | 2172.5088 | 111.2346
t8303 | 0 | 0 | 346 | 2172.5088 | 111.2346
t8304 | 0 | 0 | 346 | 2172.5088 | 111.2346
t8305 | 0 | 0 | 347 | 100750.0977 | 5158.5045
t8306 | 0 | 0 | 347 | 100750.0977 | 5158.5045
t8307 | 0 | 0 | 347 | 100750.0977 | 5158.5045
t8308 | 0 | 0 | 347 | 100750.0977 | 5158.5045
t8309 | 0 | 0 | 347 | 100750.0977 | 5158.5045
t8310 | 0 | 0 | 347 | 100750.0977 | 5158.5045
t8311 | 0 | 0 | 347 | 100750.0977 | 5158.5045
t8312 | 0 | 0 | 347 | 100750.0977 | 5158.5045
t8313 | 112970.46 | 5784.1991 | 347 | 100750.0977 | 5158.5045
t8314 | 484469.4725 | 24805.3154 | 347 | 100750.0977 | 5158.5045
t8315 | 684340.2863 | 35038.8984 | 347 | 100750.0977 | 5158.5045
t8316 | 603957.459 | 30923.2183 | 347 | 100750.0977 | 5158.5045
t8317 | 369326.5037 | 18909.8817 | 347 | 100750.0977 | 5158.5045
t8318 | 152075.6192 | 7786.4219 | 347 | 100750.0977 | 5158.5045
t8319 | 10862.5442 | 556.173 | 347 | 100750.0977 | 5158.5045
t8320 | 0 | 0 | 347 | 100750.0977 | 5158.5045
t8321 | 0 | 0 | 347 | 100750.0977 | 5158.5045
t8322 | 0 | 0 | 347 | 100750.0977 | 5158.5045
t8323 | 0 | 0 | 347 | 100750.0977 | 5158.5045
t8324 | 0 | 0 | 347 | 100750.0977 | 5158.5045
t8325 | 0 | 0 | 347 | 100750.0977 | 5158.5045
t8326 | 0 | 0 | 347 | 100750.0977 | 5158.5045
t8327 | 0 | 0 | 347 | 100750.0977 | 5158.5045
t8328 | 0 | 0 | 347 | 100750.0977 | 5158.5045
t8329 | 0 | 0 | 348 | 37475.7776 | 1918.7968
t8330 | 0 | 0 | 348 | 37475.7776 | 1918.7968
t8331 | 0 | 0 | 348 | 37475.7776 | 1918.7968
t8332 | 0 | 0 | 348 | 37475.7776 | 1918.7968
t8333 | 0 | 0 | 348 | 37475.7776 | 1918.7968
t8334 | 0 | 0 | 348 | 37475.7776 | 1918.7968
t8335 | 0 | 0 | 348 | 37475.7776 | 1918.7968
t8336 | 0 | 0 | 348 | 37475.7776 | 1918.7968
t8337 | 21725.0885 | 1112.346 | 348 | 37475.7776 | 1918.7968
t8338 | 97762.898 | 5005.5569 | 348 | 37475.7776 | 1918.7968
t8339 | 171628.1988 | 8787.5333 | 348 | 37475.7776 | 1918.7968
t8340 | 238975.973 | 12235.8058 | 348 | 37475.7776 | 1918.7968
t8341 | 219423.3934 | 11234.6944 | 348 | 37475.7776 | 1918.7968
t8342 | 132523.0396 | 6785.3105 | 348 | 37475.7776 | 1918.7968
t8343 | 17380.0708 | 889.8768 | 348 | 37475.7776 | 1918.7968
t8344 | 0 | 0 | 348 | 37475.7776 | 1918.7968
t8345 | 0 | 0 | 348 | 37475.7776 | 1918.7968
t8346 | 0 | 0 | 348 | 37475.7776 | 1918.7968
t8347 | 0 | 0 | 348 | 37475.7776 | 1918.7968
t8348 | 0 | 0 | 348 | 37475.7776 | 1918.7968
t8349 | 0 | 0 | 348 | 37475.7776 | 1918.7968
t8350 | 0 | 0 | 348 | 37475.7776 | 1918.7968
t8351 | 0 | 0 | 348 | 37475.7776 | 1918.7968
t8352 | 0 | 0 | 348 | 37475.7776 | 1918.7968
t8353 | 0 | 0 | 349 | 39014.638 | 1997.588
t8354 | 0 | 0 | 349 | 39014.638 | 1997.588
t8355 | 0 | 0 | 349 | 39014.638 | 1997.588
t8356 | 0 | 0 | 349 | 39014.638 | 1997.588
t8357 | 0 | 0 | 349 | 39014.638 | 1997.588
t8358 | 0 | 0 | 349 | 39014.638 | 1997.588
t8359 | 0 | 0 | 349 | 39014.638 | 1997.588
t8360 | 0 | 0 | 349 | 39014.638 | 1997.588
t8361 | 2172.5088 | 111.2346 | 349 | 39014.638 | 1997.588
t8362 | 56485.23 | 2892.0996 | 349 | 39014.638 | 1997.588
t8363 | 199870.8138 | 10233.583 | 349 | 39014.638 | 1997.588
t8364 | 267218.588 | 13681.8556 | 349 | 39014.638 | 1997.588
t8365 | 267218.588 | 13681.8556 | 349 | 39014.638 | 1997.588
t8366 | 134695.5484 | 6896.5451 | 349 | 39014.638 | 1997.588
t8367 | 8690.0354 | 444.9384 | 349 | 39014.638 | 1997.588
t8368 | 0 | 0 | 349 | 39014.638 | 1997.588
t8369 | 0 | 0 | 349 | 39014.638 | 1997.588
t8370 | 0 | 0 | 349 | 39014.638 | 1997.588
t8371 | 0 | 0 | 349 | 39014.638 | 1997.588
t8372 | 0 | 0 | 349 | 39014.638 | 1997.588
t8373 | 0 | 0 | 349 | 39014.638 | 1997.588
t8374 | 0 | 0 | 349 | 39014.638 | 1997.588
t8375 | 0 | 0 | 349 | 39014.638 | 1997.588
t8376 | 0 | 0 | 349 | 39014.638 | 1997.588
t8377 | 0 | 0 | 350 | 13487.6591 | 690.5815
t8378 | 0 | 0 | 350 | 13487.6591 | 690.5815
t8379 | 0 | 0 | 350 | 13487.6591 | 690.5815
t8380 | 0 | 0 | 350 | 13487.6591 | 690.5815
t8381 | 0 | 0 | 350 | 13487.6591 | 690.5815
t8382 | 0 | 0 | 350 | 13487.6591 | 690.5815
t8383 | 0 | 0 | 350 | 13487.6591 | 690.5815
t8384 | 0 | 0 | 350 | 13487.6591 | 690.5815
t8385 | 0 | 0 | 350 | 13487.6591 | 690.5815
t8386 | 21725.0885 | 1112.346 | 350 | 13487.6591 | 690.5815
t8387 | 41277.6681 | 2113.4574 | 350 | 13487.6591 | 690.5815
t8388 | 49967.7034 | 2558.3958 | 350 | 13487.6591 | 690.5815
t8389 | 78210.3184 | 4004.4455 | 350 | 13487.6591 | 690.5815
t8390 | 112970.46 | 5784.1991 | 350 | 13487.6591 | 690.5815
t8391 | 19552.5796 | 1001.1114 | 350 | 13487.6591 | 690.5815
t8392 | 0 | 0 | 350 | 13487.6591 | 690.5815
t8393 | 0 | 0 | 350 | 13487.6591 | 690.5815
t8394 | 0 | 0 | 350 | 13487.6591 | 690.5815
t8395 | 0 | 0 | 350 | 13487.6591 | 690.5815
t8396 | 0 | 0 | 350 | 13487.6591 | 690.5815
t8397 | 0 | 0 | 350 | 13487.6591 | 690.5815
t8398 | 0 | 0 | 350 | 13487.6591 | 690.5815
t8399 | 0 | 0 | 350 | 13487.6591 | 690.5815
t8400 | 0 | 0 | 350 | 13487.6591 | 690.5815
t8401 | 0 | 0 | 351 | 14030.7863 | 718.3901
t8402 | 0 | 0 | 351 | 14030.7863 | 718.3901
t8403 | 0 | 0 | 351 | 14030.7863 | 718.3901
t8404 | 0 | 0 | 351 | 14030.7863 | 718.3901
t8405 | 0 | 0 | 351 | 14030.7863 | 718.3901
t8406 | 0 | 0 | 351 | 14030.7863 | 718.3901
t8407 | 0 | 0 | 351 | 14030.7863 | 718.3901
t8408 | 0 | 0 | 351 | 14030.7863 | 718.3901
t8409 | 10862.5442 | 556.173 | 351 | 14030.7863 | 718.3901
t8410 | 39105.1592 | 2002.2228 | 351 | 14030.7863 | 718.3901
t8411 | 49967.7034 | 2558.3958 | 351 | 14030.7863 | 718.3901
t8412 | 65175.2654 | 3337.0379 | 351 | 14030.7863 | 718.3901
t8413 | 106452.9334 | 5450.4953 | 351 | 14030.7863 | 718.3901
t8414 | 65175.2654 | 3337.0379 | 351 | 14030.7863 | 718.3901
t8415 | 0 | 0 | 351 | 14030.7863 | 718.3901
t8416 | 0 | 0 | 351 | 14030.7863 | 718.3901
t8417 | 0 | 0 | 351 | 14030.7863 | 718.3901
t8418 | 0 | 0 | 351 | 14030.7863 | 718.3901
t8419 | 0 | 0 | 351 | 14030.7863 | 718.3901
t8420 | 0 | 0 | 351 | 14030.7863 | 718.3901
t8421 | 0 | 0 | 351 | 14030.7863 | 718.3901
t8422 | 0 | 0 | 351 | 14030.7863 | 718.3901
t8423 | 0 | 0 | 351 | 14030.7863 | 718.3901
t8424 | 0 | 0 | 351 | 14030.7863 | 718.3901
t8425 | 0 | 0 | 352 | 3168.2421 | 162.2171
t8426 | 0 | 0 | 352 | 3168.2421 | 162.2171
t8427 | 0 | 0 | 352 | 3168.2421 | 162.2171
t8428 | 0 | 0 | 352 | 3168.2421 | 162.2171
t8429 | 0 | 0 | 352 | 3168.2421 | 162.2171
t8430 | 0 | 0 | 352 | 3168.2421 | 162.2171
t8431 | 0 | 0 | 352 | 3168.2421 | 162.2171
t8432 | 0 | 0 | 352 | 3168.2421 | 162.2171
t8433 | 6517.5265 | 333.7038 | 352 | 3168.2421 | 162.2171
t8434 | 8690.0354 | 444.9384 | 352 | 3168.2421 | 162.2171
t8435 | 13035.0531 | 667.4076 | 352 | 3168.2421 | 162.2171
t8436 | 26070.1061 | 1334.8152 | 352 | 3168.2421 | 162.2171
t8437 | 19552.5796 | 1001.1114 | 352 | 3168.2421 | 162.2171
t8438 | 2172.5088 | 111.2346 | 352 | 3168.2421 | 162.2171
t8439 | 0 | 0 | 352 | 3168.2421 | 162.2171
t8440 | 0 | 0 | 352 | 3168.2421 | 162.2171
t8441 | 0 | 0 | 352 | 3168.2421 | 162.2171
t8442 | 0 | 0 | 352 | 3168.2421 | 162.2171
t8443 | 0 | 0 | 352 | 3168.2421 | 162.2171
t8444 | 0 | 0 | 352 | 3168.2421 | 162.2171
t8445 | 0 | 0 | 352 | 3168.2421 | 162.2171
t8446 | 0 | 0 | 352 | 3168.2421 | 162.2171
t8447 | 0 | 0 | 352 | 3168.2421 | 162.2171
t8448 | 0 | 0 | 352 | 3168.2421 | 162.2171
t8449 | 0 | 0 | 353 | 88439.2143 | 4528.1751
t8450 | 0 | 0 | 353 | 88439.2143 | 4528.1751
t8451 | 0 | 0 | 353 | 88439.2143 | 4528.1751
t8452 | 0 | 0 | 353 | 88439.2143 | 4528.1751
t8453 | 0 | 0 | 353 | 88439.2143 | 4528.1751
t8454 | 0 | 0 | 353 | 88439.2143 | 4528.1751
t8455 | 0 | 0 | 353 | 88439.2143 | 4528.1751
t8456 | 0 | 0 | 353 | 88439.2143 | 4528.1751
t8457 | 19552.5796 | 1001.1114 | 353 | 88439.2143 | 4528.1751
t8458 | 210733.358 | 10789.756 | 353 | 88439.2143 | 4528.1751
t8459 | 477951.946 | 24471.6116 | 353 | 88439.2143 | 4528.1751
t8460 | 712582.9013 | 36484.9482 | 353 | 88439.2143 | 4528.1751
t8461 | 556162.2644 | 28476.0571 | 353 | 88439.2143 | 4528.1751
t8462 | 143385.5838 | 7341.4835 | 353 | 88439.2143 | 4528.1751
t8463 | 2172.5088 | 111.2346 | 353 | 88439.2143 | 4528.1751
t8464 | 0 | 0 | 353 | 88439.2143 | 4528.1751
t8465 | 0 | 0 | 353 | 88439.2143 | 4528.1751
t8466 | 0 | 0 | 353 | 88439.2143 | 4528.1751
t8467 | 0 | 0 | 353 | 88439.2143 | 4528.1751
t8468 | 0 | 0 | 353 | 88439.2143 | 4528.1751
t8469 | 0 | 0 | 353 | 88439.2143 | 4528.1751
t8470 | 0 | 0 | 353 | 88439.2143 | 4528.1751
t8471 | 0 | 0 | 353 | 88439.2143 | 4528.1751
t8472 | 0 | 0 | 353 | 88439.2143 | 4528.1751
t8473 | 0 | 0 | 354 | 25617.5001 | 1311.6413
t8474 | 0 | 0 | 354 | 25617.5001 | 1311.6413
t8475 | 0 | 0 | 354 | 25617.5001 | 1311.6413
t8476 | 0 | 0 | 354 | 25617.5001 | 1311.6413
t8477 | 0 | 0 | 354 | 25617.5001 | 1311.6413
t8478 | 0 | 0 | 354 | 25617.5001 | 1311.6413
t8479 | 0 | 0 | 354 | 25617.5001 | 1311.6413
t8480 | 0 | 0 | 354 | 25617.5001 | 1311.6413
t8481 | 10862.5442 | 556.173 | 354 | 25617.5001 | 1311.6413
t8482 | 93417.8804 | 4783.0877 | 354 | 25617.5001 | 1311.6413
t8483 | 191180.7784 | 9788.6446 | 354 | 25617.5001 | 1311.6413
t8484 | 169455.6899 | 8676.2987 | 354 | 25617.5001 | 1311.6413
t8485 | 110797.9511 | 5672.9645 | 354 | 25617.5001 | 1311.6413
t8486 | 39105.1592 | 2002.2228 | 354 | 25617.5001 | 1311.6413
t8487 | 0 | 0 | 354 | 25617.5001 | 1311.6413
t8488 | 0 | 0 | 354 | 25617.5001 | 1311.6413
t8489 | 0 | 0 | 354 | 25617.5001 | 1311.6413
t8490 | 0 | 0 | 354 | 25617.5001 | 1311.6413
t8491 | 0 | 0 | 354 | 25617.5001 | 1311.6413
t8492 | 0 | 0 | 354 | 25617.5001 | 1311.6413
t8493 | 0 | 0 | 354 | 25617.5001 | 1311.6413
t8494 | 0 | 0 | 354 | 25617.5001 | 1311.6413
t8495 | 0 | 0 | 354 | 25617.5001 | 1311.6413
t8496 | 0 | 0 | 354 | 25617.5001 | 1311.6413
t8497 | 0 | 0 | 355 | 11858.2774 | 607.1555
t8498 | 0 | 0 | 355 | 11858.2774 | 607.1555
t8499 | 0 | 0 | 355 | 11858.2774 | 607.1555
t8500 | 0 | 0 | 355 | 11858.2774 | 607.1555
t8501 | 0 | 0 | 355 | 11858.2774 | 607.1555
t8502 | 0 | 0 | 355 | 11858.2774 | 607.1555
t8503 | 0 | 0 | 355 | 11858.2774 | 607.1555
t8504 | 0 | 0 | 355 | 11858.2774 | 607.1555
t8505 | 26070.1061 | 1334.8152 | 355 | 11858.2774 | 607.1555
t8506 | 73865.3007 | 3781.9763 | 355 | 11858.2774 | 607.1555
t8507 | 86900.3538 | 4449.3839 | 355 | 11858.2774 | 607.1555
t8508 | 58657.7388 | 3003.3342 | 355 | 11858.2774 | 607.1555
t8509 | 26070.1061 | 1334.8152 | 355 | 11858.2774 | 607.1555
t8510 | 13035.0531 | 667.4076 | 355 | 11858.2774 | 607.1555
t8511 | 0 | 0 | 355 | 11858.2774 | 607.1555
t8512 | 0 | 0 | 355 | 11858.2774 | 607.1555
t8513 | 0 | 0 | 355 | 11858.2774 | 607.1555
t8514 | 0 | 0 | 355 | 11858.2774 | 607.1555
t8515 | 0 | 0 | 355 | 11858.2774 | 607.1555
t8516 | 0 | 0 | 355 | 11858.2774 | 607.1555
t8517 | 0 | 0 | 355 | 11858.2774 | 607.1555
t8518 | 0 | 0 | 355 | 11858.2774 | 607.1555
t8519 | 0 | 0 | 355 | 11858.2774 | 607.1555
t8520 | 0 | 0 | 355 | 11858.2774 | 607.1555
t8521 | 0 | 0 | 356 | 6698.5689 | 342.9733
t8522 | 0 | 0 | 356 | 6698.5689 | 342.9733
t8523 | 0 | 0 | 356 | 6698.5689 | 342.9733
t8524 | 0 | 0 | 356 | 6698.5689 | 342.9733
t8525 | 0 | 0 | 356 | 6698.5689 | 342.9733
t8526 | 0 | 0 | 356 | 6698.5689 | 342.9733
t8527 | 0 | 0 | 356 | 6698.5689 | 342.9733
t8528 | 0 | 0 | 356 | 6698.5689 | 342.9733
t8529 | 0 | 0 | 356 | 6698.5689 | 342.9733
t8530 | 6517.5265 | 333.7038 | 356 | 6698.5689 | 342.9733
t8531 | 17380.0708 | 889.8768 | 356 | 6698.5689 | 342.9733
t8532 | 28242.615 | 1446.0498 | 356 | 6698.5689 | 342.9733
t8533 | 49967.7034 | 2558.3958 | 356 | 6698.5689 | 342.9733
t8534 | 56485.23 | 2892.0996 | 356 | 6698.5689 | 342.9733
t8535 | 2172.5088 | 111.2346 | 356 | 6698.5689 | 342.9733
t8536 | 0 | 0 | 356 | 6698.5689 | 342.9733
t8537 | 0 | 0 | 356 | 6698.5689 | 342.9733
t8538 | 0 | 0 | 356 | 6698.5689 | 342.9733
t8539 | 0 | 0 | 356 | 6698.5689 | 342.9733
t8540 | 0 | 0 | 356 | 6698.5689 | 342.9733
t8541 | 0 | 0 | 356 | 6698.5689 | 342.9733
t8542 | 0 | 0 | 356 | 6698.5689 | 342.9733
t8543 | 0 | 0 | 356 | 6698.5689 | 342.9733
t8544 | 0 | 0 | 356 | 6698.5689 | 342.9733
t8545 | 0 | 0 | 357 | 10228.8958 | 523.7296
t8546 | 0 | 0 | 357 | 10228.8958 | 523.7296
t8547 | 0 | 0 | 357 | 10228.8958 | 523.7296
t8548 | 0 | 0 | 357 | 10228.8958 | 523.7296
t8549 | 0 | 0 | 357 | 10228.8958 | 523.7296
t8550 | 0 | 0 | 357 | 10228.8958 | 523.7296
t8551 | 0 | 0 | 357 | 10228.8958 | 523.7296
t8552 | 0 | 0 | 357 | 10228.8958 | 523.7296
t8553 | 2172.5088 | 111.2346 | 357 | 10228.8958 | 523.7296
t8554 | 17380.0708 | 889.8768 | 357 | 10228.8958 | 523.7296
t8555 | 60830.2477 | 3114.5688 | 357 | 10228.8958 | 523.7296
t8556 | 82555.3361 | 4226.9147 | 357 | 10228.8958 | 523.7296
t8557 | 60830.2477 | 3114.5688 | 357 | 10228.8958 | 523.7296
t8558 | 21725.0885 | 1112.346 | 357 | 10228.8958 | 523.7296
t8559 | 0 | 0 | 357 | 10228.8958 | 523.7296
t8560 | 0 | 0 | 357 | 10228.8958 | 523.7296
t8561 | 0 | 0 | 357 | 10228.8958 | 523.7296
t8562 | 0 | 0 | 357 | 10228.8958 | 523.7296
t8563 | 0 | 0 | 357 | 10228.8958 | 523.7296
t8564 | 0 | 0 | 357 | 10228.8958 | 523.7296
t8565 | 0 | 0 | 357 | 10228.8958 | 523.7296
t8566 | 0 | 0 | 357 | 10228.8958 | 523.7296
t8567 | 0 | 0 | 357 | 10228.8958 | 523.7296
t8568 | 0 | 0 | 357 | 10228.8958 | 523.7296
t8569 | 0 | 0 | 358 | 16927.4648 | 866.7029
t8570 | 0 | 0 | 358 | 16927.4648 | 866.7029
t8571 | 0 | 0 | 358 | 16927.4648 | 866.7029
t8572 | 0 | 0 | 358 | 16927.4648 | 866.7029
t8573 | 0 | 0 | 358 | 16927.4648 | 866.7029
t8574 | 0 | 0 | 358 | 16927.4648 | 866.7029
t8575 | 0 | 0 | 358 | 16927.4648 | 866.7029
t8576 | 0 | 0 | 358 | 16927.4648 | 866.7029
t8577 | 0 | 0 | 358 | 16927.4648 | 866.7029
t8578 | 28242.615 | 1446.0498 | 358 | 16927.4648 | 866.7029
t8579 | 67347.7742 | 3448.2725 | 358 | 16927.4648 | 866.7029
t8580 | 82555.3361 | 4226.9147 | 358 | 16927.4648 | 866.7029
t8581 | 102107.9157 | 5228.0261 | 358 | 16927.4648 | 866.7029
t8582 | 112970.46 | 5784.1991 | 358 | 16927.4648 | 866.7029
t8583 | 13035.0531 | 667.4076 | 358 | 16927.4648 | 866.7029
t8584 | 0 | 0 | 358 | 16927.4648 | 866.7029
t8585 | 0 | 0 | 358 | 16927.4648 | 866.7029
t8586 | 0 | 0 | 358 | 16927.4648 | 866.7029
t8587 | 0 | 0 | 358 | 16927.4648 | 866.7029
t8588 | 0 | 0 | 358 | 16927.4648 | 866.7029
t8589 | 0 | 0 | 358 | 16927.4648 | 866.7029
t8590 | 0 | 0 | 358 | 16927.4648 | 866.7029
t8591 | 0 | 0 | 358 | 16927.4648 | 866.7029
t8592 | 0 | 0 | 358 | 16927.4648 | 866.7029
t8593 | 0 | 0 | 359 | 19371.5372 | 991.8418
t8594 | 0 | 0 | 359 | 19371.5372 | 991.8418
t8595 | 0 | 0 | 359 | 19371.5372 | 991.8418
t8596 | 0 | 0 | 359 | 19371.5372 | 991.8418
t8597 | 0 | 0 | 359 | 19371.5372 | 991.8418
t8598 | 0 | 0 | 359 | 19371.5372 | 991.8418
t8599 | 0 | 0 | 359 | 19371.5372 | 991.8418
t8600 | 0 | 0 | 359 | 19371.5372 | 991.8418
t8601 | 6517.5265 | 333.7038 | 359 | 19371.5372 | 991.8418
t8602 | 41277.6681 | 2113.4574 | 359 | 19371.5372 | 991.8418
t8603 | 84727.845 | 4338.1493 | 359 | 19371.5372 | 991.8418
t8604 | 104280.4246 | 5339.2607 | 359 | 19371.5372 | 991.8418
t8605 | 130350.5307 | 6674.0759 | 359 | 19371.5372 | 991.8418
t8606 | 89072.8627 | 4560.6185 | 359 | 19371.5372 | 991.8418
t8607 | 8690.0354 | 444.9384 | 359 | 19371.5372 | 991.8418
t8608 | 0 | 0 | 359 | 19371.5372 | 991.8418
t8609 | 0 | 0 | 359 | 19371.5372 | 991.8418
t8610 | 0 | 0 | 359 | 19371.5372 | 991.8418
t8611 | 0 | 0 | 359 | 19371.5372 | 991.8418
t8612 | 0 | 0 | 359 | 19371.5372 | 991.8418
t8613 | 0 | 0 | 359 | 19371.5372 | 991.8418
t8614 | 0 | 0 | 359 | 19371.5372 | 991.8418
t8615 | 0 | 0 | 359 | 19371.5372 | 991.8418
t8616 | 0 | 0 | 359 | 19371.5372 | 991.8418
t8617 | 0 | 0 | 360 | 169998.8172 | 8704.1073
t8618 | 0 | 0 | 360 | 169998.8172 | 8704.1073
t8619 | 0 | 0 | 360 | 169998.8172 | 8704.1073
t8620 | 0 | 0 | 360 | 169998.8172 | 8704.1073
t8621 | 0 | 0 | 360 | 169998.8172 | 8704.1073
t8622 | 0 | 0 | 360 | 169998.8172 | 8704.1073
t8623 | 0 | 0 | 360 | 169998.8172 | 8704.1073
t8624 | 0 | 0 | 360 | 169998.8172 | 8704.1073
t8625 | 178145.7253 | 9121.2371 | 360 | 169998.8172 | 8704.1073
t8626 | 582232.3706 | 29810.8723 | 360 | 169998.8172 | 8704.1073
t8627 | 875521.0647 | 44827.5431 | 360 | 169998.8172 | 8704.1073
t8628 | 988491.5247 | 50611.7422 | 360 | 169998.8172 | 8704.1073
t8629 | 849450.9586 | 43492.7279 | 360 | 169998.8172 | 8704.1073
t8630 | 523574.6318 | 26807.5382 | 360 | 169998.8172 | 8704.1073
t8631 | 82555.3361 | 4226.9147 | 360 | 169998.8172 | 8704.1073
t8632 | 0 | 0 | 360 | 169998.8172 | 8704.1073
t8633 | 0 | 0 | 360 | 169998.8172 | 8704.1073
t8634 | 0 | 0 | 360 | 169998.8172 | 8704.1073
t8635 | 0 | 0 | 360 | 169998.8172 | 8704.1073
t8636 | 0 | 0 | 360 | 169998.8172 | 8704.1073
t8637 | 0 | 0 | 360 | 169998.8172 | 8704.1073
t8638 | 0 | 0 | 360 | 169998.8172 | 8704.1073
t8639 | 0 | 0 | 360 | 169998.8172 | 8704.1073
t8640 | 0 | 0 | 360 | 169998.8172 | 8704.1073
t8641 | 0 | 0 | 361 | 110978.9935 | 5594.1733
t8642 | 0 | 0 | 361 | 110978.9935 | 5594.1733
t8643 | 0 | 0 | 361 | 110978.9935 | 5594.1733
t8644 | 0 | 0 | 361 | 110978.9935 | 5594.1733
t8645 | 0 | 0 | 361 | 110978.9935 | 5594.1733
t8646 | 0 | 0 | 361 | 110978.9935 | 5594.1733
t8647 | 0 | 0 | 361 | 110978.9935 | 5594.1733
t8648 | 0 | 0 | 361 | 110978.9935 | 5594.1733
t8649 | 123833.0042 | 6340.3721 | 361 | 110978.9935 | 5594.1733
t8650 | 384534.0657 | 19688.5239 | 361 | 110978.9935 | 5594.1733
t8651 | 536609.6848 | 27474.9458 | 361 | 110978.9935 | 5594.1733
t8652 | 612647.4944 | 31368.1567 | 361 | 110978.9935 | 5594.1733
t8653 | 619165.021 | 31701.8605 | 361 | 110978.9935 | 5594.1733
t8654 | 345428.9064 | 17686.3011 | 361 | 110978.9935 | 5594.1733
t8655 | 41277.6681 | 0 | 361 | 110978.9935 | 5594.1733
t8656 | 0 | 0 | 361 | 110978.9935 | 5594.1733
t8657 | 0 | 0 | 361 | 110978.9935 | 5594.1733
t8658 | 0 | 0 | 361 | 110978.9935 | 5594.1733
t8659 | 0 | 0 | 361 | 110978.9935 | 5594.1733
t8660 | 0 | 0 | 361 | 110978.9935 | 5594.1733
t8661 | 0 | 0 | 361 | 110978.9935 | 5594.1733
t8662 | 0 | 0 | 361 | 110978.9935 | 5594.1733
t8663 | 0 | 0 | 361 | 110978.9935 | 5594.1733
t8664 | 0 | 0 | 361 | 110978.9935 | 5594.1733
t8665 | 0 | 0 | 362 | 213448.9941 | 0
t8666 | 0 | 0 | 362 | 213448.9941 | 0
t8667 | 0 | 0 | 362 | 213448.9941 | 0
t8668 | 0 | 0 | 362 | 213448.9941 | 0
t8669 | 0 | 0 | 362 | 213448.9941 | 0
t8670 | 0 | 0 | 362 | 213448.9941 | 0
t8671 | 0 | 0 | 362 | 213448.9941 | 0
t8672 | 0 | 0 | 362 | 213448.9941 | 0
t8673 | 354118.9418 | 0 | 362 | 213448.9941 | 0
t8674 | 873348.5559 | 0 | 362 | 213448.9941 | 0
t8675 | 1140567.1439 | 0 | 362 | 213448.9941 | 0
t8676 | 1170982.2677 | 0 | 362 | 213448.9941 | 0
t8677 | 971111.4539 | 0 | 362 | 213448.9941 | 0
t8678 | 530092.1583 | 0 | 362 | 213448.9941 | 0
t8679 | 82555.3361 | 0 | 362 | 213448.9941 | 0
t8680 | 0 | 0 | 362 | 213448.9941 | 0
t8681 | 0 | 0 | 362 | 213448.9941 | 0
t8682 | 0 | 0 | 362 | 213448.9941 | 0
t8683 | 0 | 0 | 362 | 213448.9941 | 0
t8684 | 0 | 0 | 362 | 213448.9941 | 0
t8685 | 0 | 0 | 362 | 213448.9941 | 0
t8686 | 0 | 0 | 362 | 213448.9941 | 0
t8687 | 0 | 0 | 362 | 213448.9941 | 0
t8688 | 0 | 0 | 362 | 213448.9941 | 0
t8689 | 0 | 0 | 363 | 82826.8997 | 0
t8690 | 0 | 0 | 363 | 82826.8997 | 0
t8691 | 0 | 0 | 363 | 82826.8997 | 0
t8692 | 0 | 0 | 363 | 82826.8997 | 0
t8693 | 0 | 0 | 363 | 82826.8997 | 0
t8694 | 0 | 0 | 363 | 82826.8997 | 0
t8695 | 0 | 0 | 363 | 82826.8997 | 0
t8696 | 0 | 0 | 363 | 82826.8997 | 0
t8697 | 123833.0042 | 0 | 363 | 82826.8997 | 0
t8698 | 267218.588 | 0 | 363 | 82826.8997 | 0
t8699 | 475779.4372 | 0 | 363 | 82826.8997 | 0
t8700 | 653925.1625 | 0 | 363 | 82826.8997 | 0
t8701 | 349773.9241 | 0 | 363 | 82826.8997 | 0
t8702 | 115142.9688 | 0 | 363 | 82826.8997 | 0
t8703 | 2172.5088 | 0 | 363 | 82826.8997 | 0
t8704 | 0 | 0 | 363 | 82826.8997 | 0
t8705 | 0 | 0 | 363 | 82826.8997 | 0
t8706 | 0 | 0 | 363 | 82826.8997 | 0
t8707 | 0 | 0 | 363 | 82826.8997 | 0
t8708 | 0 | 0 | 363 | 82826.8997 | 0
t8709 | 0 | 0 | 363 | 82826.8997 | 0
t8710 | 0 | 0 | 363 | 82826.8997 | 0
t8711 | 0 | 0 | 363 | 82826.8997 | 0
t8712 | 0 | 0 | 363 | 82826.8997 | 0
t8713 | 0 | 0 | 364 | 44898.5161 | 2298.8484
t8714 | 0 | 0 | 364 | 44898.5161 | 2298.8484
t8715 | 0 | 0 | 364 | 44898.5161 | 2298.8484
t8716 | 0 | 0 | 364 | 44898.5161 | 2298.8484
t8717 | 0 | 0 | 364 | 44898.5161 | 2298.8484
t8718 | 0 | 0 | 364 | 44898.5161 | 2298.8484
t8719 | 0 | 0 | 364 | 44898.5161 | 2298.8484
t8720 | 0 | 0 | 364 | 44898.5161 | 2298.8484
t8721 | 8690.0354 | 444.9384 | 364 | 44898.5161 | 2298.8484
t8722 | 54312.7211 | 2780.865 | 364 | 44898.5161 | 2298.8484
t8723 | 197698.3049 | 10122.3484 | 364 | 44898.5161 | 2298.8484
t8724 | 325876.3268 | 16685.1897 | 364 | 44898.5161 | 2298.8484
t8725 | 286771.1676 | 14682.967 | 364 | 44898.5161 | 2298.8484
t8726 | 178145.7253 | 9121.2371 | 364 | 44898.5161 | 2298.8484
t8727 | 26070.1061 | 1334.8152 | 364 | 44898.5161 | 2298.8484
t8728 | 0 | 0 | 364 | 44898.5161 | 2298.8484
t8729 | 0 | 0 | 364 | 44898.5161 | 2298.8484
t8730 | 0 | 0 | 364 | 44898.5161 | 2298.8484
t8731 | 0 | 0 | 364 | 44898.5161 | 2298.8484
t8732 | 0 | 0 | 364 | 44898.5161 | 2298.8484
t8733 | 0 | 0 | 364 | 44898.5161 | 2298.8484
t8734 | 0 | 0 | 364 | 44898.5161 | 2298.8484
t8735 | 0 | 0 | 364 | 44898.5161 | 2298.8484
t8736 | 0 | 0 | 364 | 44898.5161 | 2298.8484
t8737 | 0 | 0 | 365 | 17923.198 | 917.6854
t8738 | 0 | 0 | 365 | 17923.198 | 917.6854
t8739 | 0 | 0 | 365 | 17923.198 | 917.6854
t8740 | 0 | 0 | 365 | 17923.198 | 917.6854
t8741 | 0 | 0 | 365 | 17923.198 | 917.6854
t8742 | 0 | 0 | 365 | 17923.198 | 917.6854
t8743 | 0 | 0 | 365 | 17923.198 | 917.6854
t8744 | 0 | 0 | 365 | 17923.198 | 917.6854
t8745 | 6517.5265 | 333.7038 | 365 | 17923.198 | 917.6854
t8746 | 34760.1415 | 1779.7536 | 365 | 17923.198 | 917.6854
t8747 | 78210.3184 | 4004.4455 | 365 | 17923.198 | 917.6854
t8748 | 97762.898 | 5005.5569 | 365 | 17923.198 | 917.6854
t8749 | 115142.9688 | 5895.4337 | 365 | 17923.198 | 917.6854
t8750 | 89072.8627 | 4560.6185 | 365 | 17923.198 | 917.6854
t8751 | 8690.0354 | 444.9384 | 365 | 17923.198 | 917.6854
t8752 | 0 | 0 | 365 | 17923.198 | 917.6854
t8753 | 0 | 0 | 365 | 17923.198 | 917.6854
t8754 | 0 | 0 | 365 | 17923.198 | 917.6854
t8755 | 0 | 0 | 365 | 17923.198 | 917.6854
t8756 | 0 | 0 | 365 | 17923.198 | 917.6854
t8757 | 0 | 0 | 365 | 17923.198 | 917.6854
t8758 | 0 | 0 | 365 | 17923.198 | 917.6854
t8759 | 0 | 0 | 365 | 17923.198 | 917.6854
t8760 | 0 | 0 | 365 | 17923.198 | 917.6854

## Storage Charging
| Raw Hourly Data |  | Daily Average
Hour | Basic | Basic + Curtailment | Day | Basic | Basic + Curtailment
t0001 | 4033028.1422 | 6412606.6773 | 1 | 6433344.3556 | 6936167.4064
t0002 | 3698504.8165 | 5916272.0112 | 1 | 6433344.3556 | 6936167.4064
t0003 | 3242195.5218 | 5279114.7478 | 1 | 6433344.3556 | 6936167.4064
t0004 | 2528976.6716 | 4299383.1017 | 1 | 6433344.3556 | 6936167.4064
t0005 | 1574782.5772 | 3021566.3265 | 1 | 6433344.3556 | 6936167.4064
t0006 | 766798.5961 | 1947069.5495 | 1 | 6433344.3556 | 6936167.4064
t0007 | 462199.9318 | 1575842.6862 | 1 | 6433344.3556 | 6936167.4064
t0008 | 612364.7451 | 1802154.0127 | 1 | 6433344.3556 | 6936167.4064
t0009 | 731314.2837 | 1996462.0073 | 1 | 6433344.3556 | 6936167.4064
t0010 | 1111406.2483 | 2550430.0607 | 1 | 6433344.3556 | 6936167.4064
t0011 | 3954731.5608 | 6356378.3186 | 1 | 6433344.3556 | 6936167.4064
t0012 | 6677928.3247 | 9714834.7813 | 1 | 6433344.3556 | 6936167.4064
t0013 | 7887686.7071 | 9757088.0174 | 1 | 6433344.3556 | 6936167.4064
t0014 | 8057340.1861 | 9780846.7368 | 1 | 6433344.3556 | 6936167.4064
t0015 | 7071750.2143 | 9696564.7855 | 1 | 6433344.3556 | 6936167.4064
t0016 | 5736413.6986 | 8896493.9932 | 1 | 6433344.3556 | 6936167.4064
t0017 | 6598319.3923 | 9024101.7853 | 1 | 6433344.3556 | 6936167.4064
t0018 | 7952244.785 | 9119880.2863 | 1 | 6433344.3556 | 6936167.4064
t0019 | 9522958.8549 | 9344669.7743 | 1 | 6433344.3556 | 6936167.4064
t0020 | 11157322.8908 | 9603849.9983 | 1 | 6433344.3556 | 6936167.4064
t0021 | 12374573.9962 | 9826287.2823 | 1 | 6433344.3556 | 6936167.4064
t0022 | 14500644.9319 | 10050508.2653 | 1 | 6433344.3556 | 6936167.4064
t0023 | 16447729.9733 | 10247806.2733 | 1 | 6433344.3556 | 6936167.4064
t0024 | 17699047.4838 | 10247806.2733 | 1 | 6433344.3556 | 6936167.4064
t0025 | 18237649.1185 | 10247806.2733 | 2 | 15000272.8706 | 9039183.6403
t0026 | 18206776.8504 | 10247806.2733 | 2 | 15000272.8706 | 9039183.6403
t0027 | 17861752.7339 | 10247806.2733 | 2 | 15000272.8706 | 9039183.6403
t0028 | 16940890.6027 | 10247806.2733 | 2 | 15000272.8706 | 9039183.6403
t0029 | 15854395.6596 | 10175371.3313 | 2 | 15000272.8706 | 9039183.6403
t0030 | 14642745.2927 | 9578164.7953 | 2 | 15000272.8706 | 9039183.6403
t0031 | 13755373.9965 | 8837089.6493 | 2 | 15000272.8706 | 9039183.6403
t0032 | 13234340.3183 | 8491611.3513 | 2 | 15000272.8706 | 9039183.6403
t0033 | 12944757.7078 | 8434041.3069 | 2 | 15000272.8706 | 9039183.6403
t0034 | 12379313.1043 | 8355697.2429 | 2 | 15000272.8706 | 9039183.6403
t0035 | 12754751.3231 | 8430298.0643 | 2 | 15000272.8706 | 9039183.6403
t0036 | 13985837.5823 | 8574670.2635 | 2 | 15000272.8706 | 9039183.6403
t0037 | 15072682.6488 | 8562032.2339 | 2 | 15000272.8706 | 9039183.6403
t0038 | 15724640.1041 | 8605729.6811 | 2 | 15000272.8706 | 9039183.6403
t0039 | 15940135.3229 | 8622594.1123 | 2 | 15000272.8706 | 9039183.6403
t0040 | 15435341.9326 | 8293356.1023 | 2 | 15000272.8706 | 9039183.6403
t0041 | 15203092.3799 | 7856291.9393 | 2 | 15000272.8706 | 9039183.6403
t0042 | 14966970.0123 | 8059058.0223 | 2 | 15000272.8706 | 9039183.6403
t0043 | 14428704.5791 | 8398569.4903 | 2 | 15000272.8706 | 9039183.6403
t0044 | 13721962.9566 | 8715900.9193 | 2 | 15000272.8706 | 9039183.6403
t0045 | 13723583.4412 | 9010113.7043 | 2 | 15000272.8706 | 9039183.6403
t0046 | 14580703.1829 | 9399085.7653 | 2 | 15000272.8706 | 9039183.6403
t0047 | 15081385.8103 | 9636435.3223 | 2 | 15000272.8706 | 9039183.6403
t0048 | 15328762.2342 | 9913070.9763 | 2 | 15000272.8706 | 9039183.6403
t0049 | 15869396.5177 | 10102594.4993 | 3 | 8381866.7966 | 8182896.248
t0050 | 15819855.5195 | 10170090.4213 | 3 | 8381866.7966 | 8182896.248
t0051 | 14932133.7693 | 10160145.5723 | 3 | 8381866.7966 | 8182896.248
t0052 | 13416026.3614 | 9989962.7463 | 3 | 8381866.7966 | 8182896.248
t0053 | 12600973.3256 | 9760094.3113 | 3 | 8381866.7966 | 8182896.248
t0054 | 10987049.1162 | 9140983.9233 | 3 | 8381866.7966 | 8182896.248
t0055 | 8989068.6725 | 8401150.3713 | 3 | 8381866.7966 | 8182896.248
t0056 | 7386547.1027 | 8056775.6933 | 3 | 8381866.7966 | 8182896.248
t0057 | 6060193.5327 | 8045026.2009 | 3 | 8381866.7966 | 8182896.248
t0058 | 6043562.1044 | 7968216.4289 | 3 | 8381866.7966 | 8182896.248
t0059 | 8335158.8941 | 8029927.9127 | 3 | 8381866.7966 | 8182896.248
t0060 | 8529646.1881 | 8088425.4277 | 3 | 8381866.7966 | 8182896.248
t0061 | 7886405.513 | 8043138.3895 | 3 | 8381866.7966 | 8182896.248
t0062 | 7290704.0203 | 8032220.1071 | 3 | 8381866.7966 | 8182896.248
t0063 | 6505410.4394 | 8141193.6213 | 3 | 8381866.7966 | 8182896.248
t0064 | 3780720.3358 | 6769470.9759 | 3 | 8381866.7966 | 8182896.248
t0065 | 1436368.9889 | 3749319.325 | 3 | 8381866.7966 | 8182896.248
t0066 | 1846762.5432 | 4226341.0783 | 3 | 8381866.7966 | 8182896.248
t0067 | 2811349.8092 | 5409849.5695 | 3 | 8381866.7966 | 8182896.248
t0068 | 4139780.0086 | 7061902.4496 | 3 | 8381866.7966 | 8182896.248
t0069 | 5740890.7184 | 8810376.1723 | 3 | 8381866.7966 | 8182896.248
t0070 | 8020261.004 | 9187896.5053 | 3 | 8381866.7966 | 8182896.248
t0071 | 10156807.9587 | 9422593.5073 | 3 | 8381866.7966 | 8182896.248
t0072 | 12579730.6748 | 9621814.7403 | 3 | 8381866.7966 | 8182896.248
t0073 | 15188313.4401 | 9860399.8723 | 4 | 18888816.978 | 8745023.3991
t0074 | 16857132.5265 | 9832183.6163 | 4 | 18888816.978 | 8745023.3991
t0075 | 17371484.4032 | 9819869.3523 | 4 | 18888816.978 | 8745023.3991
t0076 | 17224483.183 | 9848423.5123 | 4 | 18888816.978 | 8745023.3991
t0077 | 16608195.8723 | 9671024.6523 | 4 | 18888816.978 | 8745023.3991
t0078 | 16943503.9316 | 9070037.3503 | 4 | 18888816.978 | 8745023.3991
t0079 | 17864157.1529 | 8352173.6893 | 4 | 18888816.978 | 8745023.3991
t0080 | 18989562.4299 | 8043876.6943 | 4 | 18888816.978 | 8745023.3991
t0081 | 20052598.4916 | 8098874.1867 | 4 | 18888816.978 | 8745023.3991
t0082 | 21438135.0908 | 8139180.3424 | 4 | 18888816.978 | 8745023.3991
t0083 | 22709571.8609 | 8192382.8912 | 4 | 18888816.978 | 8745023.3991
t0084 | 23408964.6518 | 8282311.5023 | 4 | 18888816.978 | 8745023.3991
t0085 | 23873387.463 | 8235701.2642 | 4 | 18888816.978 | 8745023.3991
t0086 | 23723581.2768 | 8286695.7825 | 4 | 18888816.978 | 8745023.3991
t0087 | 23481358.8073 | 8364773.6025 | 4 | 18888816.978 | 8745023.3991
t0088 | 22831369.1193 | 8081983.4783 | 4 | 18888816.978 | 8745023.3991
t0089 | 21949222.9446 | 7667984.9843 | 4 | 18888816.978 | 8745023.3991
t0090 | 21631869.7869 | 7877297.9673 | 4 | 18888816.978 | 8745023.3991
t0091 | 21158271.4487 | 8222958.0703 | 4 | 18888816.978 | 8745023.3991
t0092 | 19905605.9955 | 8550291.0393 | 4 | 18888816.978 | 8745023.3991
t0093 | 17083411.4711 | 8888093.3593 | 4 | 18888816.978 | 8745023.3991
t0094 | 13772489.3339 | 9263834.2073 | 4 | 18888816.978 | 8745023.3991
t0095 | 11020152.4887 | 9554457.2863 | 4 | 18888816.978 | 8745023.3991
t0096 | 8244784.3026 | 9675752.8743 | 4 | 18888816.978 | 8745023.3991
t0097 | 5990309.9252 | 9074243.7067 | 5 | 2611530.8375 | 4357656.1742
t0098 | 3993777.2914 | 6411429.083 | 5 | 2611530.8375 | 4357656.1742
t0099 | 2876837.8188 | 4932793.6731 | 5 | 2611530.8375 | 4357656.1742
t0100 | 2769150.7208 | 4806069.9468 | 5 | 2611530.8375 | 4357656.1742
t0101 | 2975203.3894 | 5164415.6417 | 5 | 2611530.8375 | 4357656.1742
t0102 | 2500576.5317 | 4756416.983 | 5 | 2611530.8375 | 4357656.1742
t0103 | 1524913.7644 | 3714126.0167 | 5 | 2611530.8375 | 4357656.1742
t0104 | 1216115.0443 | 3386290.6683 | 5 | 2611530.8375 | 4357656.1742
t0105 | 842580.9501 | 2871255.0792 | 5 | 2611530.8375 | 4357656.1742
t0106 | 555312.4811 | 2490076.6859 | 5 | 2611530.8375 | 4357656.1742
t0107 | 2366447.0424 | 4860730.5072 | 5 | 2611530.8375 | 4357656.1742
t0108 | 4722088.8683 | 7901388.0542 | 5 | 2611530.8375 | 4357656.1742
t0109 | 6632809.5584 | 8122242.2688 | 5 | 2611530.8375 | 4357656.1742
t0110 | 7534441.4957 | 8158063.5599 | 5 | 2611530.8375 | 4357656.1742
t0111 | 7456058.3993 | 8197574.4861 | 5 | 2611530.8375 | 4357656.1742
t0112 | 5325402.062 | 7897480.6053 | 5 | 2611530.8375 | 4357656.1742
t0113 | 1741510.8927 | 4225790.8833 | 5 | 2611530.8375 | 4357656.1742
t0114 | 1083023.2185 | 3291272.099 | 5 | 2611530.8375 | 4357656.1742
t0115 | 570180.6453 | 2502398.4158 | 5 | 2611530.8375 | 4357656.1742
t0116 | 0 | 1471198.7134 | 5 | 2611530.8375 | 4357656.1742
t0117 | 0 | 348491.1027 | 5 | 2611530.8375 | 4357656.1742
t0118 | 0 | 0 | 5 | 2611530.8375 | 4357656.1742
t0119 | 0 | 0 | 5 | 2611530.8375 | 4357656.1742
t0120 | 0 | 0 | 5 | 2611530.8375 | 4357656.1742
t0121 | 0 | 0 | 6 | 148917.6787 | 390141.1089
t0122 | 0 | 0 | 6 | 148917.6787 | 390141.1089
t0123 | 0 | 0 | 6 | 148917.6787 | 390141.1089
t0124 | 0 | 0 | 6 | 148917.6787 | 390141.1089
t0125 | 0 | 0 | 6 | 148917.6787 | 390141.1089
t0126 | 0 | 0 | 6 | 148917.6787 | 390141.1089
t0127 | 0 | 0 | 6 | 148917.6787 | 390141.1089
t0128 | 0 | 0 | 6 | 148917.6787 | 390141.1089
t0129 | 0 | 0 | 6 | 148917.6787 | 390141.1089
t0130 | 0 | 0 | 6 | 148917.6787 | 390141.1089
t0131 | 0 | 0 | 6 | 148917.6787 | 390141.1089
t0132 | 0 | 0 | 6 | 148917.6787 | 390141.1089
t0133 | 0 | 791600.3851 | 6 | 148917.6787 | 390141.1089
t0134 | 1695321.0703 | 3838700.1291 | 6 | 148917.6787 | 390141.1089
t0135 | 1878703.2176 | 4115507.0406 | 6 | 148917.6787 | 390141.1089
t0136 | 0 | 617579.0587 | 6 | 148917.6787 | 390141.1089
t0137 | 0 | 0 | 6 | 148917.6787 | 390141.1089
t0138 | 0 | 0 | 6 | 148917.6787 | 390141.1089
t0139 | 0 | 0 | 6 | 148917.6787 | 390141.1089
t0140 | 0 | 0 | 6 | 148917.6787 | 390141.1089
t0141 | 0 | 0 | 6 | 148917.6787 | 390141.1089
t0142 | 0 | 0 | 6 | 148917.6787 | 390141.1089
t0143 | 0 | 0 | 6 | 148917.6787 | 390141.1089
t0144 | 0 | 0 | 6 | 148917.6787 | 390141.1089
t0145 | 0 | 0 | 7 | 0 | 0
t0146 | 0 | 0 | 7 | 0 | 0
t0147 | 0 | 0 | 7 | 0 | 0
t0148 | 0 | 0 | 7 | 0 | 0
t0149 | 0 | 0 | 7 | 0 | 0
t0150 | 0 | 0 | 7 | 0 | 0
t0151 | 0 | 0 | 7 | 0 | 0
t0152 | 0 | 0 | 7 | 0 | 0
t0153 | 0 | 0 | 7 | 0 | 0
t0154 | 0 | 0 | 7 | 0 | 0
t0155 | 0 | 0 | 7 | 0 | 0
t0156 | 0 | 0 | 7 | 0 | 0
t0157 | 0 | 0 | 7 | 0 | 0
t0158 | 0 | 0 | 7 | 0 | 0
t0159 | 0 | 0 | 7 | 0 | 0
t0160 | 0 | 0 | 7 | 0 | 0
t0161 | 0 | 0 | 7 | 0 | 0
t0162 | 0 | 0 | 7 | 0 | 0
t0163 | 0 | 0 | 7 | 0 | 0
t0164 | 0 | 0 | 7 | 0 | 0
t0165 | 0 | 0 | 7 | 0 | 0
t0166 | 0 | 0 | 7 | 0 | 0
t0167 | 0 | 0 | 7 | 0 | 0
t0168 | 0 | 0 | 7 | 0 | 0
t0169 | 0 | 0 | 8 | 362366.2226 | 889698.192
t0170 | 0 | 107486.1449 | 8 | 362366.2226 | 889698.192
t0171 | 212431.6746 | 1278482.8583 | 8 | 362366.2226 | 889698.192
t0172 | 587814.8512 | 1787122.4328 | 8 | 362366.2226 | 889698.192
t0173 | 1113542.32 | 2503216.1845 | 8 | 362366.2226 | 889698.192
t0174 | 1685937.122 | 3313568.84 | 8 | 362366.2226 | 889698.192
t0175 | 1925495.1967 | 3714938.2551 | 8 | 362366.2226 | 889698.192
t0176 | 1814122.217 | 3670193.4743 | 8 | 362366.2226 | 889698.192
t0177 | 1357445.9617 | 3125003.0605 | 8 | 362366.2226 | 889698.192
t0178 | 0 | 871800.3977 | 8 | 362366.2226 | 889698.192
t0179 | 0 | 0 | 8 | 362366.2226 | 889698.192
t0180 | 0 | 0 | 8 | 362366.2226 | 889698.192
t0181 | 0 | 0 | 8 | 362366.2226 | 889698.192
t0182 | 0 | 0 | 8 | 362366.2226 | 889698.192
t0183 | 0 | 0 | 8 | 362366.2226 | 889698.192
t0184 | 0 | 0 | 8 | 362366.2226 | 889698.192
t0185 | 0 | 0 | 8 | 362366.2226 | 889698.192
t0186 | 0 | 0 | 8 | 362366.2226 | 889698.192
t0187 | 0 | 0 | 8 | 362366.2226 | 889698.192
t0188 | 0 | 0 | 8 | 362366.2226 | 889698.192
t0189 | 0 | 0 | 8 | 362366.2226 | 889698.192
t0190 | 0 | 433658.3794 | 8 | 362366.2226 | 889698.192
t0191 | 0 | 366928.5008 | 8 | 362366.2226 | 889698.192
t0192 | 0 | 180358.0809 | 8 | 362366.2226 | 889698.192
t0193 | 0 | 132891.2972 | 9 | 0 | 96396.0576
t0194 | 0 | 370520.5701 | 9 | 0 | 96396.0576
t0195 | 0 | 706617.0518 | 9 | 0 | 96396.0576
t0196 | 0 | 724234.5913 | 9 | 0 | 96396.0576
t0197 | 0 | 379241.8719 | 9 | 0 | 96396.0576
t0198 | 0 | 0 | 9 | 0 | 96396.0576
t0199 | 0 | 0 | 9 | 0 | 96396.0576
t0200 | 0 | 0 | 9 | 0 | 96396.0576
t0201 | 0 | 0 | 9 | 0 | 96396.0576
t0202 | 0 | 0 | 9 | 0 | 96396.0576
t0203 | 0 | 0 | 9 | 0 | 96396.0576
t0204 | 0 | 0 | 9 | 0 | 96396.0576
t0205 | 0 | 0 | 9 | 0 | 96396.0576
t0206 | 0 | 0 | 9 | 0 | 96396.0576
t0207 | 0 | 0 | 9 | 0 | 96396.0576
t0208 | 0 | 0 | 9 | 0 | 96396.0576
t0209 | 0 | 0 | 9 | 0 | 96396.0576
t0210 | 0 | 0 | 9 | 0 | 96396.0576
t0211 | 0 | 0 | 9 | 0 | 96396.0576
t0212 | 0 | 0 | 9 | 0 | 96396.0576
t0213 | 0 | 0 | 9 | 0 | 96396.0576
t0214 | 0 | 0 | 9 | 0 | 96396.0576
t0215 | 0 | 0 | 9 | 0 | 96396.0576
t0216 | 0 | 0 | 9 | 0 | 96396.0576
t0217 | 0 | 325051.2953 | 10 | 407754.8473 | 1129064.6446
t0218 | 413123.5114 | 1679059.2921 | 10 | 407754.8473 | 1129064.6446
t0219 | 1371622.5759 | 2970699.3514 | 10 | 407754.8473 | 1129064.6446
t0220 | 1586143.4994 | 3299440.0446 | 10 | 407754.8473 | 1129064.6446
t0221 | 1511196.0975 | 3262565.8993 | 10 | 407754.8473 | 1129064.6446
t0222 | 1278062.0301 | 3153169.9157 | 10 | 407754.8473 | 1129064.6446
t0223 | 1236320.2549 | 3301794.4233 | 10 | 407754.8473 | 1129064.6446
t0224 | 1373272.8984 | 3562485.1507 | 10 | 407754.8473 | 1129064.6446
t0225 | 1016375.4671 | 3035228.3849 | 10 | 407754.8473 | 1129064.6446
t0226 | 0 | 0 | 10 | 407754.8473 | 1129064.6446
t0227 | 0 | 0 | 10 | 407754.8473 | 1129064.6446
t0228 | 0 | 0 | 10 | 407754.8473 | 1129064.6446
t0229 | 0 | 0 | 10 | 407754.8473 | 1129064.6446
t0230 | 0 | 0 | 10 | 407754.8473 | 1129064.6446
t0231 | 0 | 0 | 10 | 407754.8473 | 1129064.6446
t0232 | 0 | 0 | 10 | 407754.8473 | 1129064.6446
t0233 | 0 | 0 | 10 | 407754.8473 | 1129064.6446
t0234 | 0 | 0 | 10 | 407754.8473 | 1129064.6446
t0235 | 0 | 0 | 10 | 407754.8473 | 1129064.6446
t0236 | 0 | 0 | 10 | 407754.8473 | 1129064.6446
t0237 | 0 | 769476.1181 | 10 | 407754.8473 | 1129064.6446
t0238 | 0 | 1011631.2106 | 10 | 407754.8473 | 1129064.6446
t0239 | 0 | 628564.4845 | 10 | 407754.8473 | 1129064.6446
t0240 | 0 | 98385.9002 | 10 | 407754.8473 | 1129064.6446
t0241 | 0 | 0 | 11 | 0 | 0
t0242 | 0 | 0 | 11 | 0 | 0
t0243 | 0 | 0 | 11 | 0 | 0
t0244 | 0 | 0 | 11 | 0 | 0
t0245 | 0 | 0 | 11 | 0 | 0
t0246 | 0 | 0 | 11 | 0 | 0
t0247 | 0 | 0 | 11 | 0 | 0
t0248 | 0 | 0 | 11 | 0 | 0
t0249 | 0 | 0 | 11 | 0 | 0
t0250 | 0 | 0 | 11 | 0 | 0
t0251 | 0 | 0 | 11 | 0 | 0
t0252 | 0 | 0 | 11 | 0 | 0
t0253 | 0 | 0 | 11 | 0 | 0
t0254 | 0 | 0 | 11 | 0 | 0
t0255 | 0 | 0 | 11 | 0 | 0
t0256 | 0 | 0 | 11 | 0 | 0
t0257 | 0 | 0 | 11 | 0 | 0
t0258 | 0 | 0 | 11 | 0 | 0
t0259 | 0 | 0 | 11 | 0 | 0
t0260 | 0 | 0 | 11 | 0 | 0
t0261 | 0 | 0 | 11 | 0 | 0
t0262 | 0 | 0 | 11 | 0 | 0
t0263 | 0 | 0 | 11 | 0 | 0
t0264 | 0 | 0 | 11 | 0 | 0
t0265 | 0 | 0 | 12 | 466658.9421 | 1000773.6234
t0266 | 0 | 0 | 12 | 466658.9421 | 1000773.6234
t0267 | 0 | 0 | 12 | 466658.9421 | 1000773.6234
t0268 | 0 | 0 | 12 | 466658.9421 | 1000773.6234
t0269 | 0 | 0 | 12 | 466658.9421 | 1000773.6234
t0270 | 0 | 0 | 12 | 466658.9421 | 1000773.6234
t0271 | 0 | 0 | 12 | 466658.9421 | 1000773.6234
t0272 | 0 | 0 | 12 | 466658.9421 | 1000773.6234
t0273 | 0 | 0 | 12 | 466658.9421 | 1000773.6234
t0274 | 0 | 0 | 12 | 466658.9421 | 1000773.6234
t0275 | 0 | 0 | 12 | 466658.9421 | 1000773.6234
t0276 | 0 | 0 | 12 | 466658.9421 | 1000773.6234
t0277 | 0 | 0 | 12 | 466658.9421 | 1000773.6234
t0278 | 0 | 0 | 12 | 466658.9421 | 1000773.6234
t0279 | 0 | 0 | 12 | 466658.9421 | 1000773.6234
t0280 | 0 | 0 | 12 | 466658.9421 | 1000773.6234
t0281 | 0 | 0 | 12 | 466658.9421 | 1000773.6234
t0282 | 0 | 1025561.1319 | 12 | 466658.9421 | 1000773.6234
t0283 | 687092.662 | 2543163.9193 | 12 | 466658.9421 | 1000773.6234
t0284 | 1319041.4513 | 3260777.536 | 12 | 466658.9421 | 1000773.6234
t0285 | 2171282.0911 | 4293866.1444 | 12 | 466658.9421 | 1000773.6234
t0286 | 2748686.1394 | 4937898.3917 | 12 | 466658.9421 | 1000773.6234
t0287 | 2273170.7913 | 4195870.2476 | 12 | 466658.9421 | 1000773.6234
t0288 | 2000541.4746 | 3761429.5905 | 12 | 466658.9421 | 1000773.6234
t0289 | 2059162.7735 | 3801014.2612 | 13 | 4888725.7966 | 5321012.3103
t0290 | 2099885.8845 | 3841737.3722 | 13 | 4888725.7966 | 5321012.3103
t0291 | 2204301.5086 | 3984226.2529 | 13 | 4888725.7966 | 5321012.3103
t0292 | 2332888.438 | 4188959.6953 | 13 | 4888725.7966 | 5321012.3103
t0293 | 1887931.2777 | 3677374.3361 | 13 | 4888725.7966 | 5321012.3103
t0294 | 646017.97 | 2264131.3738 | 13 | 4888725.7966 | 5321012.3103
t0295 | 0 | 690124.5008 | 13 | 4888725.7966 | 5321012.3103
t0296 | 0 | 0 | 13 | 4888725.7966 | 5321012.3103
t0297 | 0 | 0 | 13 | 4888725.7966 | 5321012.3103
t0298 | 0 | 0 | 13 | 4888725.7966 | 5321012.3103
t0299 | 0 | 476920.136 | 13 | 4888725.7966 | 5321012.3103
t0300 | 306686.1923 | 1925467.0192 | 13 | 4888725.7966 | 5321012.3103
t0301 | 2833918.2497 | 5269515.7155 | 13 | 4888725.7966 | 5321012.3103
t0302 | 6143924.7247 | 8697451.7997 | 13 | 4888725.7966 | 5321012.3103
t0303 | 8389440.3952 | 8708558.2253 | 13 | 4888725.7966 | 5321012.3103
t0304 | 9122751.2586 | 8447055.2673 | 13 | 4888725.7966 | 5321012.3103
t0305 | 7958208.5236 | 8013993.2833 | 13 | 4888725.7966 | 5321012.3103
t0306 | 9482512.1566 | 8104594.6443 | 13 | 4888725.7966 | 5321012.3103
t0307 | 10450581.4945 | 8428960.9213 | 13 | 4888725.7966 | 5321012.3103
t0308 | 9974762.6133 | 8801659.7113 | 13 | 4888725.7966 | 5321012.3103
t0309 | 8936523.4943 | 9167863.6343 | 13 | 4888725.7966 | 5321012.3103
t0310 | 9184953.3582 | 9474811.9583 | 13 | 4888725.7966 | 5321012.3103
t0311 | 10765345.662 | 9767798.1403 | 13 | 4888725.7966 | 5321012.3103
t0312 | 12549623.1422 | 9972077.1983 | 13 | 4888725.7966 | 5321012.3103
t0313 | 14326357.4676 | 10081035.4113 | 14 | 10183643.4537 | 7419642.2422
t0314 | 15517603.3202 | 10101912.0623 | 14 | 10183643.4537 | 7419642.2422
t0315 | 15922027.1128 | 10096706.6343 | 14 | 10183643.4537 | 7419642.2422
t0316 | 14584306.2059 | 10075651.0793 | 14 | 10183643.4537 | 7419642.2422
t0317 | 13105827.366 | 10001615.2813 | 14 | 10183643.4537 | 7419642.2422
t0318 | 11763209.8783 | 9858626.2253 | 14 | 10183643.4537 | 7419642.2422
t0319 | 10481072.071 | 9542043.0093 | 14 | 10183643.4537 | 7419642.2422
t0320 | 9078314.0565 | 9163358.0463 | 14 | 10183643.4537 | 7419642.2422
t0321 | 8243502.3786 | 9047659.4739 | 14 | 10183643.4537 | 7419642.2422
t0322 | 9769814.4225 | 8979945.5665 | 14 | 10183643.4537 | 7419642.2422
t0323 | 14433337.997 | 9027497.3985 | 14 | 10183643.4537 | 7419642.2422
t0324 | 17276712.9688 | 9122967.4112 | 14 | 10183643.4537 | 7419642.2422
t0325 | 18472808.4861 | 9171367.7437 | 14 | 10183643.4537 | 7419642.2422
t0326 | 18563870.1114 | 9169726.3491 | 14 | 10183643.4537 | 7419642.2422
t0327 | 17353669.8126 | 9091588.1437 | 14 | 10183643.4537 | 7419642.2422
t0328 | 13526559.8892 | 8813090.1523 | 14 | 10183643.4537 | 7419642.2422
t0329 | 9693375.4555 | 8373976.4033 | 14 | 10183643.4537 | 7419642.2422
t0330 | 7044579.1426 | 8504806.9443 | 14 | 10183643.4537 | 7419642.2422
t0331 | 4134838.2701 | 6961777.5698 | 14 | 10183643.4537 | 7419642.2422
t0332 | 1115656.4756 | 2886062.9057 | 14 | 10183643.4537 | 7419642.2422
t0333 | 0 | 0 | 14 | 10183643.4537 | 7419642.2422
t0334 | 0 | 0 | 14 | 10183643.4537 | 7419642.2422
t0335 | 0 | 0 | 14 | 10183643.4537 | 7419642.2422
t0336 | 0 | 0 | 14 | 10183643.4537 | 7419642.2422
t0337 | 0 | 0 | 15 | 1572087.3545 | 2787046.8089
t0338 | 0 | 0 | 15 | 1572087.3545 | 2787046.8089
t0339 | 0 | 0 | 15 | 1572087.3545 | 2787046.8089
t0340 | 0 | 0 | 15 | 1572087.3545 | 2787046.8089
t0341 | 0 | 0 | 15 | 1572087.3545 | 2787046.8089
t0342 | 0 | 0 | 15 | 1572087.3545 | 2787046.8089
t0343 | 0 | 0 | 15 | 1572087.3545 | 2787046.8089
t0344 | 0 | 0 | 15 | 1572087.3545 | 2787046.8089
t0345 | 0 | 0 | 15 | 1572087.3545 | 2787046.8089
t0346 | 0 | 0 | 15 | 1572087.3545 | 2787046.8089
t0347 | 0 | 0 | 15 | 1572087.3545 | 2787046.8089
t0348 | 590210.8527 | 1794552.298 | 15 | 1572087.3545 | 2787046.8089
t0349 | 2049397.5095 | 3720924.4047 | 15 | 1572087.3545 | 2787046.8089
t0350 | 3087091.9066 | 5208949.5318 | 15 | 1572087.3545 | 2787046.8089
t0351 | 4605703.6182 | 7388870.9986 | 15 | 1572087.3545 | 2787046.8089
t0352 | 4776257.0688 | 7765007.7089 | 15 | 1572087.3545 | 2787046.8089
t0353 | 2380492.4353 | 4788625.9129 | 15 | 1572087.3545 | 2787046.8089
t0354 | 1778957.8484 | 3968170.1007 | 15 | 1572087.3545 | 2787046.8089
t0355 | 1867457.7571 | 3990041.8104 | 15 | 1572087.3545 | 2787046.8089
t0356 | 1875679.6257 | 3903080.5376 | 15 | 1572087.3545 | 2787046.8089
t0357 | 1971850.7255 | 3951660.0667 | 15 | 1572087.3545 | 2787046.8089
t0358 | 2884580.7534 | 5064274.6915 | 15 | 1572087.3545 | 2787046.8089
t0359 | 4281866.273 | 6832774.4626 | 15 | 1572087.3545 | 2787046.8089
t0360 | 5580550.1346 | 8512190.8898 | 15 | 1572087.3545 | 2787046.8089
t0361 | 6315386.7235 | 9456430.3898 | 16 | 4421731.7818 | 7086457.385
t0362 | 6765515.0221 | 10039815.0863 | 16 | 4421731.7818 | 7086457.385
t0363 | 6815783.3712 | 10002305.7453 | 16 | 4421731.7818 | 7086457.385
t0364 | 6951759.7675 | 9904208.3013 | 16 | 4421731.7818 | 7086457.385
t0365 | 6864229.6468 | 9611863.5703 | 16 | 4421731.7818 | 7086457.385
t0366 | 6410907.7202 | 8895208.5733 | 16 | 4421731.7818 | 7086457.385
t0367 | 5815092.0134 | 8123837.4863 | 16 | 4421731.7818 | 7086457.385
t0368 | 5700264.8716 | 7891973.4243 | 16 | 4421731.7818 | 7086457.385
t0369 | 5614713.0469 | 7946533.9271 | 16 | 4421731.7818 | 7086457.385
t0370 | 4680342.0995 | 7902625.1476 | 16 | 4421731.7818 | 7086457.385
t0371 | 4412659.2581 | 7476950.6172 | 16 | 4421731.7818 | 7086457.385
t0372 | 4298187.9804 | 7250806.0042 | 16 | 4421731.7818 | 7086457.385
t0373 | 3716260.8067 | 6471055.5078 | 16 | 4421731.7818 | 7086457.385
t0374 | 2846735.3781 | 5341504.003 | 16 | 4421731.7818 | 7086457.385
t0375 | 2199636.0305 | 4506402.5438 | 16 | 4421731.7818 | 7086457.385
t0376 | 1639500.6125 | 3847749.493 | 16 | 4421731.7818 | 7086457.385
t0377 | 595997.6388 | 2642435.179 | 16 | 4421731.7818 | 7086457.385
t0378 | 1562329.8579 | 3856243.5657 | 16 | 4421731.7818 | 7086457.385
t0379 | 2323565.3845 | 4760253.8044 | 16 | 4421731.7818 | 7086457.385
t0380 | 2695121.8096 | 5150846.8578 | 16 | 4421731.7818 | 7086457.385
t0381 | 3224281.4979 | 5756153.0592 | 16 | 4421731.7818 | 7086457.385
t0382 | 4068227.3966 | 6761910.2983 | 16 | 4421731.7818 | 7086457.385
t0383 | 5077062.1105 | 7980147.9233 | 16 | 4421731.7818 | 7086457.385
t0384 | 5528002.7188 | 8497716.7305 | 16 | 4421731.7818 | 7086457.385
t0385 | 5005652.2159 | 7765963.3166 | 17 | 3579575.1931 | 5543228.6358
t0386 | 3606686.5299 | 5900600.2377 | 17 | 3579575.1931 | 5543228.6358
t0387 | 2007212.5976 | 3787137.3419 | 17 | 3579575.1931 | 5543228.6358
t0388 | 587787.5678 | 1929869.8616 | 17 | 3579575.1931 | 5543228.6358
t0389 | 0 | 623863.3648 | 17 | 3579575.1931 | 5543228.6358
t0390 | 0 | 0 | 17 | 3579575.1931 | 5543228.6358
t0391 | 0 | 0 | 17 | 3579575.1931 | 5543228.6358
t0392 | 0 | 0 | 17 | 3579575.1931 | 5543228.6358
t0393 | 0 | 1098685.6702 | 17 | 3579575.1931 | 5543228.6358
t0394 | 629215.1212 | 2556219.3891 | 17 | 3579575.1931 | 5543228.6358
t0395 | 2499265.674 | 4974694.7735 | 17 | 3579575.1931 | 5543228.6358
t0396 | 4565980.7507 | 7679136.8977 | 17 | 3579575.1931 | 5543228.6358
t0397 | 5464136.0159 | 8070399.1189 | 17 | 3579575.1931 | 5543228.6358
t0398 | 5365724.0196 | 8143018.5637 | 17 | 3579575.1931 | 5543228.6358
t0399 | 4913674.9438 | 8166877.1056 | 17 | 3579575.1931 | 5543228.6358
t0400 | 4578265.3938 | 7785937.2591 | 17 | 3579575.1931 | 5543228.6358
t0401 | 2510356.4285 | 5194521.0161 | 17 | 3579575.1931 | 5543228.6358
t0402 | 2846708.2487 | 5559427.7787 | 17 | 3579575.1931 | 5543228.6358
t0403 | 4414720.3373 | 7508172.4329 | 17 | 3579575.1931 | 5543228.6358
t0404 | 6195779.6273 | 8592302.7903 | 17 | 3579575.1931 | 5543228.6358
t0405 | 7598588.5168 | 8912520.1683 | 17 | 3579575.1931 | 5543228.6358
t0406 | 7877784.9317 | 9279494.2733 | 17 | 3579575.1931 | 5543228.6358
t0407 | 7719109.0869 | 9647484.5693 | 17 | 3579575.1931 | 5543228.6358
t0408 | 7523156.6264 | 9861161.3293 | 17 | 3579575.1931 | 5543228.6358
t0409 | 7530644.2182 | 9985685.8413 | 18 | 3161944.549 | 5508544.3859
t0410 | 7531342.3781 | 10044902.4613 | 18 | 3161944.549 | 5508544.3859
t0411 | 6599947.1459 | 9826655.6394 | 18 | 3161944.549 | 5508544.3859
t0412 | 5524612.1005 | 8427697.9133 | 18 | 3161944.549 | 5508544.3859
t0413 | 4069761.0018 | 6582595.9348 | 18 | 3161944.549 | 5508544.3859
t0414 | 2341242.2873 | 4511417.9113 | 18 | 3161944.549 | 5508544.3859
t0415 | 830315.2783 | 2753014.7346 | 18 | 3161944.549 | 5508544.3859
t0416 | 228051.9657 | 2027013.3383 | 18 | 3161944.549 | 5508544.3859
t0417 | 385851.762 | 2210518.7456 | 18 | 3161944.549 | 5508544.3859
t0418 | 295652.734 | 2076547.7984 | 18 | 3161944.549 | 5508544.3859
t0419 | 165371.1621 | 1844596.3653 | 18 | 3161944.549 | 5508544.3859
t0420 | 298930.9896 | 1930746.885 | 18 | 3161944.549 | 5508544.3859
t0421 | 984958.7734 | 2821266.9744 | 18 | 3161944.549 | 5508544.3859
t0422 | 1518479.1849 | 3590016.5421 | 18 | 3161944.549 | 5508544.3859
t0423 | 1186646.9081 | 3205802.723 | 18 | 3161944.549 | 5508544.3859
t0424 | 1235582.058 | 3339129.4831 | 18 | 3161944.549 | 5508544.3859
t0425 | 225172.6012 | 2128835.4292 | 18 | 3161944.549 | 5508544.3859
t0426 | 1484429.1185 | 3702196.3132 | 18 | 3161944.549 | 5508544.3859
t0427 | 3262305.3935 | 5946469.9811 | 18 | 3161944.549 | 5508544.3859
t0428 | 4969584.0215 | 8110627.6878 | 18 | 3161944.549 | 5508544.3859
t0429 | 6306042.4339 | 8965898.6673 | 18 | 3161944.549 | 5508544.3859
t0430 | 6440343.2866 | 9334273.3603 | 18 | 3161944.549 | 5508544.3859
t0431 | 6252966.3029 | 9479674.7964 | 18 | 3161944.549 | 5508544.3859
t0432 | 6218436.0695 | 9359479.7358 | 18 | 3161944.549 | 5508544.3859
t0433 | 5944330.165 | 8961635.7475 | 19 | 3846173.0318 | 5213083.9611
t0434 | 5288849.6329 | 8068197.3619 | 19 | 3846173.0318 | 5213083.9611
t0435 | 4020272.4272 | 6390332.6481 | 19 | 3846173.0318 | 5213083.9611
t0436 | 1871039.9483 | 3565299.8653 | 19 | 3846173.0318 | 5213083.9611
t0437 | 0 | 0 | 19 | 3846173.0318 | 5213083.9611
t0438 | 0 | 0 | 19 | 3846173.0318 | 5213083.9611
t0439 | 0 | 0 | 19 | 3846173.0318 | 5213083.9611
t0440 | 0 | 0 | 19 | 3846173.0318 | 5213083.9611
t0441 | 0 | 0 | 19 | 3846173.0318 | 5213083.9611
t0442 | 0 | 0 | 19 | 3846173.0318 | 5213083.9611
t0443 | 0 | 0 | 19 | 3846173.0318 | 5213083.9611
t0444 | 0 | 0 | 19 | 3846173.0318 | 5213083.9611
t0445 | 1267421.1851 | 2948648.6575 | 19 | 3846173.0318 | 5213083.9611
t0446 | 4184344.8837 | 6930773.8537 | 19 | 3846173.0318 | 5213083.9611
t0447 | 6080998.3985 | 8530257.5895 | 19 | 3846173.0318 | 5213083.9611
t0448 | 7027216.5848 | 8370407.4663 | 19 | 3846173.0318 | 5213083.9611
t0449 | 6671833.737 | 7839469.2383 | 19 | 3846173.0318 | 5213083.9611
t0450 | 7132871.1074 | 8037173.5383 | 19 | 3846173.0318 | 5213083.9611
t0451 | 7645774.0386 | 8403780.3193 | 19 | 3846173.0318 | 5213083.9611
t0452 | 7578576.86 | 8746212.3613 | 19 | 3846173.0318 | 5213083.9611
t0453 | 6823710.2895 | 9073937.3023 | 19 | 3846173.0318 | 5213083.9611
t0454 | 6673864.6318 | 9450757.7853 | 19 | 3846173.0318 | 5213083.9611
t0455 | 7167423.271 | 9798020.2743 | 19 | 3846173.0318 | 5213083.9611
t0456 | 6929625.6034 | 9999111.0573 | 19 | 3846173.0318 | 5213083.9611
t0457 | 6626217.4108 | 9833889.2761 | 20 | 2981518.1526 | 5316928.0627
t0458 | 6315473.5692 | 9399407.3507 | 20 | 2981518.1526 | 5316928.0627
t0459 | 5519024.1601 | 8345963.4598 | 20 | 2981518.1526 | 5316928.0627
t0460 | 4402770.1807 | 6887050.1713 | 20 | 2981518.1526 | 5316928.0627
t0461 | 3275244.0604 | 5473974.6269 | 20 | 2981518.1526 | 5316928.0627
t0462 | 2488960.5803 | 4649617.8901 | 20 | 2981518.1526 | 5316928.0627
t0463 | 2017811.4347 | 4273651.886 | 20 | 2981518.1526 | 5316928.0627
t0464 | 1728704.1086 | 3955989.6174 | 20 | 2981518.1526 | 5316928.0627
t0465 | 1659479.2352 | 3832201.2935 | 20 | 2981518.1526 | 5316928.0627
t0466 | 1524097.679 | 3622431.6013 | 20 | 2981518.1526 | 5316928.0627
t0467 | 1975630.1019 | 4158052.7373 | 20 | 2981518.1526 | 5316928.0627
t0468 | 2610633.3133 | 4933769.3866 | 20 | 2981518.1526 | 5316928.0627
t0469 | 3054059.2662 | 5500448.2632 | 20 | 2981518.1526 | 5316928.0627
t0470 | 3811052.4625 | 6468420.4849 | 20 | 2981518.1526 | 5316928.0627
t0471 | 4374458.4688 | 7223768.8882 | 20 | 2981518.1526 | 5316928.0627
t0472 | 4005538.9181 | 6813441.5895 | 20 | 2981518.1526 | 5316928.0627
t0473 | 1951173.7619 | 4245087.4697 | 20 | 2981518.1526 | 5316928.0627
t0474 | 2595080.5046 | 5060323.8669 | 20 | 2981518.1526 | 5316928.0627
t0475 | 3965110.8449 | 6744458.5739 | 20 | 2981518.1526 | 5316928.0627
t0476 | 3739567.6891 | 6328549.1353 | 20 | 2981518.1526 | 5316928.0627
t0477 | 2231884.6377 | 4249767.2354 | 20 | 2981518.1526 | 5316928.0627
t0478 | 1187762.1628 | 2777320.6243 | 20 | 2981518.1526 | 5316928.0627
t0479 | 304586.4112 | 1522930.6212 | 20 | 2981518.1526 | 5316928.0627
t0480 | 192114.7008 | 1305757.4552 | 20 | 2981518.1526 | 5316928.0627
t0481 | 809285.4194 | 2075221.2001 | 21 | 2313255.3909 | 3801988.7215
t0482 | 1227916.2929 | 2608071.8433 | 21 | 2313255.3909 | 3801988.7215
t0483 | 759556.6002 | 1977900.8102 | 21 | 2313255.3909 | 3801988.7215
t0484 | 62590.1283 | 1052494.7988 | 21 | 2313255.3909 | 3801988.7215
t0485 | 0 | 204522.0152 | 21 | 2313255.3909 | 3801988.7215
t0486 | 0 | 0 | 21 | 2313255.3909 | 3801988.7215
t0487 | 0 | 0 | 21 | 2313255.3909 | 3801988.7215
t0488 | 0 | 0 | 21 | 2313255.3909 | 3801988.7215
t0489 | 0 | 0 | 21 | 2313255.3909 | 3801988.7215
t0490 | 0 | 0 | 21 | 2313255.3909 | 3801988.7215
t0491 | 0 | 0 | 21 | 2313255.3909 | 3801988.7215
t0492 | 509915.1136 | 1806711.003 | 21 | 2313255.3909 | 3801988.7215
t0493 | 3590587.0448 | 5894565.8559 | 21 | 2313255.3909 | 3801988.7215
t0494 | 5489849.8 | 8472295.9833 | 21 | 2313255.3909 | 3801988.7215
t0495 | 6518789.3634 | 9277131.0487 | 21 | 2313255.3909 | 3801988.7215
t0496 | 5698707.616 | 8953971.052 | 21 | 2313255.3909 | 3801988.7215
t0497 | 2636943.7324 | 5054595.524 | 21 | 2313255.3909 | 3801988.7215
t0498 | 2123180.5245 | 4331429.405 | 21 | 2313255.3909 | 3801988.7215
t0499 | 2237444.8091 | 4360028.8624 | 21 | 2313255.3909 | 3801988.7215
t0500 | 1902929.3822 | 3816110.5244 | 21 | 2313255.3909 | 3801988.7215
t0501 | 2608225.3759 | 4673699.5443 | 21 | 2313255.3909 | 3801988.7215
t0502 | 4328262.005 | 6879170.1946 | 21 | 2313255.3909 | 3801988.7215
t0503 | 6419596.6306 | 9579676.9252 | 21 | 2313255.3909 | 3801988.7215
t0504 | 8594349.5444 | 10230132.7263 | 21 | 2313255.3909 | 3801988.7215
t0505 | 9935116.597 | 10247806.2733 | 22 | 4493650.234 | 5941082.7534
t0506 | 10008244.718 | 10247806.2733 | 22 | 4493650.234 | 5941082.7534
t0507 | 10040983.974 | 10247806.2733 | 22 | 4493650.234 | 5941082.7534
t0508 | 10963724.4013 | 10247806.2733 | 22 | 4493650.234 | 5941082.7534
t0509 | 11069286.8436 | 10247806.2733 | 22 | 4493650.234 | 5941082.7534
t0510 | 9591531.7097 | 10232501.0703 | 22 | 4493650.234 | 5941082.7534
t0511 | 7234635.5598 | 9953010.2533 | 22 | 4493650.234 | 5941082.7534
t0512 | 4976425.4881 | 7803364.7878 | 22 | 4493650.234 | 5941082.7534
t0513 | 3130766.8624 | 5343017.6574 | 22 | 4493650.234 | 5941082.7534
t0514 | 1945628.8095 | 3653470.5841 | 22 | 4493650.234 | 5941082.7534
t0515 | 1463303.7184 | 2937189.5539 | 22 | 4493650.234 | 5941082.7534
t0516 | 1304009.0699 | 2646093.9876 | 22 | 4493650.234 | 5941082.7534
t0517 | 1230801.999 | 2631390.6527 | 22 | 4493650.234 | 5941082.7534
t0518 | 1519661.0886 | 3138806.4416 | 22 | 4493650.234 | 5941082.7534
t0519 | 1461360.1174 | 3234010.0848 | 22 | 4493650.234 | 5941082.7534
t0520 | 1051119.3766 | 2821525.8067 | 22 | 4493650.234 | 5941082.7534
t0521 | 0 | 882580.1958 | 22 | 4493650.234 | 5941082.7534
t0522 | 0 | 1033328.4872 | 22 | 4493650.234 | 5941082.7534
t0523 | 349305.8167 | 1910309.3357 | 22 | 4493650.234 | 5941082.7534
t0524 | 1143236.4824 | 2856533.0276 | 22 | 4493650.234 | 5941082.7534
t0525 | 2185661.1695 | 4155952.1965 | 22 | 4493650.234 | 5941082.7534
t0526 | 4355022.8711 | 6934486.0031 | 22 | 4493650.234 | 5941082.7534
t0527 | 6112769.0942 | 9177666.2474 | 22 | 4493650.234 | 5941082.7534
t0528 | 6775009.8479 | 10001718.3414 | 22 | 4493650.234 | 5941082.7534
t0529 | 7195001.8973 | 10247806.2733 | 23 | 5768840.6242 | 6340034.4259
t0530 | 8183510.7707 | 10247806.2733 | 23 | 5768840.6242 | 6340034.4259
t0531 | 9719969.1588 | 10247806.2733 | 23 | 5768840.6242 | 6340034.4259
t0532 | 11357247.2812 | 10213403.6093 | 23 | 5768840.6242 | 6340034.4259
t0533 | 11858137.8233 | 9924294.9403 | 23 | 5768840.6242 | 6340034.4259
t0534 | 11063823.2802 | 9217758.0873 | 23 | 5768840.6242 | 6340034.4259
t0535 | 9836318.9667 | 8399882.9943 | 23 | 5768840.6242 | 6340034.4259
t0536 | 9386093.0239 | 8148287.8391 | 23 | 5768840.6242 | 6340034.4259
t0537 | 7781833.1041 | 8188272.9124 | 23 | 5768840.6242 | 6340034.4259
t0538 | 6156334.6831 | 8161270.0605 | 23 | 5768840.6242 | 6340034.4259
t0539 | 8923571.0973 | 8225493.8373 | 23 | 5768840.6242 | 6340034.4259
t0540 | 8441496.1533 | 8375155.6992 | 23 | 5768840.6242 | 6340034.4259
t0541 | 7711707.4164 | 8388813.9683 | 23 | 5768840.6242 | 6340034.4259
t0542 | 7323822.4316 | 8484362.6863 | 23 | 5768840.6242 | 6340034.4259
t0543 | 6313643.169 | 8567135.6279 | 23 | 5768840.6242 | 6340034.4259
t0544 | 4921182.3678 | 8128854.2331 | 23 | 5768840.6242 | 6340034.4259
t0545 | 1662144.801 | 3994131.7654 | 23 | 5768840.6242 | 6340034.4259
t0546 | 598151.5013 | 2520850.9576 | 23 | 5768840.6242 | 6340034.4259
t0547 | 18186.053 | 1636299.4568 | 23 | 5768840.6242 | 6340034.4259
t0548 | 0 | 682861.0985 | 23 | 5768840.6242 | 6340034.4259
t0549 | 0 | 160277.6277 | 23 | 5768840.6242 | 6340034.4259
t0550 | 0 | 0 | 23 | 5768840.6242 | 6340034.4259
t0551 | 0 | 0 | 23 | 5768840.6242 | 6340034.4259
t0552 | 0 | 0 | 23 | 5768840.6242 | 6340034.4259
t0553 | 0 | 0 | 24 | 2953228.8697 | 3660328.6306
t0554 | 0 | 0 | 24 | 2953228.8697 | 3660328.6306
t0555 | 0 | 633567.1689 | 24 | 2953228.8697 | 3660328.6306
t0556 | 120146.7478 | 1233789.5022 | 24 | 2953228.8697 | 3660328.6306
t0557 | 226135.8633 | 1463516.7016 | 24 | 2953228.8697 | 3660328.6306
t0558 | 0 | 1330625.3613 | 24 | 2953228.8697 | 3660328.6306
t0559 | 0 | 254499.4468 | 24 | 2953228.8697 | 3660328.6306
t0560 | 0 | 0 | 24 | 2953228.8697 | 3660328.6306
t0561 | 0 | 0 | 24 | 2953228.8697 | 3660328.6306
t0562 | 0 | 0 | 24 | 2953228.8697 | 3660328.6306
t0563 | 0 | 0 | 24 | 2953228.8697 | 3660328.6306
t0564 | 905876.3237 | 891216.6317 | 24 | 2953228.8697 | 3660328.6306
t0565 | 3067945.9222 | 3955706.0673 | 24 | 2953228.8697 | 3660328.6306
t0566 | 3436334.7175 | 4895493.9842 | 24 | 2953228.8697 | 3660328.6306
t0567 | 3313221.5185 | 5453450.9729 | 24 | 2953228.8697 | 3660328.6306
t0568 | 1970944.5518 | 4245821.6313 | 24 | 2953228.8697 | 3660328.6306
t0569 | 548527.3215 | 2518818.3485 | 24 | 2953228.8697 | 3660328.6306
t0570 | 2855928.2424 | 5502019.5734 | 24 | 2953228.8697 | 3660328.6306
t0571 | 5708047.3279 | 8397162.7913 | 24 | 2953228.8697 | 3660328.6306
t0572 | 7954875.0595 | 8742140.5703 | 24 | 2953228.8697 | 3660328.6306
t0573 | 9349629.57 | 9083562.7993 | 24 | 2953228.8697 | 3660328.6306
t0574 | 10355692.8949 | 9445923.0633 | 24 | 2953228.8697 | 3660328.6306
t0575 | 10701587.6089 | 9791817.7773 | 24 | 2953228.8697 | 3660328.6306
t0576 | 10362599.2021 | 10008754.7413 | 24 | 2953228.8697 | 3660328.6306
t0577 | 9540946.9098 | 10123397.8103 | 25 | 5484392.144 | 6497611.4082
t0578 | 8514172.7833 | 10179215.1953 | 25 | 5484392.144 | 6497611.4082
t0579 | 7159246.8755 | 10140954.6393 | 25 | 5484392.144 | 6497611.4082
t0580 | 6010907.008 | 9037730.9046 | 25 | 5484392.144 | 6497611.4082
t0581 | 4365122.6431 | 6944585.7751 | 25 | 5484392.144 | 6497611.4082
t0582 | 1567126.7961 | 3461271.3101 | 25 | 5484392.144 | 6497611.4082
t0583 | 0 | 1240252.9504 | 25 | 5484392.144 | 6497611.4082
t0584 | 0 | 627445.6505 | 25 | 5484392.144 | 6497611.4082
t0585 | 0 | 30117.8431 | 25 | 5484392.144 | 6497611.4082
t0586 | 0 | 0 | 25 | 5484392.144 | 6497611.4082
t0587 | 77428.8274 | 1314206.4955 | 25 | 5484392.144 | 6497611.4082
t0588 | 4608882.7533 | 7315118.1875 | 25 | 5484392.144 | 6497611.4082
t0589 | 8836063.7946 | 8161919.0443 | 25 | 5484392.144 | 6497611.4082
t0590 | 10951811.1643 | 8227914.7488 | 25 | 5484392.144 | 6497611.4082
t0591 | 11540434.71 | 8324111.0349 | 25 | 5484392.144 | 6497611.4082
t0592 | 9750431.3849 | 8167699.2623 | 25 | 5484392.144 | 6497611.4082
t0593 | 6522340.965 | 7719235.6963 | 25 | 5484392.144 | 6497611.4082
t0594 | 7816662.3945 | 7930965.6143 | 25 | 5484392.144 | 6497611.4082
t0595 | 8448973.0609 | 8299943.2103 | 25 | 5484392.144 | 6497611.4082
t0596 | 7027098.7004 | 8662881.8823 | 25 | 5484392.144 | 6497611.4082
t0597 | 4702195.2186 | 7643354.288 | 25 | 5484392.144 | 6497611.4082
t0598 | 3806121.5989 | 6337993.1602 | 25 | 5484392.144 | 6497611.4082
t0599 | 4886848.2489 | 7656677.6637 | 25 | 5484392.144 | 6497611.4082
t0600 | 5492595.6175 | 8395681.4303 | 25 | 5484392.144 | 6497611.4082
t0601 | 5221060.5779 | 8000408.3069 | 26 | 4916943.4268 | 5069274.6962
t0602 | 3963847.2321 | 6324389.1389 | 26 | 4916943.4268 | 5069274.6962
t0603 | 2905775.2477 | 4933176.1596 | 26 | 4916943.4268 | 5069274.6962
t0604 | 2178154.5688 | 3996152.5696 | 26 | 4916943.4268 | 5069274.6962
t0605 | 789402.7592 | 2236186.5085 | 26 | 4916943.4268 | 5069274.6962
t0606 | 0 | 0 | 26 | 4916943.4268 | 5069274.6962
t0607 | 0 | 0 | 26 | 4916943.4268 | 5069274.6962
t0608 | 0 | 0 | 26 | 4916943.4268 | 5069274.6962
t0609 | 0 | 0 | 26 | 4916943.4268 | 5069274.6962
t0610 | 0 | 0 | 26 | 4916943.4268 | 5069274.6962
t0611 | 0 | 0 | 26 | 4916943.4268 | 5069274.6962
t0612 | 0 | 0 | 26 | 4916943.4268 | 5069274.6962
t0613 | 369131.3799 | 797645.6511 | 26 | 4916943.4268 | 5069274.6962
t0614 | 5652067.3517 | 8291093.5572 | 26 | 4916943.4268 | 5069274.6962
t0615 | 9687782.2252 | 8383159.162 | 26 | 4916943.4268 | 5069274.6962
t0616 | 10341076.5856 | 8260937.5523 | 26 | 4916943.4268 | 5069274.6962
t0617 | 8632722.5619 | 7752211.9603 | 26 | 4916943.4268 | 5069274.6962
t0618 | 9247620.9884 | 7957481.1663 | 26 | 4916943.4268 | 5069274.6962
t0619 | 9780410.3717 | 8285455.9393 | 26 | 4916943.4268 | 5069274.6962
t0620 | 10065835.8477 | 8629399.8753 | 26 | 4916943.4268 | 5069274.6962
t0621 | 10084055.4062 | 8940211.7343 | 26 | 4916943.4268 | 5069274.6962
t0622 | 10348184.7741 | 9321378.0223 | 26 | 4916943.4268 | 5069274.6962
t0623 | 10024069.7621 | 9670225.3013 | 26 | 4916943.4268 | 5069274.6962
t0624 | 8715444.602 | 9883080.1033 | 26 | 4916943.4268 | 5069274.6962
t0625 | 7037585.6895 | 9990034.2233 | 27 | 14426493.7865 | 8985441.9044
t0626 | 6739021.122 | 10003802.8722 | 27 | 14426493.7865 | 8985441.9044
t0627 | 7547024.0572 | 10031324.9103 | 27 | 14426493.7865 | 8985441.9044
t0628 | 8684684.4359 | 9940097.6273 | 27 | 14426493.7865 | 8985441.9044
t0629 | 9435133.2533 | 9666473.3933 | 27 | 14426493.7865 | 8985441.9044
t0630 | 10336298.4485 | 8987640.1663 | 27 | 14426493.7865 | 8985441.9044
t0631 | 10988110.5095 | 8235009.1853 | 27 | 14426493.7865 | 8985441.9044
t0632 | 11308078.7371 | 8086829.7323 | 27 | 14426493.7865 | 8985441.9044
t0633 | 9871898.7074 | 8137088.0025 | 27 | 14426493.7865 | 8985441.9044
t0634 | 9037930.1695 | 8148317.3685 | 27 | 14426493.7865 | 8985441.9044
t0635 | 13081812.813 | 8280912.4552 | 27 | 14426493.7865 | 8985441.9044
t0636 | 17871125.3948 | 8504526.6575 | 27 | 14426493.7865 | 8985441.9044
t0637 | 18551758.7831 | 8695998.2322 | 27 | 14426493.7865 | 8985441.9044
t0638 | 19282710.1644 | 8838499.5666 | 27 | 14426493.7865 | 8985441.9044
t0639 | 20347922.0707 | 8894924.4437 | 27 | 14426493.7865 | 8985441.9044
t0640 | 20517722.9322 | 8694260.2953 | 27 | 14426493.7865 | 8985441.9044
t0641 | 18382723.38 | 8139259.1653 | 27 | 14426493.7865 | 8985441.9044
t0642 | 17615715.1777 | 8250027.8643 | 27 | 14426493.7865 | 8985441.9044
t0643 | 18779055.2288 | 8623368.7043 | 27 | 14426493.7865 | 8985441.9044
t0644 | 19400348.5072 | 8981328.9123 | 27 | 14426493.7865 | 8985441.9044
t0645 | 19186925.0206 | 9236053.1063 | 27 | 14426493.7865 | 8985441.9044
t0646 | 18471262.0802 | 9515203.9873 | 27 | 14426493.7865 | 8985441.9044
t0647 | 17450066.3924 | 9781414.4213 | 27 | 14426493.7865 | 8985441.9044
t0648 | 16310937.8015 | 9988210.4123 | 27 | 14426493.7865 | 8985441.9044
t0649 | 14690333.309 | 10123159.7223 | 28 | 16109997.447 | 9500856.5518
t0650 | 13037462.6546 | 10196583.6403 | 28 | 16109997.447 | 9500856.5518
t0651 | 11640063.1317 | 10203627.1593 | 28 | 16109997.447 | 9500856.5518
t0652 | 10536016.7781 | 10182172.3173 | 28 | 16109997.447 | 9500856.5518
t0653 | 9125324.2473 | 10088145.1383 | 28 | 16109997.447 | 9500856.5518
t0654 | 7642819.4505 | 9893046.4633 | 28 | 16109997.447 | 9500856.5518
t0655 | 6508067.4294 | 9548293.6533 | 28 | 16109997.447 | 9500856.5518
t0656 | 6277445.1767 | 9278105.7993 | 28 | 16109997.447 | 9500856.5518
t0657 | 6958200.0081 | 9082689.2918 | 28 | 16109997.447 | 9500856.5518
t0658 | 10511515.0123 | 9058078.8127 | 28 | 16109997.447 | 9500856.5518
t0659 | 14570545.0084 | 9157554.8419 | 28 | 16109997.447 | 9500856.5518
t0660 | 18478566.2192 | 9277509.2389 | 28 | 16109997.447 | 9500856.5518
t0661 | 21120018.436 | 9382912.0321 | 28 | 16109997.447 | 9500856.5518
t0662 | 22395978.2917 | 9437882.2539 | 28 | 16109997.447 | 9500856.5518
t0663 | 22838489.0514 | 9417680.6959 | 28 | 16109997.447 | 9500856.5518
t0664 | 22482188.7183 | 9166505.3493 | 28 | 16109997.447 | 9500856.5518
t0665 | 21098213.8722 | 8543270.4843 | 28 | 16109997.447 | 9500856.5518
t0666 | 21627972.0778 | 8604881.0093 | 28 | 16109997.447 | 9500856.5518
t0667 | 21955900.9958 | 8962069.1573 | 28 | 16109997.447 | 9500856.5518
t0668 | 21938755.7174 | 9237516.1793 | 28 | 16109997.447 | 9500856.5518
t0669 | 21663842.1617 | 9460009.5343 | 28 | 16109997.447 | 9500856.5518
t0670 | 21016888.2595 | 9690832.5333 | 28 | 16109997.447 | 9500856.5518
t0671 | 19836996.3535 | 9915383.6693 | 28 | 16109997.447 | 9500856.5518
t0672 | 18688336.3686 | 10112648.2663 | 28 | 16109997.447 | 9500856.5518
t0673 | 18089544.0566 | 10245336.7053 | 29 | 7120318.4579 | 7029607.1548
t0674 | 17389766.0985 | 10247806.2733 | 29 | 7120318.4579 | 7029607.1548
t0675 | 15744078.4422 | 10247806.2733 | 29 | 7120318.4579 | 7029607.1548
t0676 | 14095670.09 | 10247806.2733 | 29 | 7120318.4579 | 7029607.1548
t0677 | 13332571.992 | 10228359.9073 | 29 | 7120318.4579 | 7029607.1548
t0678 | 12819297.4575 | 10066196.1333 | 29 | 7120318.4579 | 7029607.1548
t0679 | 11640386.3802 | 9794321.1873 | 29 | 7120318.4579 | 7029607.1548
t0680 | 9843288.243 | 9487382.5079 | 29 | 7120318.4579 | 7029607.1548
t0681 | 8222048.2897 | 9256558.0675 | 29 | 7120318.4579 | 7029607.1548
t0682 | 8819313.5813 | 9135513.0347 | 29 | 7120318.4579 | 7029607.1548
t0683 | 7828026.5486 | 9095753.0642 | 29 | 7120318.4579 | 7029607.1548
t0684 | 5855622.8083 | 8954532.2985 | 29 | 7120318.4579 | 7029607.1548
t0685 | 4188611.5575 | 6765589.8842 | 29 | 7120318.4579 | 7029607.1548
t0686 | 3717289.3903 | 6174955.0787 | 29 | 7120318.4579 | 7029607.1548
t0687 | 3868000.4317 | 6433519.8041 | 29 | 7120318.4579 | 7029607.1548
t0688 | 3529284.779 | 6089711.2828 | 29 | 7120318.4579 | 7029607.1548
t0689 | 1208943.9435 | 3179234.9705 | 29 | 7120318.4579 | 7029607.1548
t0690 | 686805.4176 | 2457211.8477 | 29 | 7120318.4579 | 7029607.1548
t0691 | 1515087.3823 | 3456823.467 | 29 | 7120318.4579 | 7029607.1548
t0692 | 1850793.8174 | 3802048.2162 | 29 | 7120318.4579 | 7029607.1548
t0693 | 1651622.4537 | 3450583.8263 | 29 | 7120318.4579 | 7029607.1548
t0694 | 1423137.786 | 3050769.504 | 29 | 7120318.4579 | 7029607.1548
t0695 | 1658416.031 | 3276529.4348 | 29 | 7120318.4579 | 7029607.1548
t0696 | 1910036.0111 | 3566222.6715 | 29 | 7120318.4579 | 7029607.1548
t0697 | 2082471.2922 | 3767212.8951 | 30 | 4635406.3731 | 6874059.8187
t0698 | 1994161.3161 | 3640829.6624 | 30 | 4635406.3731 | 6874059.8187
t0699 | 1997698.6211 | 3644366.9674 | 30 | 4635406.3731 | 6874059.8187
t0700 | 2754805.1693 | 4677504.6256 | 30 | 4635406.3731 | 6874059.8187
t0701 | 3708010.467 | 6030479.1172 | 30 | 4635406.3731 | 6874059.8187
t0702 | 3764582.9831 | 6344046.1151 | 30 | 4635406.3731 | 6874059.8187
t0703 | 3067748.5882 | 5675766.6627 | 30 | 4635406.3731 | 6874059.8187
t0704 | 3378544.2028 | 6155830.6575 | 30 | 4635406.3731 | 6874059.8187
t0705 | 2201828.2908 | 4536058.7925 | 30 | 4635406.3731 | 6874059.8187
t0706 | 1755526.3647 | 3887205.2011 | 30 | 4635406.3731 | 6874059.8187
t0707 | 3657505.0736 | 6329848.8047 | 30 | 4635406.3731 | 6874059.8187
t0708 | 4951907.7253 | 7953452.1659 | 30 | 4635406.3731 | 6874059.8187
t0709 | 6762647.217 | 8269774.2932 | 30 | 4635406.3731 | 6874059.8187
t0710 | 7761263.781 | 8320986.3434 | 30 | 4635406.3731 | 6874059.8187
t0711 | 8200873.7378 | 8418587.7393 | 30 | 4635406.3731 | 6874059.8187
t0712 | 8034329.9412 | 8324188.5413 | 30 | 4635406.3731 | 6874059.8187
t0713 | 5479287.2123 | 7875810.3753 | 30 | 4635406.3731 | 6874059.8187
t0714 | 5092320.0596 | 8015509.3633 | 30 | 4635406.3731 | 6874059.8187
t0715 | 5650125.6939 | 8309981.9273 | 30 | 4635406.3731 | 6874059.8187
t0716 | 5480177.3802 | 8666699.7543 | 30 | 4635406.3731 | 6874059.8187
t0717 | 5259242.2095 | 8390767.5616 | 30 | 4635406.3731 | 6874059.8187
t0718 | 5707489.8376 | 8867570.1322 | 30 | 4635406.3731 | 6874059.8187
t0719 | 5935952.7695 | 9067478.1216 | 30 | 4635406.3731 | 6874059.8187
t0720 | 6571253.0219 | 9807479.8296 | 30 | 4635406.3731 | 6874059.8187
t0721 | 7914703.6236 | 10106412.1763 | 31 | 2991867.0282 | 4202077.675
t0722 | 9191066.9993 | 10153887.8903 | 31 | 2991867.0282 | 4202077.675
t0723 | 9473743.7597 | 10143972.3503 | 31 | 2991867.0282 | 4202077.675
t0724 | 8914618.0091 | 10052994.2803 | 31 | 2991867.0282 | 4202077.675
t0725 | 7381485.9243 | 9748749.8573 | 31 | 2991867.0282 | 4202077.675
t0726 | 4405271.5861 | 7232210.8858 | 31 | 2991867.0282 | 4202077.675
t0727 | 1084075.6975 | 3073403.3529 | 31 | 2991867.0282 | 4202077.675
t0728 | 0 | 511418.5806 | 31 | 2991867.0282 | 4202077.675
t0729 | 0 | 0 | 31 | 2991867.0282 | 4202077.675
t0730 | 0 | 0 | 31 | 2991867.0282 | 4202077.675
t0731 | 0 | 0 | 31 | 2991867.0282 | 4202077.675
t0732 | 0 | 0 | 31 | 2991867.0282 | 4202077.675
t0733 | 0 | 0 | 31 | 2991867.0282 | 4202077.675
t0734 | 0 | 0 | 31 | 2991867.0282 | 4202077.675
t0735 | 0 | 0 | 31 | 2991867.0282 | 4202077.675
t0736 | 0 | 0 | 31 | 2991867.0282 | 4202077.675
t0737 | 0 | 0 | 31 | 2991867.0282 | 4202077.675
t0738 | 0 | 672235.1031 | 31 | 2991867.0282 | 4202077.675
t0739 | 1576808.7392 | 3718429.4208 | 31 | 2991867.0282 | 4202077.675
t0740 | 2951142.8496 | 5425904.5261 | 31 | 2991867.0282 | 4202077.675
t0741 | 3898652.6185 | 6573298.8919 | 31 | 2991867.0282 | 4202077.675
t0742 | 4662558.142 | 7460942.4993 | 31 | 2991867.0282 | 4202077.675
t0743 | 5171260.8392 | 8017236.7672 | 31 | 2991867.0282 | 4202077.675
t0744 | 5179419.8889 | 7958767.6179 | 31 | 2991867.0282 | 4202077.675
t0745 | 5977740.9249 | 8976009.8791 | 32 | 11828986.3788 | 8753137.3787
t0746 | 8159048.2579 | 10145942.2003 | 32 | 11828986.3788 | 8753137.3787
t0747 | 10625418.3853 | 10125277.7743 | 32 | 11828986.3788 | 8753137.3787
t0748 | 11335816.2524 | 10045676.4303 | 32 | 11828986.3788 | 8753137.3787
t0749 | 10594432.7758 | 9743181.4043 | 32 | 11828986.3788 | 8753137.3787
t0750 | 10002918.245 | 9063889.1833 | 32 | 11828986.3788 | 8753137.3787
t0751 | 9675986.0436 | 8298068.5313 | 32 | 11828986.3788 | 8753137.3787
t0752 | 9860780.5929 | 8100431.8159 | 32 | 11828986.3788 | 8753137.3787
t0753 | 10629980.6309 | 8096925.6179 | 32 | 11828986.3788 | 8753137.3787
t0754 | 11336888.883 | 8003929.6783 | 32 | 11828986.3788 | 8753137.3787
t0755 | 12438254.7956 | 8027228.0185 | 32 | 11828986.3788 | 8753137.3787
t0756 | 15101820.7794 | 8088783.8029 | 32 | 11828986.3788 | 8753137.3787
t0757 | 16511462.0911 | 8114193.4245 | 32 | 11828986.3788 | 8753137.3787
t0758 | 16322948.4584 | 8194795.2943 | 32 | 11828986.3788 | 8753137.3787
t0759 | 16022893.5032 | 8322921.0279 | 32 | 11828986.3788 | 8753137.3787
t0760 | 16126398.3456 | 8252931.7643 | 32 | 11828986.3788 | 8753137.3787
t0761 | 13638999.5308 | 7784419.8223 | 32 | 11828986.3788 | 8753137.3787
t0762 | 13104228.8808 | 7981129.9233 | 32 | 11828986.3788 | 8753137.3787
t0763 | 13773687.8293 | 8299478.1113 | 32 | 11828986.3788 | 8753137.3787
t0764 | 13580261.8826 | 8632718.3053 | 32 | 11828986.3788 | 8753137.3787
t0765 | 12492300.2476 | 8949199.7123 | 32 | 11828986.3788 | 8753137.3787
t0766 | 10742326.4247 | 9305890.4523 | 32 | 11828986.3788 | 8753137.3787
t0767 | 8774020.7934 | 9649063.9943 | 32 | 11828986.3788 | 8753137.3787
t0768 | 7067058.5367 | 9873210.9203 | 32 | 11828986.3788 | 8753137.3787
t0769 | 5741375.8507 | 8701571.5484 | 33 | 670587.7489 | 1157380.7353
t0770 | 4449619.8698 | 6971973.117 | 33 | 670587.7489 | 1157380.7353
t0771 | 2818264.8536 | 4817110.8231 | 33 | 670587.7489 | 1157380.7353
t0772 | 1964584.5325 | 3715954.3343 | 33 | 670587.7489 | 1157380.7353
t0773 | 1120260.8677 | 2681264.3867 | 33 | 670587.7489 | 1157380.7353
t0774 | 0 | 889263.4385 | 33 | 670587.7489 | 1157380.7353
t0775 | 0 | 0 | 33 | 670587.7489 | 1157380.7353
t0776 | 0 | 0 | 33 | 670587.7489 | 1157380.7353
t0777 | 0 | 0 | 33 | 670587.7489 | 1157380.7353
t0778 | 0 | 0 | 33 | 670587.7489 | 1157380.7353
t0779 | 0 | 0 | 33 | 670587.7489 | 1157380.7353
t0780 | 0 | 0 | 33 | 670587.7489 | 1157380.7353
t0781 | 0 | 0 | 33 | 670587.7489 | 1157380.7353
t0782 | 0 | 0 | 33 | 670587.7489 | 1157380.7353
t0783 | 0 | 0 | 33 | 670587.7489 | 1157380.7353
t0784 | 0 | 0 | 33 | 670587.7489 | 1157380.7353
t0785 | 0 | 0 | 33 | 670587.7489 | 1157380.7353
t0786 | 0 | 0 | 33 | 670587.7489 | 1157380.7353
t0787 | 0 | 0 | 33 | 670587.7489 | 1157380.7353
t0788 | 0 | 0 | 33 | 670587.7489 | 1157380.7353
t0789 | 0 | 0 | 33 | 670587.7489 | 1157380.7353
t0790 | 0 | 0 | 33 | 670587.7489 | 1157380.7353
t0791 | 0 | 0 | 33 | 670587.7489 | 1157380.7353
t0792 | 0 | 0 | 33 | 670587.7489 | 1157380.7353
t0793 | 15086.9997 | 1109693.1258 | 34 | 8998949.0222 | 7566798.9439
t0794 | 2297277.4138 | 4115275.4146 | 34 | 8998949.0222 | 7566798.9439
t0795 | 5259665.2129 | 8039012.9419 | 34 | 8998949.0222 | 7566798.9439
t0796 | 7398800.563 | 9970879.1063 | 34 | 8998949.0222 | 7566798.9439
t0797 | 8460560.5059 | 9715973.6973 | 34 | 8998949.0222 | 7566798.9439
t0798 | 9126433.2988 | 9035921.9083 | 34 | 8998949.0222 | 7566798.9439
t0799 | 10517275.6728 | 8290840.4893 | 34 | 8998949.0222 | 7566798.9439
t0800 | 12514303.9003 | 8089705.3059 | 34 | 8998949.0222 | 7566798.9439
t0801 | 13490233.5464 | 8102488.7042 | 34 | 8998949.0222 | 7566798.9439
t0802 | 14764372.5597 | 8024009.2795 | 34 | 8998949.0222 | 7566798.9439
t0803 | 16685138.407 | 8096409.6619 | 34 | 8998949.0222 | 7566798.9439
t0804 | 17711157.8403 | 8280898.0279 | 34 | 8998949.0222 | 7566798.9439
t0805 | 18335933.7632 | 8379062.1314 | 34 | 8998949.0222 | 7566798.9439
t0806 | 17766118.8118 | 8537516.8064 | 34 | 8998949.0222 | 7566798.9439
t0807 | 14521144.0624 | 8586977.4394 | 34 | 8998949.0222 | 7566798.9439
t0808 | 10854065.6385 | 8445891.2521 | 34 | 8998949.0222 | 7566798.9439
t0809 | 6581314.7246 | 8041542.5263 | 34 | 8998949.0222 | 7566798.9439
t0810 | 4639347.6887 | 7827982.9257 | 34 | 8998949.0222 | 7566798.9439
t0811 | 4064528.4103 | 6929540.9666 | 34 | 8998949.0222 | 7566798.9439
t0812 | 3649280.5602 | 6247780.3205 | 34 | 8998949.0222 | 7566798.9439
t0813 | 3497511.6556 | 5962755.0179 | 34 | 8998949.0222 | 7566798.9439
t0814 | 3987210.2949 | 6519081.8562 | 34 | 8998949.0222 | 7566798.9439
t0815 | 4671127.7935 | 7336255.7527 | 34 | 8998949.0222 | 7566798.9439
t0816 | 5166887.2088 | 7917679.9954 | 34 | 8998949.0222 | 7566798.9439
t0817 | 5273210.6638 | 8014485.1362 | 35 | 11243467.544 | 8167590.8522
t0818 | 5666511.3172 | 8512487.2452 | 35 | 11243467.544 | 8167590.8522
t0819 | 6447419.9223 | 9540872.0179 | 35 | 11243467.544 | 8167590.8522
t0820 | 5702308.9433 | 8557803.1854 | 35 | 11243467.544 | 8167590.8522
t0821 | 4826622.9512 | 7425122.7115 | 35 | 11243467.544 | 8167590.8522
t0822 | 4574039.1741 | 7153502.3061 | 35 | 11243467.544 | 8167590.8522
t0823 | 3939413.0446 | 6414174.7211 | 35 | 11243467.544 | 8167590.8522
t0824 | 2782499.2572 | 4906538.7907 | 35 | 11243467.544 | 8167590.8522
t0825 | 1368968.7664 | 2740881.8438 | 35 | 11243467.544 | 8167590.8522
t0826 | 2336635.4897 | 3424821.773 | 35 | 11243467.544 | 8167590.8522
t0827 | 7109650.1431 | 9056196.8443 | 35 | 11243467.544 | 8167590.8522
t0828 | 10798011.1254 | 9089671.0576 | 35 | 11243467.544 | 8167590.8522
t0829 | 13291127.192 | 9120596.5045 | 35 | 11243467.544 | 8167590.8522
t0830 | 12354570.7577 | 9155485.7363 | 35 | 11243467.544 | 8167590.8522
t0831 | 11646756.959 | 9161914.0349 | 35 | 11243467.544 | 8167590.8522
t0832 | 12394013.6684 | 8997209.2833 | 35 | 11243467.544 | 8167590.8522
t0833 | 14292163.0747 | 8525361.0563 | 35 | 11243467.544 | 8167590.8522
t0834 | 16695555.411 | 8588014.9893 | 35 | 11243467.544 | 8167590.8522
t0835 | 18386137.4088 | 8961931.6353 | 35 | 11243467.544 | 8167590.8522
t0836 | 19608491.3861 | 9247990.2513 | 35 | 11243467.544 | 8167590.8522
t0837 | 20883449.2136 | 9498875.0273 | 35 | 11243467.544 | 8167590.8522
t0838 | 22177645.4 | 9739738.9323 | 35 | 11243467.544 | 8167590.8522
t0839 | 23243111.1642 | 9985946.2553 | 35 | 11243467.544 | 8167590.8522
t0840 | 24044908.623 | 10202559.1133 | 35 | 11243467.544 | 8167590.8522
t0841 | 24589465.7286 | 10247806.2733 | 36 | 15132674.102 | 8752095.4999
t0842 | 24936794.5169 | 10247806.2733 | 36 | 15132674.102 | 8752095.4999
t0843 | 25135394.5822 | 10247806.2733 | 36 | 15132674.102 | 8752095.4999
t0844 | 25225182.1123 | 10247806.2733 | 36 | 15132674.102 | 8752095.4999
t0845 | 24896997.252 | 10247806.2733 | 36 | 15132674.102 | 8752095.4999
t0846 | 24120618.3921 | 10190491.1923 | 36 | 15132674.102 | 8752095.4999
t0847 | 23036436.666 | 9925567.9073 | 36 | 15132674.102 | 8752095.4999
t0848 | 22298224.4857 | 9620461.7455 | 36 | 15132674.102 | 8752095.4999
t0849 | 21469174.0245 | 9357588.705 | 36 | 15132674.102 | 8752095.4999
t0850 | 20193807.0411 | 9205127.2942 | 36 | 15132674.102 | 8752095.4999
t0851 | 19481589.0123 | 9155055.1518 | 36 | 15132674.102 | 8752095.4999
t0852 | 18930986.9475 | 9173841.6323 | 36 | 15132674.102 | 8752095.4999
t0853 | 18132764.3035 | 9189496.3878 | 36 | 15132674.102 | 8752095.4999
t0854 | 15491553.8165 | 9200276.7155 | 36 | 15132674.102 | 8752095.4999
t0855 | 11942075.3847 | 9182681.5951 | 36 | 15132674.102 | 8752095.4999
t0856 | 8837046.9179 | 8989255.8553 | 36 | 15132674.102 | 8752095.4999
t0857 | 5754615.4738 | 8472990.1673 | 36 | 15132674.102 | 8752095.4999
t0858 | 4358190.6608 | 7346941.3009 | 36 | 15132674.102 | 8752095.4999
t0859 | 2983820.6575 | 5430027.3916 | 36 | 15132674.102 | 8752095.4999
t0860 | 2501171.0294 | 4690383.2817 | 36 | 15132674.102 | 8752095.4999
t0861 | 3079027.0389 | 5372940.7467 | 36 | 15132674.102 | 8752095.4999
t0862 | 4036366.8938 | 6549201.8268 | 36 | 15132674.102 | 8752095.4999
t0863 | 5251313.2701 | 8078252.5698 | 36 | 15132674.102 | 8752095.4999
t0864 | 6501562.2397 | 9680679.1625 | 36 | 15132674.102 | 8752095.4999
t0865 | 7036212.0363 | 10164215.9503 | 37 | 14477074.995 | 8792201.0668
t0866 | 7032522.4182 | 10189785.5623 | 37 | 14477074.995 | 8792201.0668
t0867 | 7015879.3992 | 10173142.5433 | 37 | 14477074.995 | 8792201.0668
t0868 | 6611575.8348 | 9819247.7001 | 37 | 14477074.995 | 8792201.0668
t0869 | 6771107.1574 | 9782074.1513 | 37 | 14477074.995 | 8792201.0668
t0870 | 7073516.3568 | 9089669.5293 | 37 | 14477074.995 | 8792201.0668
t0871 | 7476129.3514 | 8351172.5523 | 37 | 14477074.995 | 8792201.0668
t0872 | 8293323.9695 | 8086578.4401 | 37 | 14477074.995 | 8792201.0668
t0873 | 8556865.9825 | 8014187.0721 | 37 | 14477074.995 | 8792201.0668
t0874 | 9730906.4107 | 7986884.8636 | 37 | 14477074.995 | 8792201.0668
t0875 | 14987103.136 | 8095062.6641 | 37 | 14477074.995 | 8792201.0668
t0876 | 18712276.8626 | 8140212.9402 | 37 | 14477074.995 | 8792201.0668
t0877 | 20606161.9405 | 8119934.7413 | 37 | 14477074.995 | 8792201.0668
t0878 | 21620113.4278 | 8125099.1994 | 37 | 14477074.995 | 8792201.0668
t0879 | 22281411.4664 | 8318705.2693 | 37 | 14477074.995 | 8792201.0668
t0880 | 21907516.5517 | 8269981.6523 | 37 | 14477074.995 | 8792201.0668
t0881 | 19903925.8765 | 7817130.1693 | 37 | 14477074.995 | 8792201.0668
t0882 | 19788374.1702 | 7935652.3033 | 37 | 14477074.995 | 8792201.0668
t0883 | 20359702.8795 | 8302166.4023 | 37 | 14477074.995 | 8792201.0668
t0884 | 20294943.1439 | 8676295.1173 | 37 | 14477074.995 | 8792201.0668
t0885 | 19590873.6885 | 8967039.4833 | 37 | 14477074.995 | 8792201.0668
t0886 | 19205783.7885 | 9313430.3343 | 37 | 14477074.995 | 8792201.0668
t0887 | 17314666.2014 | 9587495.7703 | 37 | 14477074.995 | 8792201.0668
t0888 | 15278907.8295 | 9687661.1913 | 37 | 14477074.995 | 8792201.0668
t0889 | 15045987.6349 | 9864370.2173 | 38 | 12005808.0725 | 8474830.6021
t0890 | 15298031.3863 | 9853080.8983 | 38 | 12005808.0725 | 8474830.6021
t0891 | 15819839.7841 | 9789704.6953 | 38 | 12005808.0725 | 8474830.6021
t0892 | 16030829.5105 | 9678842.8913 | 38 | 12005808.0725 | 8474830.6021
t0893 | 15502847.6922 | 9355675.6833 | 38 | 12005808.0725 | 8474830.6021
t0894 | 12941559.9025 | 8754756.3063 | 38 | 12005808.0725 | 8474830.6021
t0895 | 10966546.1738 | 8008630.2393 | 38 | 12005808.0725 | 8474830.6021
t0896 | 9685131.1632 | 7839065.9703 | 38 | 12005808.0725 | 8474830.6021
t0897 | 8551417.6427 | 7804835.5459 | 38 | 12005808.0725 | 8474830.6021
t0898 | 7688298.0902 | 7788573.7809 | 38 | 12005808.0725 | 8474830.6021
t0899 | 7270146.1328 | 7742948.1077 | 38 | 12005808.0725 | 8474830.6021
t0900 | 7783153.0348 | 7830182.6643 | 38 | 12005808.0725 | 8474830.6021
t0901 | 9738782.0123 | 7901254.6643 | 38 | 12005808.0725 | 8474830.6021
t0902 | 11723551.9478 | 7899716.7243 | 38 | 12005808.0725 | 8474830.6021
t0903 | 12376574.0634 | 8022004.4721 | 38 | 12005808.0725 | 8474830.6021
t0904 | 11922530.0011 | 7938479.7409 | 38 | 12005808.0725 | 8474830.6021
t0905 | 9100545.7899 | 7488554.4373 | 38 | 12005808.0725 | 8474830.6021
t0906 | 7976945.0532 | 7564582.1323 | 38 | 12005808.0725 | 8474830.6021
t0907 | 9034687.0822 | 7920102.6403 | 38 | 12005808.0725 | 8474830.6021
t0908 | 10871053.2143 | 8234988.8103 | 38 | 12005808.0725 | 8474830.6021
t0909 | 13262725.4523 | 8519996.4853 | 38 | 12005808.0725 | 8474830.6021
t0910 | 15319720.0946 | 8879955.7853 | 38 | 12005808.0725 | 8474830.6021
t0911 | 16598099.4659 | 9251299.0253 | 38 | 12005808.0725 | 8474830.6021
t0912 | 17630391.4141 | 9464332.5323 | 38 | 12005808.0725 | 8474830.6021
t0913 | 18420315.199 | 9581294.0263 | 39 | 18364105.3169 | 8478242.2129
t0914 | 18978431.5797 | 9642003.4963 | 39 | 18364105.3169 | 8478242.2129
t0915 | 19009907.1327 | 9644219.8193 | 39 | 18364105.3169 | 8478242.2129
t0916 | 19294701.6803 | 9548644.3763 | 39 | 18364105.3169 | 8478242.2129
t0917 | 20112558.3198 | 9283909.5043 | 39 | 18364105.3169 | 8478242.2129
t0918 | 20433313.4632 | 8609850.8263 | 39 | 18364105.3169 | 8478242.2129
t0919 | 20417041.7432 | 7891357.5853 | 39 | 18364105.3169 | 8478242.2129
t0920 | 20972582.1814 | 7734370.1313 | 39 | 18364105.3169 | 8478242.2129
t0921 | 21351455.3376 | 7708940.7873 | 39 | 18364105.3169 | 8478242.2129
t0922 | 21596392.6741 | 7658367.4466 | 39 | 18364105.3169 | 8478242.2129
t0923 | 22381405.137 | 7726273.7569 | 39 | 18364105.3169 | 8478242.2129
t0924 | 22772189.3212 | 7917624.3723 | 39 | 18364105.3169 | 8478242.2129
t0925 | 22788279.4255 | 7896155.8282 | 39 | 18364105.3169 | 8478242.2129
t0926 | 22250272.813 | 7952436.0161 | 39 | 18364105.3169 | 8478242.2129
t0927 | 21494516.7826 | 8080293.6404 | 39 | 18364105.3169 | 8478242.2129
t0928 | 20167012.9503 | 8107415.1989 | 39 | 18364105.3169 | 8478242.2129
t0929 | 18102648.2223 | 7595850.9373 | 39 | 18364105.3169 | 8478242.2129
t0930 | 16953731.2356 | 7705080.8423 | 39 | 18364105.3169 | 8478242.2129
t0931 | 16213496.6681 | 8047437.7863 | 39 | 18364105.3169 | 8478242.2129
t0932 | 15131843.7641 | 8399487.1543 | 39 | 18364105.3169 | 8478242.2129
t0933 | 13673135.2246 | 8725591.6473 | 39 | 18364105.3169 | 8478242.2129
t0934 | 12171353.0069 | 9096400.1523 | 39 | 18364105.3169 | 8478242.2129
t0935 | 9796365.4711 | 9442521.0103 | 39 | 18364105.3169 | 8478242.2129
t0936 | 6255578.2719 | 9482286.7654 | 39 | 18364105.3169 | 8478242.2129
t0937 | 3287789.5636 | 5515075.0724 | 40 | 9763407.6363 | 4934544.179
t0938 | 219180.4442 | 1428006.34 | 40 | 9763407.6363 | 4934544.179
t0939 | 0 | 0 | 40 | 9763407.6363 | 4934544.179
t0940 | 0 | 0 | 40 | 9763407.6363 | 4934544.179
t0941 | 0 | 0 | 40 | 9763407.6363 | 4934544.179
t0942 | 0 | 0 | 40 | 9763407.6363 | 4934544.179
t0943 | 0 | 0 | 40 | 9763407.6363 | 4934544.179
t0944 | 0 | 0 | 40 | 9763407.6363 | 4934544.179
t0945 | 0 | 0 | 40 | 9763407.6363 | 4934544.179
t0946 | 0 | 0 | 40 | 9763407.6363 | 4934544.179
t0947 | 922673.4316 | 2209044.9396 | 40 | 9763407.6363 | 4934544.179
t0948 | 5447264.0937 | 8040070.4392 | 40 | 9763407.6363 | 4934544.179
t0949 | 7274689.0963 | 8077826.1251 | 40 | 9763407.6363 | 4934544.179
t0950 | 8841715.4308 | 8132474.697 | 40 | 9763407.6363 | 4934544.179
t0951 | 13312032.1831 | 8202049.331 | 40 | 9763407.6363 | 4934544.179
t0952 | 16828931.2774 | 8117654.7867 | 40 | 9763407.6363 | 4934544.179
t0953 | 19339219.829 | 7662053.3423 | 40 | 9763407.6363 | 4934544.179
t0954 | 21149053.6684 | 7716333.3793 | 40 | 9763407.6363 | 4934544.179
t0955 | 22042932.4183 | 7995768.2983 | 40 | 9763407.6363 | 4934544.179
t0956 | 22424839.6502 | 8406934.7603 | 40 | 9763407.6363 | 4934544.179
t0957 | 22568278.253 | 8696669.5133 | 40 | 9763407.6363 | 4934544.179
t0958 | 23142175.8873 | 9095011.7673 | 40 | 9763407.6363 | 4934544.179
t0959 | 23500761.1433 | 9453597.0233 | 40 | 9763407.6363 | 4934544.179
t0960 | 24020246.9007 | 9680490.4803 | 40 | 9763407.6363 | 4934544.179
t0961 | 24243386.4639 | 9728074.6633 | 41 | 19110005.038 | 8617359.5238
t0962 | 24189278.5849 | 9703226.0143 | 41 | 19110005.038 | 8617359.5238
t0963 | 24050580.6877 | 9681565.0373 | 41 | 19110005.038 | 8617359.5238
t0964 | 23960199.1916 | 9708220.4613 | 41 | 19110005.038 | 8617359.5238
t0965 | 23624608.8944 | 9460407.8543 | 41 | 19110005.038 | 8617359.5238
t0966 | 22822770.2854 | 8717087.7053 | 41 | 19110005.038 | 8617359.5238
t0967 | 21976940.4192 | 8017553.9893 | 41 | 19110005.038 | 8617359.5238
t0968 | 21271962.6769 | 7791833.0801 | 41 | 19110005.038 | 8617359.5238
t0969 | 20479479.0797 | 7801260.6276 | 41 | 19110005.038 | 8617359.5238
t0970 | 20005910.8453 | 7748832.1568 | 41 | 19110005.038 | 8617359.5238
t0971 | 20209950.0104 | 7787166.6009 | 41 | 19110005.038 | 8617359.5238
t0972 | 20608373.5738 | 7975394.5124 | 41 | 19110005.038 | 8617359.5238
t0973 | 20355210.4849 | 8125275.4308 | 41 | 19110005.038 | 8617359.5238
t0974 | 20060364.6894 | 8264392.7563 | 41 | 19110005.038 | 8617359.5238
t0975 | 19801740.713 | 8381669.1526 | 41 | 19110005.038 | 8617359.5238
t0976 | 20072220.8952 | 8294909.0729 | 41 | 19110005.038 | 8617359.5238
t0977 | 18426077.5564 | 7890021.0413 | 41 | 19110005.038 | 8617359.5238
t0978 | 17192480.6568 | 7797534.1133 | 41 | 19110005.038 | 8617359.5238
t0979 | 17446103.3245 | 8255971.3913 | 41 | 19110005.038 | 8617359.5238
t0980 | 16022639.756 | 8588061.6253 | 41 | 19110005.038 | 8617359.5238
t0981 | 13520225.2892 | 8836014.7823 | 41 | 19110005.038 | 8617359.5238
t0982 | 10586590.0707 | 9150154.0983 | 41 | 19110005.038 | 8617359.5238
t0983 | 8759942.1367 | 9459429.9573 | 41 | 19110005.038 | 8617359.5238
t0984 | 8953084.6257 | 9652572.4463 | 41 | 19110005.038 | 8617359.5238
t0985 | 9090915.1287 | 9790402.9493 | 42 | 8993739.0788 | 7118374.1317
t0986 | 9447595.2191 | 9854490.7393 | 42 | 8993739.0788 | 7118374.1317
t0987 | 7658358.4765 | 9879326.2593 | 42 | 8993739.0788 | 7118374.1317
t0988 | 3950319.8674 | 6377489.9732 | 42 | 8993739.0788 | 7118374.1317
t0989 | 1833389.3886 | 3613314.1329 | 42 | 8993739.0788 | 7118374.1317
t0990 | 1302706.5332 | 2977929.8219 | 42 | 8993739.0788 | 7118374.1317
t0991 | 1873674.4054 | 3834447.1183 | 42 | 8993739.0788 | 7118374.1317
t0992 | 2701893.8204 | 4994231.414 | 42 | 8993739.0788 | 7118374.1317
t0993 | 4066140.1928 | 6782073.5802 | 42 | 8993739.0788 | 7118374.1317
t0994 | 6696914.727 | 8690339.5614 | 42 | 8993739.0788 | 7118374.1317
t0995 | 12233460.0702 | 8738864.3717 | 42 | 8993739.0788 | 7118374.1317
t0996 | 17331272.4478 | 8841137.7974 | 42 | 8993739.0788 | 7118374.1317
t0997 | 19614050.0249 | 8902676.5561 | 42 | 8993739.0788 | 7118374.1317
t0998 | 20161992.9209 | 8954872.4252 | 42 | 8993739.0788 | 7118374.1317
t0999 | 18466536.7552 | 8955703.1419 | 42 | 8993739.0788 | 7118374.1317
t1000 | 17357669.4298 | 8803396.8511 | 42 | 8993739.0788 | 7118374.1317
t1001 | 16073522.2245 | 8287833.3333 | 42 | 8993739.0788 | 7118374.1317
t1002 | 14334277.5163 | 8157846.2773 | 42 | 8993739.0788 | 7118374.1317
t1003 | 12101641.2476 | 8558540.7123 | 42 | 8993739.0788 | 7118374.1317
t1004 | 9184826.3361 | 8830981.8753 | 42 | 8993739.0788 | 7118374.1317
t1005 | 6298904.1538 | 9075797.3073 | 42 | 8993739.0788 | 7118374.1317
t1006 | 3295292.4562 | 5674870.9913 | 42 | 8993739.0788 | 7118374.1317
t1007 | 774384.5484 | 2259241.5543 | 42 | 8993739.0788 | 7118374.1317
t1008 | 0 | 5170.4167 | 42 | 8993739.0788 | 7118374.1317
t1009 | 0 | 0 | 43 | 3682177.693 | 4009711.3373
t1010 | 0 | 0 | 43 | 3682177.693 | 4009711.3373
t1011 | 0 | 0 | 43 | 3682177.693 | 4009711.3373
t1012 | 0 | 0 | 43 | 3682177.693 | 4009711.3373
t1013 | 0 | 0 | 43 | 3682177.693 | 4009711.3373
t1014 | 0 | 0 | 43 | 3682177.693 | 4009711.3373
t1015 | 0 | 0 | 43 | 3682177.693 | 4009711.3373
t1016 | 0 | 0 | 43 | 3682177.693 | 4009711.3373
t1017 | 0 | 0 | 43 | 3682177.693 | 4009711.3373
t1018 | 0 | 0 | 43 | 3682177.693 | 4009711.3373
t1019 | 0 | 572020.429 | 43 | 3682177.693 | 4009711.3373
t1020 | 1240177.6862 | 2505995.4568 | 43 | 3682177.693 | 4009711.3373
t1021 | 2853336.7419 | 4131707.0449 | 43 | 3682177.693 | 4009711.3373
t1022 | 3548923.2212 | 4877796.0553 | 43 | 3682177.693 | 4009711.3373
t1023 | 4050354.7673 | 6125108.6058 | 43 | 3682177.693 | 4009711.3373
t1024 | 4730762.8358 | 7593593.4837 | 43 | 3682177.693 | 4009711.3373
t1025 | 3725448.34 | 6523832.6973 | 43 | 3682177.693 | 4009711.3373
t1026 | 5403764.1586 | 8326953.4623 | 43 | 3682177.693 | 4009711.3373
t1027 | 7767099.6725 | 8612883.6433 | 43 | 3682177.693 | 4009711.3373
t1028 | 9075684.0349 | 8897394.9543 | 43 | 3682177.693 | 4009711.3373
t1029 | 10084734.615 | 9145705.5533 | 43 | 3682177.693 | 4009711.3373
t1030 | 10723845.1804 | 9433705.3583 | 43 | 3682177.693 | 4009711.3373
t1031 | 11871007.7807 | 9673831.8273 | 43 | 3682177.693 | 4009711.3373
t1032 | 13297125.5975 | 9812543.5223 | 43 | 3682177.693 | 4009711.3373
t1033 | 14020330.2645 | 9833526.6683 | 44 | 11542513.0232 | 8776763.9491
t1034 | 14619295.4332 | 9935084.9263 | 44 | 11542513.0232 | 8776763.9491
t1035 | 15192918.167 | 9923523.0593 | 44 | 11542513.0232 | 8776763.9491
t1036 | 14877375.3597 | 9842054.0923 | 44 | 11542513.0232 | 8776763.9491
t1037 | 13249403.1538 | 9589265.6983 | 44 | 11542513.0232 | 8776763.9491
t1038 | 9522261.0714 | 8963602.0003 | 44 | 11542513.0232 | 8776763.9491
t1039 | 6070984.2666 | 8262692.8193 | 44 | 11542513.0232 | 8776763.9491
t1040 | 4700481.0833 | 7835705.4529 | 44 | 11542513.0232 | 8776763.9491
t1041 | 5360461.6526 | 7973602.7168 | 44 | 11542513.0232 | 8776763.9491
t1042 | 9328577.7574 | 7965620.3393 | 44 | 11542513.0232 | 8776763.9491
t1043 | 13549278.2005 | 8073885.4519 | 44 | 11542513.0232 | 8776763.9491
t1044 | 15473703.1524 | 8220592.6179 | 44 | 11542513.0232 | 8776763.9491
t1045 | 16878560.7481 | 8343425.1334 | 44 | 11542513.0232 | 8776763.9491
t1046 | 17420196.6801 | 8462261.4182 | 44 | 11542513.0232 | 8776763.9491
t1047 | 15138505.5144 | 8603412.5564 | 44 | 11542513.0232 | 8776763.9491
t1048 | 12778573.2886 | 8569497.0663 | 44 | 11542513.0232 | 8776763.9491
t1049 | 9691357.402 | 8020847.5893 | 44 | 11542513.0232 | 8776763.9491
t1050 | 9286994.6676 | 7909077.1553 | 44 | 11542513.0232 | 8776763.9491
t1051 | 10144562.2273 | 8239978.5743 | 44 | 11542513.0232 | 8776763.9491
t1052 | 10406711.1381 | 8619164.4053 | 44 | 11542513.0232 | 8776763.9491
t1053 | 10137049.3524 | 8905427.9903 | 44 | 11542513.0232 | 8776763.9491
t1054 | 9743098.3153 | 9242957.7043 | 44 | 11542513.0232 | 8776763.9491
t1055 | 9535040.8486 | 9532307.1483 | 44 | 11542513.0232 | 8776763.9491
t1056 | 9894592.8128 | 9774822.1923 | 44 | 11542513.0232 | 8776763.9491
t1057 | 10045340.4289 | 9867051.3483 | 45 | 13132408.1394 | 8854335.313
t1058 | 9643147.5523 | 9903746.9223 | 45 | 13132408.1394 | 8854335.313
t1059 | 8799222.1721 | 9879079.9833 | 45 | 13132408.1394 | 8854335.313
t1060 | 7939271.4791 | 9779869.2713 | 45 | 13132408.1394 | 8854335.313
t1061 | 7180987.7174 | 9518992.4203 | 45 | 13132408.1394 | 8854335.313
t1062 | 6427014.6942 | 8911315.5473 | 45 | 13132408.1394 | 8854335.313
t1063 | 5954471.5274 | 8263217.0003 | 45 | 13132408.1394 | 8854335.313
t1064 | 5982598.0281 | 8039119.5831 | 45 | 13132408.1394 | 8854335.313
t1065 | 6167665.2738 | 8049835.6202 | 45 | 13132408.1394 | 8854335.313
t1066 | 8215033.133 | 8086963.0942 | 45 | 13132408.1394 | 8854335.313
t1067 | 11318184.956 | 8252225.6582 | 45 | 13132408.1394 | 8854335.313
t1068 | 13668720.1996 | 8435917.9952 | 45 | 13132408.1394 | 8854335.313
t1069 | 16103042.1047 | 8486214.7377 | 45 | 13132408.1394 | 8854335.313
t1070 | 18079478.1093 | 8590060.0197 | 45 | 13132408.1394 | 8854335.313
t1071 | 19051426.0315 | 8730837.5672 | 45 | 13132408.1394 | 8854335.313
t1072 | 18732290.5678 | 8698164.9025 | 45 | 13132408.1394 | 8854335.313
t1073 | 16515118.2083 | 8202763.1763 | 45 | 13132408.1394 | 8854335.313
t1074 | 16008314.1758 | 8047069.9043 | 45 | 13132408.1394 | 8854335.313
t1075 | 17348511.7122 | 8363194.3893 | 45 | 13132408.1394 | 8854335.313
t1076 | 18445741.4693 | 8641165.7053 | 45 | 13132408.1394 | 8854335.313
t1077 | 19199289.85 | 8955825.6353 | 45 | 13132408.1394 | 8854335.313
t1078 | 18989499.8261 | 9331220.2123 | 45 | 13132408.1394 | 8854335.313
t1079 | 18167992.0535 | 9650822.4113 | 45 | 13132408.1394 | 8854335.313
t1080 | 17195434.076 | 9819374.4053 | 45 | 13132408.1394 | 8854335.313
t1081 | 16122065.3643 | 9916374.8953 | 46 | 4865414.1932 | 4491179.353
t1082 | 15005815.9677 | 9941235.4703 | 46 | 4865414.1932 | 4491179.353
t1083 | 13766637.738 | 9901685.6723 | 46 | 4865414.1932 | 4491179.353
t1084 | 13870074.1613 | 9800307.4853 | 46 | 4865414.1932 | 4491179.353
t1085 | 13514473.5132 | 9532484.5273 | 46 | 4865414.1932 | 4491179.353
t1086 | 11815660.3256 | 8974781.3113 | 46 | 4865414.1932 | 4491179.353
t1087 | 8991885.8075 | 8374708.2763 | 46 | 4865414.1932 | 4491179.353
t1088 | 5791263.4834 | 8163051.3555 | 46 | 4865414.1932 | 4491179.353
t1089 | 3105286.5131 | 5627701.3893 | 46 | 4865414.1932 | 4491179.353
t1090 | 2814172.7572 | 5021453.9416 | 46 | 4865414.1932 | 4491179.353
t1091 | 3019736.1044 | 5206889.7064 | 46 | 4865414.1932 | 4491179.353
t1092 | 2601129.4608 | 4587610.4087 | 46 | 4865414.1932 | 4491179.353
t1093 | 2258003.1702 | 4074912.8408 | 46 | 4865414.1932 | 4491179.353
t1094 | 2184577.5772 | 3948499.9115 | 46 | 4865414.1932 | 4491179.353
t1095 | 1909158.6932 | 3582323.3316 | 46 | 4865414.1932 | 4491179.353
t1096 | 0 | 1134283.9472 | 46 | 4865414.1932 | 4491179.353
t1097 | 0 | 0 | 46 | 4865414.1932 | 4491179.353
t1098 | 0 | 0 | 46 | 4865414.1932 | 4491179.353
t1099 | 0 | 0 | 46 | 4865414.1932 | 4491179.353
t1100 | 0 | 0 | 46 | 4865414.1932 | 4491179.353
t1101 | 0 | 0 | 46 | 4865414.1932 | 4491179.353
t1102 | 0 | 0 | 46 | 4865414.1932 | 4491179.353
t1103 | 0 | 0 | 46 | 4865414.1932 | 4491179.353
t1104 | 0 | 0 | 46 | 4865414.1932 | 4491179.353
t1105 | 0 | 173034.4315 | 47 | 0 | 43751.9141
t1106 | 0 | 0 | 47 | 0 | 43751.9141
t1107 | 0 | 0 | 47 | 0 | 43751.9141
t1108 | 0 | 481879.2609 | 47 | 0 | 43751.9141
t1109 | 0 | 395132.2457 | 47 | 0 | 43751.9141
t1110 | 0 | 0 | 47 | 0 | 43751.9141
t1111 | 0 | 0 | 47 | 0 | 43751.9141
t1112 | 0 | 0 | 47 | 0 | 43751.9141
t1113 | 0 | 0 | 47 | 0 | 43751.9141
t1114 | 0 | 0 | 47 | 0 | 43751.9141
t1115 | 0 | 0 | 47 | 0 | 43751.9141
t1116 | 0 | 0 | 47 | 0 | 43751.9141
t1117 | 0 | 0 | 47 | 0 | 43751.9141
t1118 | 0 | 0 | 47 | 0 | 43751.9141
t1119 | 0 | 0 | 47 | 0 | 43751.9141
t1120 | 0 | 0 | 47 | 0 | 43751.9141
t1121 | 0 | 0 | 47 | 0 | 43751.9141
t1122 | 0 | 0 | 47 | 0 | 43751.9141
t1123 | 0 | 0 | 47 | 0 | 43751.9141
t1124 | 0 | 0 | 47 | 0 | 43751.9141
t1125 | 0 | 0 | 47 | 0 | 43751.9141
t1126 | 0 | 0 | 47 | 0 | 43751.9141
t1127 | 0 | 0 | 47 | 0 | 43751.9141
t1128 | 0 | 0 | 47 | 0 | 43751.9141
t1129 | 0 | 0 | 48 | 0 | 0
t1130 | 0 | 0 | 48 | 0 | 0
t1131 | 0 | 0 | 48 | 0 | 0
t1132 | 0 | 0 | 48 | 0 | 0
t1133 | 0 | 0 | 48 | 0 | 0
t1134 | 0 | 0 | 48 | 0 | 0
t1135 | 0 | 0 | 48 | 0 | 0
t1136 | 0 | 0 | 48 | 0 | 0
t1137 | 0 | 0 | 48 | 0 | 0
t1138 | 0 | 0 | 48 | 0 | 0
t1139 | 0 | 0 | 48 | 0 | 0
t1140 | 0 | 0 | 48 | 0 | 0
t1141 | 0 | 0 | 48 | 0 | 0
t1142 | 0 | 0 | 48 | 0 | 0
t1143 | 0 | 0 | 48 | 0 | 0
t1144 | 0 | 0 | 48 | 0 | 0
t1145 | 0 | 0 | 48 | 0 | 0
t1146 | 0 | 0 | 48 | 0 | 0
t1147 | 0 | 0 | 48 | 0 | 0
t1148 | 0 | 0 | 48 | 0 | 0
t1149 | 0 | 0 | 48 | 0 | 0
t1150 | 0 | 0 | 48 | 0 | 0
t1151 | 0 | 0 | 48 | 0 | 0
t1152 | 0 | 0 | 48 | 0 | 0
t1153 | 0 | 0 | 49 | 201019.4593 | 736055.046
t1154 | 0 | 0 | 49 | 201019.4593 | 736055.046
t1155 | 0 | 0 | 49 | 201019.4593 | 736055.046
t1156 | 0 | 0 | 49 | 201019.4593 | 736055.046
t1157 | 0 | 0 | 49 | 201019.4593 | 736055.046
t1158 | 0 | 0 | 49 | 201019.4593 | 736055.046
t1159 | 0 | 0 | 49 | 201019.4593 | 736055.046
t1160 | 0 | 0 | 49 | 201019.4593 | 736055.046
t1161 | 0 | 0 | 49 | 201019.4593 | 736055.046
t1162 | 0 | 0 | 49 | 201019.4593 | 736055.046
t1163 | 0 | 0 | 49 | 201019.4593 | 736055.046
t1164 | 0 | 0 | 49 | 201019.4593 | 736055.046
t1165 | 0 | 0 | 49 | 201019.4593 | 736055.046
t1166 | 0 | 0 | 49 | 201019.4593 | 736055.046
t1167 | 28963.5731 | 1086225.4948 | 49 | 201019.4593 | 736055.046
t1168 | 1670590.9902 | 3484648.7055 | 49 | 201019.4593 | 736055.046
t1169 | 1473329.1364 | 3424583.5352 | 49 | 201019.4593 | 736055.046
t1170 | 454311.2091 | 2110497.8695 | 49 | 201019.4593 | 736055.046
t1171 | 719585.206 | 2356735.2382 | 49 | 201019.4593 | 736055.046
t1172 | 402412.9972 | 1849196.7465 | 49 | 201019.4593 | 736055.046
t1173 | 75273.9104 | 1341209.6911 | 49 | 201019.4593 | 736055.046
t1174 | 0 | 752339.9563 | 49 | 201019.4593 | 736055.046
t1175 | 0 | 540051.3128 | 49 | 201019.4593 | 736055.046
t1176 | 0 | 719832.5537 | 49 | 201019.4593 | 736055.046
t1177 | 121611.8106 | 1187662.9943 | 50 | 794013.9515 | 1644583.239
t1178 | 1126606.5389 | 2497243.7751 | 50 | 794013.9515 | 1644583.239
t1179 | 2002175.3811 | 3648843.7274 | 50 | 794013.9515 | 1644583.239
t1180 | 1735400.8037 | 3296404.3227 | 50 | 794013.9515 | 1644583.239
t1181 | 1307770.0391 | 2725998.846 | 50 | 794013.9515 | 1644583.239
t1182 | 1023548.9159 | 2403704.4663 | 50 | 794013.9515 | 1644583.239
t1183 | 400893.4584 | 1666829.2391 | 50 | 794013.9515 | 1644583.239
t1184 | 0 | 243734.1721 | 50 | 794013.9515 | 1644583.239
t1185 | 0 | 0 | 50 | 794013.9515 | 1644583.239
t1186 | 0 | 0 | 50 | 794013.9515 | 1644583.239
t1187 | 0 | 559522.1053 | 50 | 794013.9515 | 1644583.239
t1188 | 562408.4333 | 1680479.2572 | 50 | 794013.9515 | 1644583.239
t1189 | 1621124.9832 | 3110227.7956 | 50 | 794013.9515 | 1644583.239
t1190 | 2886361.9798 | 4821855.2366 | 50 | 794013.9515 | 1644583.239
t1191 | 3486109.4981 | 5690782.6192 | 50 | 794013.9515 | 1644583.239
t1192 | 2782322.995 | 4935705.528 | 50 | 794013.9515 | 1644583.239
t1193 | 0 | 1001003.6517 | 50 | 794013.9515 | 1644583.239
t1194 | 0 | 0 | 50 | 794013.9515 | 1644583.239
t1195 | 0 | 0 | 50 | 794013.9515 | 1644583.239
t1196 | 0 | 0 | 50 | 794013.9515 | 1644583.239
t1197 | 0 | 0 | 50 | 794013.9515 | 1644583.239
t1198 | 0 | 0 | 50 | 794013.9515 | 1644583.239
t1199 | 0 | 0 | 50 | 794013.9515 | 1644583.239
t1200 | 0 | 0 | 50 | 794013.9515 | 1644583.239
t1201 | 0 | 0 | 51 | 2910998.4773 | 4345404.2609
t1202 | 0 | 290500.5407 | 51 | 2910998.4773 | 4345404.2609
t1203 | 188595.3289 | 1321274.7116 | 51 | 2910998.4773 | 4345404.2609
t1204 | 0 | 1054651.2648 | 51 | 2910998.4773 | 4345404.2609
t1205 | 0 | 8328.6002 | 51 | 2910998.4773 | 4345404.2609
t1206 | 0 | 0 | 51 | 2910998.4773 | 4345404.2609
t1207 | 0 | 0 | 51 | 2910998.4773 | 4345404.2609
t1208 | 0 | 0 | 51 | 2910998.4773 | 4345404.2609
t1209 | 0 | 0 | 51 | 2910998.4773 | 4345404.2609
t1210 | 0 | 0 | 51 | 2910998.4773 | 4345404.2609
t1211 | 2657968.5821 | 4715685.4376 | 51 | 2910998.4773 | 4345404.2609
t1212 | 3627889.4179 | 6081373.5528 | 51 | 2910998.4773 | 4345404.2609
t1213 | 4086833.1017 | 6774758.3357 | 51 | 2910998.4773 | 4345404.2609
t1214 | 5082553.3403 | 8186070.5391 | 51 | 2910998.4773 | 4345404.2609
t1215 | 6887494.3421 | 8407043.3851 | 51 | 2910998.4773 | 4345404.2609
t1216 | 8416968.8164 | 8397744.9221 | 51 | 2910998.4773 | 4345404.2609
t1217 | 7739079.2542 | 8028937.8543 | 51 | 2910998.4773 | 4345404.2609
t1218 | 5121697.6506 | 8044886.9543 | 51 | 2910998.4773 | 4345404.2609
t1219 | 4994726.0371 | 8269026.1013 | 51 | 2910998.4773 | 4345404.2609
t1220 | 4682432.4952 | 7766366.2767 | 51 | 2910998.4773 | 4345404.2609
t1221 | 4584793.5578 | 7554507.5695 | 51 | 2910998.4773 | 4345404.2609
t1222 | 4519093.5131 | 7346032.8128 | 51 | 2910998.4773 | 4345404.2609
t1223 | 3706727.2466 | 6181488.9231 | 51 | 2910998.4773 | 4345404.2609
t1224 | 3567110.7719 | 5861024.4797 | 51 | 2910998.4773 | 4345404.2609
t1225 | 3858943.3701 | 6209966.9628 | 52 | 1462531.7781 | 2858199.8605
t1226 | 4249785.3997 | 6734065.3903 | 52 | 1462531.7781 | 2858199.8605
t1227 | 4583912.304 | 7134820.4936 | 52 | 1462531.7781 | 2858199.8605
t1228 | 4086524.4454 | 6504176.237 | 52 | 1462531.7781 | 2858199.8605
t1229 | 2911066.5422 | 5052687.2238 | 52 | 1462531.7781 | 2858199.8605
t1230 | 1590561.1291 | 3484705.6431 | 52 | 1462531.7781 | 2858199.8605
t1231 | 552213.5556 | 2313101.6715 | 52 | 1462531.7781 | 2858199.8605
t1232 | 45345.9309 | 1583069.6391 | 52 | 1462531.7781 | 2858199.8605
t1233 | 0 | 356440.4432 | 52 | 1462531.7781 | 2858199.8605
t1234 | 0 | 0 | 52 | 1462531.7781 | 2858199.8605
t1235 | 0 | 0 | 52 | 1462531.7781 | 2858199.8605
t1236 | 0 | 0 | 52 | 1462531.7781 | 2858199.8605
t1237 | 0 | 0 | 52 | 1462531.7781 | 2858199.8605
t1238 | 0 | 0 | 52 | 1462531.7781 | 2858199.8605
t1239 | 0 | 0 | 52 | 1462531.7781 | 2858199.8605
t1240 | 0 | 511123.1683 | 52 | 1462531.7781 | 2858199.8605
t1241 | 0 | 1507826.3094 | 52 | 1462531.7781 | 2858199.8605
t1242 | 154641.9724 | 1877456.8318 | 52 | 1462531.7781 | 2858199.8605
t1243 | 1762644.8442 | 3904265.5258 | 52 | 1462531.7781 | 2858199.8605
t1244 | 2357905.3126 | 4585190.8214 | 52 | 1462531.7781 | 2858199.8605
t1245 | 2561403.3694 | 4750615.6217 | 52 | 1462531.7781 | 2858199.8605
t1246 | 2419949.3228 | 4475905.1771 | 52 | 1462531.7781 | 2858199.8605
t1247 | 2250358.9472 | 4154021.7752 | 52 | 1462531.7781 | 2858199.8605
t1248 | 1715506.2285 | 3457357.7162 | 52 | 1462531.7781 | 2858199.8605
t1249 | 1109325.4725 | 2622737.4208 | 53 | 49347.4847 | 334082.2871
t1250 | 75014.1612 | 1274321.7428 | 53 | 49347.4847 | 334082.2871
t1251 | 0 | 0 | 53 | 49347.4847 | 334082.2871
t1252 | 0 | 0 | 53 | 49347.4847 | 334082.2871
t1253 | 0 | 0 | 53 | 49347.4847 | 334082.2871
t1254 | 0 | 0 | 53 | 49347.4847 | 334082.2871
t1255 | 0 | 0 | 53 | 49347.4847 | 334082.2871
t1256 | 0 | 0 | 53 | 49347.4847 | 334082.2871
t1257 | 0 | 0 | 53 | 49347.4847 | 334082.2871
t1258 | 0 | 0 | 53 | 49347.4847 | 334082.2871
t1259 | 0 | 0 | 53 | 49347.4847 | 334082.2871
t1260 | 0 | 561620.4548 | 53 | 49347.4847 | 334082.2871
t1261 | 0 | 1172592.7914 | 53 | 49347.4847 | 334082.2871
t1262 | 0 | 1152117.9106 | 53 | 49347.4847 | 334082.2871
t1263 | 0 | 1007650.4464 | 53 | 49347.4847 | 334082.2871
t1264 | 0 | 226934.1226 | 53 | 49347.4847 | 334082.2871
t1265 | 0 | 0 | 53 | 49347.4847 | 334082.2871
t1266 | 0 | 0 | 53 | 49347.4847 | 334082.2871
t1267 | 0 | 0 | 53 | 49347.4847 | 334082.2871
t1268 | 0 | 0 | 53 | 49347.4847 | 334082.2871
t1269 | 0 | 0 | 53 | 49347.4847 | 334082.2871
t1270 | 0 | 0 | 53 | 49347.4847 | 334082.2871
t1271 | 0 | 0 | 53 | 49347.4847 | 334082.2871
t1272 | 0 | 0 | 53 | 49347.4847 | 334082.2871
t1273 | 0 | 0 | 54 | 1785389.8181 | 2587044.2012
t1274 | 0 | 0 | 54 | 1785389.8181 | 2587044.2012
t1275 | 0 | 0 | 54 | 1785389.8181 | 2587044.2012
t1276 | 0 | 0 | 54 | 1785389.8181 | 2587044.2012
t1277 | 0 | 0 | 54 | 1785389.8181 | 2587044.2012
t1278 | 0 | 283062.854 | 54 | 1785389.8181 | 2587044.2012
t1279 | 0 | 938900.6152 | 54 | 1785389.8181 | 2587044.2012
t1280 | 92827.5081 | 1543007.3778 | 54 | 1785389.8181 | 2587044.2012
t1281 | 0 | 0 | 54 | 1785389.8181 | 2587044.2012
t1282 | 0 | 0 | 54 | 1785389.8181 | 2587044.2012
t1283 | 1067326.1522 | 1104683.4765 | 54 | 1785389.8181 | 2587044.2012
t1284 | 772011.7849 | 733525.4931 | 54 | 1785389.8181 | 2587044.2012
t1285 | 424784.1692 | 420672.1165 | 54 | 1785389.8181 | 2587044.2012
t1286 | 213310.6545 | 671106.2962 | 54 | 1785389.8181 | 2587044.2012
t1287 | 105042.4179 | 1206017.2538 | 54 | 1785389.8181 | 2587044.2012
t1288 | 228188.3737 | 1790344.4759 | 54 | 1785389.8181 | 2587044.2012
t1289 | 0 | 1186082.1814 | 54 | 1785389.8181 | 2587044.2012
t1290 | 151404.6266 | 1921811.0567 | 54 | 1785389.8181 | 2587044.2012
t1291 | 2384951.9663 | 4783567.1297 | 54 | 1785389.8181 | 2587044.2012
t1292 | 4718629.0821 | 7764489.607 | 54 | 1785389.8181 | 2587044.2012
t1293 | 6593304.3703 | 8989827.5333 | 54 | 1785389.8181 | 2587044.2012
t1294 | 8071242.0009 | 9297395.9623 | 54 | 1785389.8181 | 2587044.2012
t1295 | 8969323.5957 | 9639552.1863 | 54 | 1785389.8181 | 2587044.2012
t1296 | 9057008.9326 | 9815015.2133 | 54 | 1785389.8181 | 2587044.2012
t1297 | 8831839.3762 | 9882437.9573 | 55 | 3331874.2906 | 4717107.2426
t1298 | 8840634.0991 | 9920491.9103 | 55 | 3331874.2906 | 4717107.2426
t1299 | 8668181.7679 | 9923594.9593 | 55 | 3331874.2906 | 4717107.2426
t1300 | 8311067.6704 | 9888332.3923 | 55 | 3331874.2906 | 4717107.2426
t1301 | 7225345.9973 | 9651128.3903 | 55 | 3331874.2906 | 4717107.2426
t1302 | 4939312.6588 | 7928063.2989 | 55 | 3331874.2906 | 4717107.2426
t1303 | 2647283.7804 | 5038139.0068 | 55 | 3331874.2906 | 4717107.2426
t1304 | 1556779.6151 | 3273716.1728 | 55 | 3331874.2906 | 4717107.2426
t1305 | 1423524.8392 | 2098727.221 | 55 | 3331874.2906 | 4717107.2426
t1306 | 1089557.023 | 1115334.7589 | 55 | 3331874.2906 | 4717107.2426
t1307 | 1826950.5711 | 1743542.4009 | 55 | 3331874.2906 | 4717107.2426
t1308 | 1541834.1392 | 1231441.9098 | 55 | 3331874.2906 | 4717107.2426
t1309 | 550418.118 | 74333.2677 | 55 | 3331874.2906 | 4717107.2426
t1310 | 307865.7132 | 65795.807 | 55 | 3331874.2906 | 4717107.2426
t1311 | 203315.891 | 470260.0898 | 55 | 3331874.2906 | 4717107.2426
t1312 | 521873.1227 | 1655343.1865 | 55 | 3331874.2906 | 4717107.2426
t1313 | 535159.8572 | 2219901.4601 | 55 | 3331874.2906 | 4717107.2426
t1314 | 286951.8062 | 1971693.4091 | 55 | 3331874.2906 | 4717107.2426
t1315 | 1370186.9413 | 3302404.7118 | 55 | 3331874.2906 | 4717107.2426
t1316 | 2507142.5764 | 4696354.8287 | 55 | 3331874.2906 | 4717107.2426
t1317 | 3401896.5494 | 5829066.6552 | 55 | 3331874.2906 | 4717107.2426
t1318 | 3806952.7118 | 6319787.6448 | 55 | 3331874.2906 | 4717107.2426
t1319 | 4631962.9165 | 7306609.1899 | 55 | 3331874.2906 | 4717107.2426
t1320 | 4938945.2335 | 7604073.1927 | 55 | 3331874.2906 | 4717107.2426
t1321 | 3557103.7474 | 5736797.6855 | 56 | 5749724.048 | 5476513.4153
t1322 | 2045218.2662 | 3720441.5549 | 56 | 5749724.048 | 5476513.4153
t1323 | 1029335.3257 | 2361899.3054 | 56 | 5749724.048 | 5476513.4153
t1324 | 122596.0805 | 1169610.6359 | 56 | 5749724.048 | 5476513.4153
t1325 | 0 | 255650.2069 | 56 | 5749724.048 | 5476513.4153
t1326 | 0 | 0 | 56 | 5749724.048 | 5476513.4153
t1327 | 0 | 0 | 56 | 5749724.048 | 5476513.4153
t1328 | 0 | 0 | 56 | 5749724.048 | 5476513.4153
t1329 | 0 | 0 | 56 | 5749724.048 | 5476513.4153
t1330 | 327348.353 | 86369.4009 | 56 | 5749724.048 | 5476513.4153
t1331 | 2767723.4249 | 3091903.3905 | 56 | 5749724.048 | 5476513.4153
t1332 | 4832047.788 | 5821721.6864 | 56 | 5749724.048 | 5476513.4153
t1333 | 7019811.5315 | 9001510.3798 | 56 | 5749724.048 | 5476513.4153
t1334 | 8995060.6981 | 9180325.486 | 56 | 5749724.048 | 5476513.4153
t1335 | 10916974.0828 | 9075269.865 | 56 | 5749724.048 | 5476513.4153
t1336 | 12465532.1337 | 8926499.8256 | 56 | 5749724.048 | 5476513.4153
t1337 | 10748288.5598 | 8521853.3763 | 56 | 5749724.048 | 5476513.4153
t1338 | 8103971.1462 | 8423088.9763 | 56 | 5749724.048 | 5476513.4153
t1339 | 10169757.7436 | 8762581.0013 | 56 | 5749724.048 | 5476513.4153
t1340 | 11138455.6306 | 8999798.1373 | 56 | 5749724.048 | 5476513.4153
t1341 | 11330844.3886 | 9192186.8953 | 56 | 5749724.048 | 5476513.4153
t1342 | 11307533.7033 | 9432209.2803 | 56 | 5749724.048 | 5476513.4153
t1343 | 11217006.2298 | 9663533.3373 | 56 | 5749724.048 | 5476513.4153
t1344 | 9898768.3195 | 10013071.5393 | 56 | 5749724.048 | 5476513.4153
t1345 | 6752134.236 | 10007397.672 | 57 | 1697146.1712 | 2656428.0721
t1346 | 4638292.0279 | 7170163.5892 | 57 | 1697146.1712 | 2656428.0721
t1347 | 4163178.0922 | 6533238.3131 | 57 | 1697146.1712 | 2656428.0721
t1348 | 3742344.5957 | 5998185.047 | 57 | 1697146.1712 | 2656428.0721
t1349 | 2365798.5526 | 4145723.2969 | 57 | 1697146.1712 | 2656428.0721
t1350 | 781804.0546 | 2076294.7776 | 57 | 1697146.1712 | 2656428.0721
t1351 | 37551.2051 | 1150405.9024 | 57 | 1697146.1712 | 2656428.0721
t1352 | 0 | 502063.9984 | 57 | 1697146.1712 | 2656428.0721
t1353 | 0 | 288932.0688 | 57 | 1697146.1712 | 2656428.0721
t1354 | 1291582.4414 | 1935742.4514 | 57 | 1697146.1712 | 2656428.0721
t1355 | 3618211.0263 | 4492753.8399 | 57 | 1697146.1712 | 2656428.0721
t1356 | 4687380.3741 | 5731253.197 | 57 | 1697146.1712 | 2656428.0721
t1357 | 4221433.1143 | 5414626.3741 | 57 | 1697146.1712 | 2656428.0721
t1358 | 2551738.6462 | 3700004.7797 | 57 | 1697146.1712 | 2656428.0721
t1359 | 1400505.3736 | 2595572.3967 | 57 | 1697146.1712 | 2656428.0721
t1360 | 479554.3686 | 1789020.8005 | 57 | 1697146.1712 | 2656428.0721
t1361 | 0 | 222895.2261 | 57 | 1697146.1712 | 2656428.0721
t1362 | 0 | 0 | 57 | 1697146.1712 | 2656428.0721
t1363 | 0 | 0 | 57 | 1697146.1712 | 2656428.0721
t1364 | 0 | 0 | 57 | 1697146.1712 | 2656428.0721
t1365 | 0 | 0 | 57 | 1697146.1712 | 2656428.0721
t1366 | 0 | 0 | 57 | 1697146.1712 | 2656428.0721
t1367 | 0 | 0 | 57 | 1697146.1712 | 2656428.0721
t1368 | 0 | 0 | 57 | 1697146.1712 | 2656428.0721
t1369 | 0 | 0 | 58 | 1413276.3784 | 2513376.864
t1370 | 0 | 0 | 58 | 1413276.3784 | 2513376.864
t1371 | 0 | 0 | 58 | 1413276.3784 | 2513376.864
t1372 | 0 | 0 | 58 | 1413276.3784 | 2513376.864
t1373 | 0 | 0 | 58 | 1413276.3784 | 2513376.864
t1374 | 0 | 0 | 58 | 1413276.3784 | 2513376.864
t1375 | 0 | 0 | 58 | 1413276.3784 | 2513376.864
t1376 | 0 | 0 | 58 | 1413276.3784 | 2513376.864
t1377 | 0 | 0 | 58 | 1413276.3784 | 2513376.864
t1378 | 0 | 983245.1148 | 58 | 1413276.3784 | 2513376.864
t1379 | 1708536.8948 | 3180484.714 | 58 | 1413276.3784 | 2513376.864
t1380 | 2720125.7454 | 4269737.187 | 58 | 1413276.3784 | 2513376.864
t1381 | 3334332.6691 | 4479328.5641 | 58 | 1413276.3784 | 2513376.864
t1382 | 3495836.0449 | 4803854.8685 | 58 | 1413276.3784 | 2513376.864
t1383 | 3067342.7001 | 4755726.9393 | 58 | 1413276.3784 | 2513376.864
t1384 | 1026831.9899 | 2596506.7609 | 58 | 1413276.3784 | 2513376.864
t1385 | 0 | 1209754.759 | 58 | 1413276.3784 | 2513376.864
t1386 | 126612.6842 | 1811354.2871 | 58 | 1413276.3784 | 2513376.864
t1387 | 1609017.1309 | 3674491.2993 | 58 | 1413276.3784 | 2513376.864
t1388 | 3530877.4881 | 6110340.6201 | 58 | 1413276.3784 | 2513376.864
t1389 | 4086223.5975 | 6770388.1851 | 58 | 1413276.3784 | 2513376.864
t1390 | 4006273.156 | 6557181.3456 | 58 | 1413276.3784 | 2513376.864
t1391 | 2770259.5098 | 4816697.05 | 58 | 1413276.3784 | 2513376.864
t1392 | 2436363.47 | 4301953.0415 | 58 | 1413276.3784 | 2513376.864
t1393 | 2799838.1854 | 4751092.5842 | 59 | 14439715.8085 | 8243720.025
t1394 | 3066547.8397 | 5084430.4374 | 59 | 14439715.8085 | 8243720.025
t1395 | 3431629.6492 | 5573250.3308 | 59 | 14439715.8085 | 8243720.025
t1396 | 4612823.758 | 7163731.9476 | 59 | 14439715.8085 | 8243720.025
t1397 | 6714151.3063 | 9812895.9903 | 59 | 14439715.8085 | 8243720.025
t1398 | 9636804.5533 | 9136663.9423 | 59 | 14439715.8085 | 8243720.025
t1399 | 12427084.0433 | 8551825.6063 | 59 | 14439715.8085 | 8243720.025
t1400 | 14045599.4278 | 8382609.5817 | 59 | 14439715.8085 | 8243720.025
t1401 | 16102873.4273 | 8385097.9436 | 59 | 14439715.8085 | 8243720.025
t1402 | 16875050.7082 | 8337962.462 | 59 | 14439715.8085 | 8243720.025
t1403 | 17405514.6257 | 8383332.7929 | 59 | 14439715.8085 | 8243720.025
t1404 | 18226155.0236 | 8380136.4892 | 59 | 14439715.8085 | 8243720.025
t1405 | 19798709.8461 | 8466198.6905 | 59 | 14439715.8085 | 8243720.025
t1406 | 21059904.3576 | 8582215.0032 | 59 | 14439715.8085 | 8243720.025
t1407 | 21636245.0511 | 8667441.2515 | 59 | 14439715.8085 | 8243720.025
t1408 | 21639367.5733 | 8648801.1809 | 59 | 14439715.8085 | 8243720.025
t1409 | 20071456.7261 | 8306512.5493 | 59 | 14439715.8085 | 8243720.025
t1410 | 19456111.7714 | 8188574.5053 | 59 | 14439715.8085 | 8243720.025
t1411 | 19697278.5454 | 8459000.5093 | 59 | 14439715.8085 | 8243720.025
t1412 | 19349160.7935 | 8754585.8183 | 59 | 14439715.8085 | 8243720.025
t1413 | 18060992.1173 | 9017156.3343 | 59 | 14439715.8085 | 8243720.025
t1414 | 15731740.2156 | 9321235.1363 | 59 | 14439715.8085 | 8243720.025
t1415 | 13294917.7017 | 9664039.4763 | 59 | 14439715.8085 | 8243720.025
t1416 | 11413222.1579 | 9830490.0353 | 59 | 14439715.8085 | 8243720.025
t1417 | 9304383.0698 | 9916093.2003 | 60 | 15087805.3635 | 8937701.9322
t1418 | 7551627.2553 | 9977409.6483 | 60 | 15087805.3635 | 8937701.9322
t1419 | 6638300.678 | 9893564.114 | 60 | 15087805.3635 | 8937701.9322
t1420 | 7703167.0296 | 9894875.5823 | 60 | 15087805.3635 | 8937701.9322
t1421 | 8767258.5304 | 9642301.7313 | 60 | 15087805.3635 | 8937701.9322
t1422 | 8294138.7087 | 8993626.5293 | 60 | 15087805.3635 | 8937701.9322
t1423 | 7578726.0508 | 8416264.9247 | 60 | 15087805.3635 | 8937701.9322
t1424 | 7843110.3945 | 8268101.6711 | 60 | 15087805.3635 | 8937701.9322
t1425 | 9060207.6124 | 8304067.6042 | 60 | 15087805.3635 | 8937701.9322
t1426 | 9686337.8104 | 8293025.6332 | 60 | 15087805.3635 | 8937701.9322
t1427 | 12173307.4204 | 8363282.4407 | 60 | 15087805.3635 | 8937701.9322
t1428 | 15774328.0728 | 8467917.1558 | 60 | 15087805.3635 | 8937701.9322
t1429 | 18821984.9719 | 8463566.2525 | 60 | 15087805.3635 | 8937701.9322
t1430 | 21283629.7572 | 8524402.9335 | 60 | 15087805.3635 | 8937701.9322
t1431 | 22052652.906 | 8694778.307 | 60 | 15087805.3635 | 8937701.9322
t1432 | 22072707.873 | 8650239.6338 | 60 | 15087805.3635 | 8937701.9322
t1433 | 21613152.5781 | 8295407.9349 | 60 | 15087805.3635 | 8937701.9322
t1434 | 21406684.6102 | 8149519.7013 | 60 | 15087805.3635 | 8937701.9322
t1435 | 21351650.7607 | 8416337.3823 | 60 | 15087805.3635 | 8937701.9322
t1436 | 21114157.8689 | 8734769.8613 | 60 | 15087805.3635 | 8937701.9322
t1437 | 21053214.7244 | 9054196.7073 | 60 | 15087805.3635 | 8937701.9322
t1438 | 20970733.1848 | 9410603.6183 | 60 | 15087805.3635 | 8937701.9322
t1439 | 20539274.9317 | 9739885.3463 | 60 | 15087805.3635 | 8937701.9322
t1440 | 19452591.9229 | 9940608.4593 | 60 | 15087805.3635 | 8937701.9322
t1441 | 18093900.9749 | 10044879.0133 | 61 | 14026810.9664 | 8967075.3199
t1442 | 16062374.251 | 10090757.6223 | 61 | 14026810.9664 | 8967075.3199
t1443 | 13565340.4785 | 10080758.4033 | 61 | 14026810.9664 | 8967075.3199
t1444 | 11514615.4028 | 9990401.7403 | 61 | 14026810.9664 | 8967075.3199
t1445 | 10131776.8812 | 9719413.9603 | 61 | 14026810.9664 | 8967075.3199
t1446 | 8431362.0037 | 9072331.3643 | 61 | 14026810.9664 | 8967075.3199
t1447 | 7338274.5805 | 8499726.2591 | 61 | 14026810.9664 | 8967075.3199
t1448 | 6248054.5308 | 8300453.5373 | 61 | 14026810.9664 | 8967075.3199
t1449 | 5462331.3063 | 8305532.3051 | 61 | 14026810.9664 | 8967075.3199
t1450 | 7416717.1294 | 8237711.488 | 61 | 14026810.9664 | 8967075.3199
t1451 | 10115706.4448 | 8311159.4847 | 61 | 14026810.9664 | 8967075.3199
t1452 | 12211776.7609 | 8474406.4132 | 61 | 14026810.9664 | 8967075.3199
t1453 | 14597951.6838 | 8474494.8993 | 61 | 14026810.9664 | 8967075.3199
t1454 | 16009913.944 | 8552553.1539 | 61 | 14026810.9664 | 8967075.3199
t1455 | 17351181.8249 | 8689321.5949 | 61 | 14026810.9664 | 8967075.3199
t1456 | 18885865.9999 | 8691015.2647 | 61 | 14026810.9664 | 8967075.3199
t1457 | 17588906.1275 | 8398774.1943 | 61 | 14026810.9664 | 8967075.3199
t1458 | 16536215.2803 | 8194601.0183 | 61 | 14026810.9664 | 8967075.3199
t1459 | 16762679.2683 | 8421065.0063 | 61 | 14026810.9664 | 8967075.3199
t1460 | 17068528.6863 | 8726914.4243 | 61 | 14026810.9664 | 8967075.3199
t1461 | 18354704.7587 | 9047535.9053 | 61 | 14026810.9664 | 8967075.3199
t1462 | 18982383.5361 | 9353363.1523 | 61 | 14026810.9664 | 8967075.3199
t1463 | 18849110.4555 | 9658978.5223 | 61 | 14026810.9664 | 8967075.3199
t1464 | 19063790.8835 | 9873658.9503 | 61 | 14026810.9664 | 8967075.3199
t1465 | 19499939.0749 | 9987955.6113 | 62 | 20641188.7041 | 9119966.8268
t1466 | 19760648.7792 | 10043850.7053 | 62 | 20641188.7041 | 9119966.8268
t1467 | 20186653.7748 | 10030967.2503 | 62 | 20641188.7041 | 9119966.8268
t1468 | 20390957.9762 | 9971938.3813 | 62 | 20641188.7041 | 9119966.8268
t1469 | 19909897.8559 | 9724952.1013 | 62 | 20641188.7041 | 9119966.8268
t1470 | 19032049.1126 | 9081177.1983 | 62 | 20641188.7041 | 9119966.8268
t1471 | 18933396.4573 | 8535792.3861 | 62 | 20641188.7041 | 9119966.8268
t1472 | 18793781.9776 | 8365605.8619 | 62 | 20641188.7041 | 9119966.8268
t1473 | 19990664.0558 | 8397846.8492 | 62 | 20641188.7041 | 9119966.8268
t1474 | 21846508.1609 | 8409740.7858 | 62 | 20641188.7041 | 9119966.8268
t1475 | 23387490.0984 | 8479700.2294 | 62 | 20641188.7041 | 9119966.8268
t1476 | 23768746.1919 | 8618583.0643 | 62 | 20641188.7041 | 9119966.8268
t1477 | 23633609.1508 | 8734465.7694 | 62 | 20641188.7041 | 9119966.8268
t1478 | 23626385.0266 | 8905769.7236 | 62 | 20641188.7041 | 9119966.8268
t1479 | 23461087.1395 | 9019199.5718 | 62 | 20641188.7041 | 9119966.8268
t1480 | 22948904.5727 | 8940741.6994 | 62 | 20641188.7041 | 9119966.8268
t1481 | 21500099.8138 | 8569310.3745 | 62 | 20641188.7041 | 9119966.8268
t1482 | 19364833.935 | 8360629.7393 | 62 | 20641188.7041 | 9119966.8268
t1483 | 19618893.4389 | 8673207.7033 | 62 | 20641188.7041 | 9119966.8268
t1484 | 19828339.2217 | 9058208.8663 | 62 | 20641188.7041 | 9119966.8268
t1485 | 19737356.1202 | 9347595.7553 | 62 | 20641188.7041 | 9119966.8268
t1486 | 19141970.8239 | 9629987.3603 | 62 | 20641188.7041 | 9119966.8268
t1487 | 18580976.6758 | 9888251.6533 | 62 | 20641188.7041 | 9119966.8268
t1488 | 18445339.4633 | 10103725.2013 | 62 | 20641188.7041 | 9119966.8268
t1489 | 18034297.9935 | 10247806.2733 | 63 | 12805418.1116 | 9582709.9421
t1490 | 17245947.1873 | 10247806.2733 | 63 | 12805418.1116 | 9582709.9421
t1491 | 16291530.743 | 10247806.2733 | 63 | 12805418.1116 | 9582709.9421
t1492 | 13746961.4435 | 10247806.2733 | 63 | 12805418.1116 | 9582709.9421
t1493 | 11061646.3028 | 10210394.9313 | 63 | 12805418.1116 | 9582709.9421
t1494 | 9727255.8192 | 10017114.4193 | 63 | 12805418.1116 | 9582709.9421
t1495 | 9433541.5018 | 9734107.8637 | 63 | 12805418.1116 | 9582709.9421
t1496 | 8283257.6972 | 9423239.5309 | 63 | 12805418.1116 | 9582709.9421
t1497 | 9084064.3479 | 9218470.2769 | 63 | 12805418.1116 | 9582709.9421
t1498 | 10978761.505 | 9136655.8966 | 63 | 12805418.1116 | 9582709.9421
t1499 | 11089844.8739 | 9206058.0686 | 63 | 12805418.1116 | 9582709.9421
t1500 | 10275428.9005 | 9296616.9522 | 63 | 12805418.1116 | 9582709.9421
t1501 | 9859601.7309 | 9366284.7597 | 63 | 12805418.1116 | 9582709.9421
t1502 | 9643459.094 | 9400760.4785 | 63 | 12805418.1116 | 9582709.9421
t1503 | 9775581.6231 | 9396947.55 | 63 | 12805418.1116 | 9582709.9421
t1504 | 12508862.8999 | 9261218.7205 | 63 | 12805418.1116 | 9582709.9421
t1505 | 14016164.7248 | 8893065.7673 | 63 | 12805418.1116 | 9582709.9421
t1506 | 13397665.0662 | 8713454.5593 | 63 | 12805418.1116 | 9582709.9421
t1507 | 15184032.5223 | 9007601.2833 | 63 | 12805418.1116 | 9582709.9421
t1508 | 16443845.5786 | 9301859.7483 | 63 | 12805418.1116 | 9582709.9421
t1509 | 16853052.7629 | 9535511.5523 | 63 | 12805418.1116 | 9582709.9421
t1510 | 15721974.154 | 9750357.5253 | 63 | 12805418.1116 | 9582709.9421
t1511 | 14606983.9151 | 9981291.8683 | 63 | 12805418.1116 | 9582709.9421
t1512 | 14066272.2911 | 10142801.7653 | 63 | 12805418.1116 | 9582709.9421
t1513 | 13169018.4788 | 10211102.5443 | 64 | 3233105.0743 | 4353303.8234
t1514 | 12099579.8343 | 10194996.1813 | 64 | 3233105.0743 | 4353303.8234
t1515 | 10414642.087 | 10177834.5463 | 64 | 3233105.0743 | 4353303.8234
t1516 | 8690597.5587 | 10092306.9003 | 64 | 3233105.0743 | 4353303.8234
t1517 | 6539999.4978 | 9747671.3631 | 64 | 3233105.0743 | 4353303.8234
t1518 | 4201897.8028 | 6705214.4217 | 64 | 3233105.0743 | 4353303.8234
t1519 | 2592581.4683 | 4555900.6155 | 64 | 3233105.0743 | 4353303.8234
t1520 | 1102948.8151 | 2558039.2904 | 64 | 3233105.0743 | 4353303.8234
t1521 | 104828.0109 | 1154815.1557 | 64 | 3233105.0743 | 4353303.8234
t1522 | 922177.8069 | 2160834.4862 | 64 | 3233105.0743 | 4353303.8234
t1523 | 1598555.106 | 2955918.6295 | 64 | 3233105.0743 | 4353303.8234
t1524 | 1771659.7205 | 3042449.7257 | 64 | 3233105.0743 | 4353303.8234
t1525 | 1966366.1191 | 3205934.1136 | 64 | 3233105.0743 | 4353303.8234
t1526 | 2181974.3037 | 3696541.4591 | 64 | 3233105.0743 | 4353303.8234
t1527 | 2632965.7981 | 4434293.9658 | 64 | 3233105.0743 | 4353303.8234
t1528 | 3062360.0296 | 5237204.9911 | 64 | 3233105.0743 | 4353303.8234
t1529 | 1919423.0053 | 4012664.059 | 64 | 3233105.0743 | 4353303.8234
t1530 | 0 | 1109571.807 | 64 | 3233105.0743 | 4353303.8234
t1531 | 0 | 830815.0785 | 64 | 3233105.0743 | 4353303.8234
t1532 | 0 | 774328.0648 | 64 | 3233105.0743 | 4353303.8234
t1533 | 0 | 924069.5701 | 64 | 3233105.0743 | 4353303.8234
t1534 | 328298.9374 | 1575198.0897 | 64 | 3233105.0743 | 4353303.8234
t1535 | 943949.5809 | 2314586.8171 | 64 | 3233105.0743 | 4353303.8234
t1536 | 1350697.8233 | 2806999.8867 | 64 | 3233105.0743 | 4353303.8234
t1537 | 1552745.4614 | 3047120.7815 | 65 | 980136.4216 | 1539641.7071
t1538 | 1435353.1763 | 2891655.2397 | 65 | 980136.4216 | 1539641.7071
t1539 | 1105499.3428 | 2466618.2649 | 65 | 980136.4216 | 1539641.7071
t1540 | 517262.5752 | 1716570.1568 | 65 | 980136.4216 | 1539641.7071
t1541 | 0 | 937277.7785 | 65 | 980136.4216 | 1539641.7071
t1542 | 0 | 0 | 65 | 980136.4216 | 1539641.7071
t1543 | 0 | 0 | 65 | 980136.4216 | 1539641.7071
t1544 | 0 | 0 | 65 | 980136.4216 | 1539641.7071
t1545 | 0 | 0 | 65 | 980136.4216 | 1539641.7071
t1546 | 0 | 0 | 65 | 980136.4216 | 1539641.7071
t1547 | 0 | 0 | 65 | 980136.4216 | 1539641.7071
t1548 | 0 | 0 | 65 | 980136.4216 | 1539641.7071
t1549 | 0 | 0 | 65 | 980136.4216 | 1539641.7071
t1550 | 0 | 0 | 65 | 980136.4216 | 1539641.7071
t1551 | 0 | 0 | 65 | 980136.4216 | 1539641.7071
t1552 | 0 | 0 | 65 | 980136.4216 | 1539641.7071
t1553 | 0 | 0 | 65 | 980136.4216 | 1539641.7071
t1554 | 0 | 0 | 65 | 980136.4216 | 1539641.7071
t1555 | 0 | 0 | 65 | 980136.4216 | 1539641.7071
t1556 | 0 | 0 | 65 | 980136.4216 | 1539641.7071
t1557 | 0 | 908044.1778 | 65 | 980136.4216 | 1539641.7071
t1558 | 3093397.359 | 5425384.3234 | 65 | 980136.4216 | 1539641.7071
t1559 | 6756134.8156 | 9650064.8893 | 65 | 980136.4216 | 1539641.7071
t1560 | 9062881.3875 | 9908665.3583 | 65 | 980136.4216 | 1539641.7071
t1561 | 9627152.3721 | 10004788.6623 | 66 | 2334763.6918 | 3198313.7035
t1562 | 8888876.294 | 10056511.7953 | 66 | 2334763.6918 | 3198313.7035
t1563 | 7059493.2744 | 10070460.2683 | 66 | 2334763.6918 | 3198313.7035
t1564 | 5192168.4149 | 7971516.1439 | 66 | 2334763.6918 | 3198313.7035
t1565 | 3153777.1135 | 5362025.994 | 66 | 2334763.6918 | 3198313.7035
t1566 | 7166322.5563 | 3541110.4238 | 66 | 2334763.6918 | 3198313.7035
t1567 | 712168.1775 | 2445653.9341 | 66 | 2334763.6918 | 3198313.7035
t1568 | 1005988.0476 | 2380509.1882 | 66 | 2334763.6918 | 3198313.7035
t1569 | 1455961.6396 | 2617565.7386 | 66 | 2334763.6918 | 3198313.7035
t1570 | 1053813.7547 | 2082646.6158 | 66 | 2334763.6918 | 3198313.7035
t1571 | 464738.8605 | 1423244.5052 | 66 | 2334763.6918 | 3198313.7035
t1572 | 0 | 123638.0073 | 66 | 2334763.6918 | 3198313.7035
t1573 | 0 | 0 | 66 | 2334763.6918 | 3198313.7035
t1574 | 0 | 0 | 66 | 2334763.6918 | 3198313.7035
t1575 | 0 | 0 | 66 | 2334763.6918 | 3198313.7035
t1576 | 0 | 0 | 66 | 2334763.6918 | 3198313.7035
t1577 | 0 | 0 | 66 | 2334763.6918 | 3198313.7035
t1578 | 0 | 0 | 66 | 2334763.6918 | 3198313.7035
t1579 | 0 | 0 | 66 | 2334763.6918 | 3198313.7035
t1580 | 0 | 11799.8083 | 66 | 2334763.6918 | 3198313.7035
t1581 | 941385.3475 | 2683236.8352 | 66 | 2334763.6918 | 3198313.7035
t1582 | 2532705.9372 | 4674326.6188 | 66 | 2334763.6918 | 3198313.7035
t1583 | 3357905.8249 | 5651819.5327 | 66 | 2334763.6918 | 3198313.7035
t1584 | 3421870.9886 | 5658674.8116 | 66 | 2334763.6918 | 3198313.7035
t1585 | 3090706.88 | 5184735.9909 | 67 | 1845010.1348 | 2876678.5766
t1586 | 2777095.3445 | 4756904.6857 | 67 | 1845010.1348 | 2876678.5766
t1587 | 2567515.0982 | 4480696.2404 | 67 | 1845010.1348 | 2876678.5766
t1588 | 2202021.2728 | 4020019.2736 | 67 | 1845010.1348 | 2876678.5766
t1589 | 1676455.0435 | 3418306.5312 | 67 | 1845010.1348 | 2876678.5766
t1590 | 983038.0995 | 2724889.5872 | 67 | 1845010.1348 | 2876678.5766
t1591 | 914006.7455 | 2559342.8696 | 67 | 1845010.1348 | 2876678.5766
t1592 | 1087467.9427 | 2004809.7315 | 67 | 1845010.1348 | 2876678.5766
t1593 | 0 | 0 | 67 | 1845010.1348 | 2876678.5766
t1594 | 0 | 0 | 67 | 1845010.1348 | 2876678.5766
t1595 | 39193.9989 | 0 | 67 | 1845010.1348 | 2876678.5766
t1596 | 0 | 0 | 67 | 1845010.1348 | 2876678.5766
t1597 | 0 | 0 | 67 | 1845010.1348 | 2876678.5766
t1598 | 0 | 0 | 67 | 1845010.1348 | 2876678.5766
t1599 | 0 | 0 | 67 | 1845010.1348 | 2876678.5766
t1600 | 0 | 0 | 67 | 1845010.1348 | 2876678.5766
t1601 | 0 | 0 | 67 | 1845010.1348 | 2876678.5766
t1602 | 0 | 0 | 67 | 1845010.1348 | 2876678.5766
t1603 | 0 | 227999.2203 | 67 | 1845010.1348 | 2876678.5766
t1604 | 1629684.8767 | 3657085.7886 | 67 | 1845010.1348 | 2876678.5766
t1605 | 4124873.0467 | 6856629.205 | 67 | 1845010.1348 | 2876678.5766
t1606 | 6359056.1124 | 9428541.5663 | 67 | 1845010.1348 | 2876678.5766
t1607 | 7944499.0921 | 9755837.6543 | 67 | 1845010.1348 | 2876678.5766
t1608 | 8884629.6821 | 9964487.4933 | 67 | 1845010.1348 | 2876678.5766
t1609 | 9779203.5112 | 10069062.1113 | 68 | 10903276.8754 | 8546267.6376
t1610 | 10704292.8975 | 10116374.5963 | 68 | 10903276.8754 | 8546267.6376
t1611 | 11677189.3359 | 10094457.2133 | 68 | 10903276.8754 | 8546267.6376
t1612 | 12867444.9336 | 10055825.1493 | 68 | 10903276.8754 | 8546267.6376
t1613 | 19648599.7357 | 9787329.3163 | 68 | 10903276.8754 | 8546267.6376
t1614 | 14834054.3256 | 9155029.9973 | 68 | 10903276.8754 | 8546267.6376
t1615 | 15514780.0555 | 8598568.6472 | 68 | 10903276.8754 | 8546267.6376
t1616 | 15390662.8927 | 8412103.2237 | 68 | 10903276.8754 | 8546267.6376
t1617 | 15128548.329 | 8455479.7803 | 68 | 10903276.8754 | 8546267.6376
t1618 | 16695631.2935 | 8430890.8156 | 68 | 10903276.8754 | 8546267.6376
t1619 | 21172736.8457 | 8481717.1344 | 68 | 10903276.8754 | 8546267.6376
t1620 | 12770918.3906 | 8609862.843 | 68 | 10903276.8754 | 8546267.6376
t1621 | 9694572.2995 | 8597887.4697 | 68 | 10903276.8754 | 8546267.6376
t1622 | 6975649.0177 | 8644672.1553 | 68 | 10903276.8754 | 8546267.6376
t1623 | 4850516.638 | 6460454.4457 | 68 | 10903276.8754 | 8546267.6376
t1624 | 4039475.6768 | 6104287.6701 | 68 | 10903276.8754 | 8546267.6376
t1625 | 2935000.845 | 5402670.0077 | 68 | 10903276.8754 | 8546267.6376
t1626 | 2774804.227 | 5335230.7308 | 68 | 10903276.8754 | 8546267.6376
t1627 | 5916892.071 | 8518229.8443 | 68 | 10903276.8754 | 8546267.6376
t1628 | 8220454.0597 | 8861423.4203 | 68 | 10903276.8754 | 8546267.6376
t1629 | 8704925.171 | 9141079.9213 | 68 | 10903276.8754 | 8546267.6376
t1630 | 13459682.5884 | 9479517.4073 | 68 | 10903276.8754 | 8546267.6376
t1631 | 6762464.4864 | 9773431.4803 | 68 | 10903276.8754 | 8546267.6376
t1632 | 11160145.3836 | 8524837.9216 | 68 | 10903276.8754 | 8546267.6376
t1633 | 4631615.5761 | 7211078.7081 | 69 | 598223.7339 | 912319.4858
t1634 | 3699801.1457 | 5955641.597 | 69 | 598223.7339 | 912319.4858
t1635 | 2599581.4131 | 4493725.9271 | 69 | 598223.7339 | 912319.4858
t1636 | 1238120.3173 | 2713459.0091 | 69 | 598223.7339 | 912319.4858
t1637 | 0 | 361252.3723 | 69 | 598223.7339 | 912319.4858
t1638 | 0 | 0 | 69 | 598223.7339 | 912319.4858
t1639 | 0 | 0 | 69 | 598223.7339 | 912319.4858
t1640 | 0 | 0 | 69 | 598223.7339 | 912319.4858
t1641 | 0 | 0 | 69 | 598223.7339 | 912319.4858
t1642 | 0 | 0 | 69 | 598223.7339 | 912319.4858
t1643 | 269322.3805 | 0 | 69 | 598223.7339 | 912319.4858
t1644 | 1153859.4044 | 640430.3496 | 69 | 598223.7339 | 912319.4858
t1645 | 765069.376 | 312628.8626 | 69 | 598223.7339 | 912319.4858
t1646 | 0 | 0 | 69 | 598223.7339 | 912319.4858
t1647 | 0 | 0 | 69 | 598223.7339 | 912319.4858
t1648 | 0 | 0 | 69 | 598223.7339 | 912319.4858
t1649 | 0 | 0 | 69 | 598223.7339 | 912319.4858
t1650 | 0 | 0 | 69 | 598223.7339 | 912319.4858
t1651 | 0 | 0 | 69 | 598223.7339 | 912319.4858
t1652 | 0 | 0 | 69 | 598223.7339 | 912319.4858
t1653 | 0 | 0 | 69 | 598223.7339 | 912319.4858
t1654 | 0 | 0 | 69 | 598223.7339 | 912319.4858
t1655 | 0 | 0 | 69 | 598223.7339 | 912319.4858
t1656 | 0 | 207450.8336 | 69 | 598223.7339 | 912319.4858
t1657 | 0 | 709189.0392 | 70 | 3162641.3398 | 3908274.3184
t1658 | 0 | 935127.3099 | 70 | 3162641.3398 | 3908274.3184
t1659 | 446700.4846 | 1522269.9825 | 70 | 3162641.3398 | 3908274.3184
t1660 | 1148515.0716 | 2462042.423 | 70 | 3162641.3398 | 3908274.3184
t1661 | 2097467.5411 | 3744135.8874 | 70 | 3162641.3398 | 3908274.3184
t1662 | 3042512.1667 | 5069913.0786 | 70 | 3162641.3398 | 3908274.3184
t1663 | 4114463.8552 | 6262391.6175 | 70 | 3162641.3398 | 3908274.3184
t1664 | 4350750.6859 | 5890117.3852 | 70 | 3162641.3398 | 3908274.3184
t1665 | 2348552.3606 | 2551661.3107 | 70 | 3162641.3398 | 3908274.3184
t1666 | 2970872.3493 | 2948878.8754 | 70 | 3162641.3398 | 3908274.3184
t1667 | 4724019.1239 | 5016936.95 | 70 | 3162641.3398 | 3908274.3184
t1668 | 3846087.6698 | 3759413.5365 | 70 | 3162641.3398 | 3908274.3184
t1669 | 2423379.8424 | 1986279.5638 | 70 | 3162641.3398 | 3908274.3184
t1670 | 1130058.2285 | 549271.9227 | 70 | 3162641.3398 | 3908274.3184
t1671 | 53958.7714 | 0 | 70 | 3162641.3398 | 3908274.3184
t1672 | 0 | 0 | 70 | 3162641.3398 | 3908274.3184
t1673 | 0 | 0 | 70 | 3162641.3398 | 3908274.3184
t1674 | 0 | 0 | 70 | 3162641.3398 | 3908274.3184
t1675 | 1405527.4408 | 3223525.4416 | 70 | 3162641.3398 | 3908274.3184
t1676 | 4954936.7474 | 7829467.6177 | 70 | 3162641.3398 | 3908274.3184
t1677 | 13326959.9969 | 9697905.5763 | 70 | 3162641.3398 | 3908274.3184
t1678 | 9012866.9203 | 9946428.5813 | 70 | 3162641.3398 | 3908274.3184
t1679 | 8050446.3437 | 10154377.2063 | 70 | 3162641.3398 | 3908274.3184
t1680 | 6455316.5542 | 9539250.3357 | 70 | 3162641.3398 | 3908274.3184
t1681 | 5160217.4053 | 7796790.4222 | 71 | 5807175.0715 | 6102614.472
t1682 | 4141602.8639 | 6435516.5717 | 71 | 5807175.0715 | 6102614.472
t1683 | 3157918.3265 | 5128209.3535 | 71 | 5807175.0715 | 6102614.472
t1684 | 2979146.1623 | 4901845.6186 | 71 | 5807175.0715 | 6102614.472
t1685 | 3783013.1955 | 5991262.076 | 71 | 5807175.0715 | 6102614.472
t1686 | 4556761.5348 | 7060078.1537 | 71 | 5807175.0715 | 6102614.472
t1687 | 5681749.9102 | 8184281.0959 | 71 | 5807175.0715 | 6102614.472
t1688 | 6508664.8127 | 8641683.7431 | 71 | 5807175.0715 | 6102614.472
t1689 | 10367880.953 | 9545801.31 | 71 | 5807175.0715 | 6102614.472
t1690 | 14460359.432 | 9494068.2423 | 71 | 5807175.0715 | 6102614.472
t1691 | 14366760.1548 | 9520863.157 | 71 | 5807175.0715 | 6102614.472
t1692 | 18430797.0418 | 9568363.404 | 71 | 5807175.0715 | 6102614.472
t1693 | 11066281.7183 | 9641962.9258 | 71 | 5807175.0715 | 6102614.472
t1694 | 9538992.1418 | 9722781.1512 | 71 | 5807175.0715 | 6102614.472
t1695 | 8102093.5543 | 9712305.484 | 71 | 5807175.0715 | 6102614.472
t1696 | 5844636.8989 | 8095571.9925 | 71 | 5807175.0715 | 6102614.472
t1697 | 3153738.0119 | 5368717.5043 | 71 | 5807175.0715 | 6102614.472
t1698 | 854141.9824 | 2576956.8418 | 71 | 5807175.0715 | 6102614.472
t1699 | 532055.2468 | 2112095.3941 | 71 | 5807175.0715 | 6102614.472
t1700 | 901249.3139 | 2509844.4036 | 71 | 5807175.0715 | 6102614.472
t1701 | 829795.4434 | 2324170.7635 | 71 | 5807175.0715 | 6102614.472
t1702 | 358851.8044 | 1605750.9567 | 71 | 5807175.0715 | 6102614.472
t1703 | 0 | 523826.7628 | 71 | 5807175.0715 | 6102614.472
t1704 | 4595493.808 | 0 | 71 | 5807175.0715 | 6102614.472
t1705 | 4247318.8424 | 0 | 72 | 546453.826 | 182044.8219
t1706 | 3973490.382 | 0 | 72 | 546453.826 | 182044.8219
t1707 | 0 | 0 | 72 | 546453.826 | 182044.8219
t1708 | 0 | 0 | 72 | 546453.826 | 182044.8219
t1709 | 0 | 0 | 72 | 546453.826 | 182044.8219
t1710 | 0 | 0 | 72 | 546453.826 | 182044.8219
t1711 | 0 | 0 | 72 | 546453.826 | 182044.8219
t1712 | 0 | 0 | 72 | 546453.826 | 182044.8219
t1713 | 0 | 0 | 72 | 546453.826 | 182044.8219
t1714 | 0 | 0 | 72 | 546453.826 | 182044.8219
t1715 | 0 | 0 | 72 | 546453.826 | 182044.8219
t1716 | 0 | 0 | 72 | 546453.826 | 182044.8219
t1717 | 0 | 0 | 72 | 546453.826 | 182044.8219
t1718 | 0 | 0 | 72 | 546453.826 | 182044.8219
t1719 | 0 | 0 | 72 | 546453.826 | 182044.8219
t1720 | 0 | 0 | 72 | 546453.826 | 182044.8219
t1721 | 0 | 0 | 72 | 546453.826 | 182044.8219
t1722 | 0 | 0 | 72 | 546453.826 | 182044.8219
t1723 | 0 | 0 | 72 | 546453.826 | 182044.8219
t1724 | 0 | 592962.2066 | 72 | 546453.826 | 182044.8219
t1725 | 244828.3911 | 1663057.198 | 72 | 546453.826 | 182044.8219
t1726 | 191625.8665 | 1467079.9613 | 72 | 546453.826 | 182044.8219
t1727 | 0 | 645976.3598 | 72 | 546453.826 | 182044.8219
t1728 | 4457628.3419 | 0 | 72 | 546453.826 | 182044.8219
t1729 | 0 | 0 | 73 | 304331.5933 | 0
t1730 | 0 | 0 | 73 | 304331.5933 | 0
t1731 | 0 | 0 | 73 | 304331.5933 | 0
t1732 | 0 | 0 | 73 | 304331.5933 | 0
t1733 | 0 | 0 | 73 | 304331.5933 | 0
t1734 | 0 | 0 | 73 | 304331.5933 | 0
t1735 | 0 | 0 | 73 | 304331.5933 | 0
t1736 | 0 | 0 | 73 | 304331.5933 | 0
t1737 | 1605456.7243 | 0 | 73 | 304331.5933 | 0
t1738 | 0 | 0 | 73 | 304331.5933 | 0
t1739 | 0 | 0 | 73 | 304331.5933 | 0
t1740 | 0 | 0 | 73 | 304331.5933 | 0
t1741 | 0 | 0 | 73 | 304331.5933 | 0
t1742 | 0 | 0 | 73 | 304331.5933 | 0
t1743 | 0 | 0 | 73 | 304331.5933 | 0
t1744 | 0 | 0 | 73 | 304331.5933 | 0
t1745 | 0 | 0 | 73 | 304331.5933 | 0
t1746 | 0 | 0 | 73 | 304331.5933 | 0
t1747 | 0 | 0 | 73 | 304331.5933 | 0
t1748 | 0 | 0 | 73 | 304331.5933 | 0
t1749 | 1426295.67 | 0 | 73 | 304331.5933 | 0
t1750 | 0 | 0 | 73 | 304331.5933 | 0
t1751 | 2062056.6102 | 0 | 73 | 304331.5933 | 0
t1752 | 2210149.2354 | 0 | 73 | 304331.5933 | 0
t1753 | 0 | 0 | 74 | 377477.9668 | 255444.6108
t1754 | 2563115.3626 | 0 | 74 | 377477.9668 | 255444.6108
t1755 | 0 | 0 | 74 | 377477.9668 | 255444.6108
t1756 | 0 | 0 | 74 | 377477.9668 | 255444.6108
t1757 | 0 | 0 | 74 | 377477.9668 | 255444.6108
t1758 | 0 | 0 | 74 | 377477.9668 | 255444.6108
t1759 | 3966102.4048 | 0 | 74 | 377477.9668 | 255444.6108
t1760 | 0 | 0 | 74 | 377477.9668 | 255444.6108
t1761 | 0 | 0 | 74 | 377477.9668 | 255444.6108
t1762 | 0 | 0 | 74 | 377477.9668 | 255444.6108
t1763 | 0 | 0 | 74 | 377477.9668 | 255444.6108
t1764 | 0 | 0 | 74 | 377477.9668 | 255444.6108
t1765 | 0 | 0 | 74 | 377477.9668 | 255444.6108
t1766 | 0 | 0 | 74 | 377477.9668 | 255444.6108
t1767 | 0 | 0 | 74 | 377477.9668 | 255444.6108
t1768 | 0 | 0 | 74 | 377477.9668 | 255444.6108
t1769 | 0 | 0 | 74 | 377477.9668 | 255444.6108
t1770 | 0 | 0 | 74 | 377477.9668 | 255444.6108
t1771 | 0 | 0 | 74 | 377477.9668 | 255444.6108
t1772 | 0 | 0 | 74 | 377477.9668 | 255444.6108
t1773 | 0 | 0 | 74 | 377477.9668 | 255444.6108
t1774 | 0 | 573593.3265 | 74 | 377477.9668 | 255444.6108
t1775 | 894410.1361 | 2322157.2572 | 74 | 377477.9668 | 255444.6108
t1776 | 1635843.2999 | 3234920.0754 | 74 | 377477.9668 | 255444.6108
t1777 | 2017902.6802 | 3702644.2831 | 75 | 884551.0308 | 820654.1717
t1778 | 2477257.3978 | 4295255.3986 | 75 | 884551.0308 | 820654.1717
t1779 | 2807414.1543 | 4739631.9248 | 75 | 884551.0308 | 820654.1717
t1780 | 2076646.8374 | 3789943.3826 | 75 | 884551.0308 | 820654.1717
t1781 | 6483268.4151 | 2353585.6332 | 75 | 884551.0308 | 820654.1717
t1782 | 0 | 814639.4977 | 75 | 884551.0308 | 820654.1717
t1783 | 0 | 0 | 75 | 884551.0308 | 820654.1717
t1784 | 0 | 0 | 75 | 884551.0308 | 820654.1717
t1785 | 0 | 0 | 75 | 884551.0308 | 820654.1717
t1786 | 1906037.0154 | 0 | 75 | 884551.0308 | 820654.1717
t1787 | 0 | 0 | 75 | 884551.0308 | 820654.1717
t1788 | 0 | 0 | 75 | 884551.0308 | 820654.1717
t1789 | 0 | 0 | 75 | 884551.0308 | 820654.1717
t1790 | 0 | 0 | 75 | 884551.0308 | 820654.1717
t1791 | 0 | 0 | 75 | 884551.0308 | 820654.1717
t1792 | 0 | 0 | 75 | 884551.0308 | 820654.1717
t1793 | 0 | 0 | 75 | 884551.0308 | 820654.1717
t1794 | 0 | 0 | 75 | 884551.0308 | 820654.1717
t1795 | 0 | 0 | 75 | 884551.0308 | 820654.1717
t1796 | 1240119.3331 | 0 | 75 | 884551.0308 | 820654.1717
t1797 | 0 | 0 | 75 | 884551.0308 | 820654.1717
t1798 | 0 | 0 | 75 | 884551.0308 | 820654.1717
t1799 | 2220578.9062 | 0 | 75 | 884551.0308 | 820654.1717
t1800 | 0 | 0 | 75 | 884551.0308 | 820654.1717
t1801 | 0 | 0 | 76 | 163913.1532 | 0
t1802 | 0 | 0 | 76 | 163913.1532 | 0
t1803 | 0 | 0 | 76 | 163913.1532 | 0
t1804 | 0 | 0 | 76 | 163913.1532 | 0
t1805 | 0 | 0 | 76 | 163913.1532 | 0
t1806 | 0 | 0 | 76 | 163913.1532 | 0
t1807 | 0 | 0 | 76 | 163913.1532 | 0
t1808 | 0 | 0 | 76 | 163913.1532 | 0
t1809 | 0 | 0 | 76 | 163913.1532 | 0
t1810 | 0 | 0 | 76 | 163913.1532 | 0
t1811 | 0 | 0 | 76 | 163913.1532 | 0
t1812 | 0 | 0 | 76 | 163913.1532 | 0
t1813 | 0 | 0 | 76 | 163913.1532 | 0
t1814 | 0 | 0 | 76 | 163913.1532 | 0
t1815 | 0 | 0 | 76 | 163913.1532 | 0
t1816 | 1396881.3436 | 0 | 76 | 163913.1532 | 0
t1817 | 0 | 0 | 76 | 163913.1532 | 0
t1818 | 0 | 0 | 76 | 163913.1532 | 0
t1819 | 0 | 0 | 76 | 163913.1532 | 0
t1820 | 0 | 0 | 76 | 163913.1532 | 0
t1821 | 0 | 0 | 76 | 163913.1532 | 0
t1822 | 2537034.3328 | 0 | 76 | 163913.1532 | 0
t1823 | 0 | 0 | 76 | 163913.1532 | 0
t1824 | 0 | 0 | 76 | 163913.1532 | 0
t1825 | 0 | 0 | 77 | 1075815.7727 | 759307.8305
t1826 | 0 | 0 | 77 | 1075815.7727 | 759307.8305
t1827 | 0 | 0 | 77 | 1075815.7727 | 759307.8305
t1828 | 0 | 0 | 77 | 1075815.7727 | 759307.8305
t1829 | 0 | 0 | 77 | 1075815.7727 | 759307.8305
t1830 | 0 | 0 | 77 | 1075815.7727 | 759307.8305
t1831 | 2052091.3706 | 0 | 77 | 1075815.7727 | 759307.8305
t1832 | 0 | 0 | 77 | 1075815.7727 | 759307.8305
t1833 | 0 | 0 | 77 | 1075815.7727 | 759307.8305
t1834 | 0 | 0 | 77 | 1075815.7727 | 759307.8305
t1835 | 1867745.8078 | 0 | 77 | 1075815.7727 | 759307.8305
t1836 | 0 | 0 | 77 | 1075815.7727 | 759307.8305
t1837 | 0 | 0 | 77 | 1075815.7727 | 759307.8305
t1838 | 0 | 0 | 77 | 1075815.7727 | 759307.8305
t1839 | 0 | 0 | 77 | 1075815.7727 | 759307.8305
t1840 | 0 | 0 | 77 | 1075815.7727 | 759307.8305
t1841 | 0 | 0 | 77 | 1075815.7727 | 759307.8305
t1842 | 0 | 0 | 77 | 1075815.7727 | 759307.8305
t1843 | 0 | 0 | 77 | 1075815.7727 | 759307.8305
t1844 | 0 | 0 | 77 | 1075815.7727 | 759307.8305
t1845 | 0 | 737613.2177 | 77 | 1075815.7727 | 759307.8305
t1846 | 6360583.046 | 2192827.0075 | 77 | 1075815.7727 | 759307.8305
t1847 | 3140750.801 | 5225261.5977 | 77 | 1075815.7727 | 759307.8305
t1848 | 12398407.5189 | 10067686.1094 | 77 | 1075815.7727 | 759307.8305
t1849 | 15483355.257 | 10247806.2733 | 78 | 5277485.4832 | 5713993.1551
t1850 | 10759964.0831 | 10247806.2733 | 78 | 5277485.4832 | 5713993.1551
t1851 | 10410354.2116 | 10247806.2733 | 78 | 5277485.4832 | 5713993.1551
t1852 | 9503028.4314 | 10247806.2733 | 78 | 5277485.4832 | 5713993.1551
t1853 | 8484620.6321 | 10247806.2733 | 78 | 5277485.4832 | 5713993.1551
t1854 | 7632916.028 | 10204994.5713 | 78 | 5277485.4832 | 5713993.1551
t1855 | 12393926.4236 | 9929458.7725 | 78 | 5277485.4832 | 5713993.1551
t1856 | 4894447.9446 | 7531082.5905 | 78 | 5277485.4832 | 5713993.1551
t1857 | 5090288.6026 | 7652596.7416 | 78 | 5277485.4832 | 5713993.1551
t1858 | 6899199.9839 | 9360663.8564 | 78 | 5277485.4832 | 5713993.1551
t1859 | 6035547.6467 | 8480001.2514 | 78 | 5277485.4832 | 5713993.1551
t1860 | 4540736.8721 | 6697821.0464 | 78 | 5277485.4832 | 5713993.1551
t1861 | 3125418.3328 | 4991495.6884 | 78 | 5277485.4832 | 5713993.1551
t1862 | 1773756.3354 | 3064976.82 | 78 | 5277485.4832 | 5713993.1551
t1863 | 196559.602 | 1029930.6878 | 78 | 5277485.4832 | 5713993.1551
t1864 | 0 | 0 | 78 | 5277485.4832 | 5713993.1551
t1865 | 0 | 0 | 78 | 5277485.4832 | 5713993.1551
t1866 | 0 | 0 | 78 | 5277485.4832 | 5713993.1551
t1867 | 0 | 0 | 78 | 5277485.4832 | 5713993.1551
t1868 | 196606.7261 | 1624353.8472 | 78 | 5277485.4832 | 5713993.1551
t1869 | 7310401.5569 | 3599524.5972 | 78 | 5277485.4832 | 5713993.1551
t1870 | 8042713.2715 | 4465092.7097 | 78 | 5277485.4832 | 5713993.1551
t1871 | 2252659.6608 | 4070657.6616 | 78 | 5277485.4832 | 5713993.1551
t1872 | 1633149.9937 | 3194153.5127 | 78 | 5277485.4832 | 5713993.1551
t1873 | 921032.3186 | 2225041.3558 | 79 | 232519.9462 | 204225.8475
t1874 | 288971.7666 | 1364541.2645 | 79 | 232519.9462 | 204225.8475
t1875 | 0 | 588273.677 | 79 | 232519.9462 | 204225.8475
t1876 | 0 | 166682.1162 | 79 | 232519.9462 | 204225.8475
t1877 | 4370474.624 | 0 | 79 | 232519.9462 | 204225.8475
t1878 | 0 | 0 | 79 | 232519.9462 | 204225.8475
t1879 | 0 | 0 | 79 | 232519.9462 | 204225.8475
t1880 | 0 | 0 | 79 | 232519.9462 | 204225.8475
t1881 | 0 | 0 | 79 | 232519.9462 | 204225.8475
t1882 | 0 | 0 | 79 | 232519.9462 | 204225.8475
t1883 | 0 | 0 | 79 | 232519.9462 | 204225.8475
t1884 | 0 | 0 | 79 | 232519.9462 | 204225.8475
t1885 | 0 | 0 | 79 | 232519.9462 | 204225.8475
t1886 | 0 | 0 | 79 | 232519.9462 | 204225.8475
t1887 | 0 | 0 | 79 | 232519.9462 | 204225.8475
t1888 | 0 | 0 | 79 | 232519.9462 | 204225.8475
t1889 | 0 | 0 | 79 | 232519.9462 | 204225.8475
t1890 | 0 | 0 | 79 | 232519.9462 | 204225.8475
t1891 | 0 | 0 | 79 | 232519.9462 | 204225.8475
t1892 | 0 | 0 | 79 | 232519.9462 | 204225.8475
t1893 | 0 | 0 | 79 | 232519.9462 | 204225.8475
t1894 | 0 | 0 | 79 | 232519.9462 | 204225.8475
t1895 | 0 | 0 | 79 | 232519.9462 | 204225.8475
t1896 | 0 | 556881.9255 | 79 | 232519.9462 | 204225.8475
t1897 | 391811.6762 | 1600637.572 | 80 | 1392612.8296 | 1064345.5799
t1898 | 1370396.2064 | 2864771.5265 | 80 | 1392612.8296 | 1064345.5799
t1899 | 1655642.5658 | 3245201.0273 | 80 | 1392612.8296 | 1064345.5799
t1900 | 6465263.2579 | 2278470.5911 | 80 | 1392612.8296 | 1064345.5799
t1901 | 0 | 385282.3963 | 80 | 1392612.8296 | 1064345.5799
t1902 | 3666911.628 | 0 | 80 | 1392612.8296 | 1064345.5799
t1903 | 0 | 0 | 80 | 1392612.8296 | 1064345.5799
t1904 | 0 | 0 | 80 | 1392612.8296 | 1064345.5799
t1905 | 0 | 0 | 80 | 1392612.8296 | 1064345.5799
t1906 | 0 | 0 | 80 | 1392612.8296 | 1064345.5799
t1907 | 4504254.2609 | 0 | 80 | 1392612.8296 | 1064345.5799
t1908 | 0 | 0 | 80 | 1392612.8296 | 1064345.5799
t1909 | 4048550.0735 | 0 | 80 | 1392612.8296 | 1064345.5799
t1910 | 0 | 0 | 80 | 1392612.8296 | 1064345.5799
t1911 | 0 | 0 | 80 | 1392612.8296 | 1064345.5799
t1912 | 0 | 0 | 80 | 1392612.8296 | 1064345.5799
t1913 | 0 | 0 | 80 | 1392612.8296 | 1064345.5799
t1914 | 0 | 0 | 80 | 1392612.8296 | 1064345.5799
t1915 | 0 | 1164622.4191 | 80 | 1392612.8296 | 1064345.5799
t1916 | 1316565.9132 | 3220228.7412 | 80 | 1392612.8296 | 1064345.5799
t1917 | 7570371.3428 | 4049860.6658 | 80 | 1392612.8296 | 1064345.5799
t1918 | 1517393.4155 | 3268763.2173 | 80 | 1392612.8296 | 1064345.5799
t1919 | 677278.1019 | 2057433.6523 | 80 | 1392612.8296 | 1064345.5799
t1920 | 238269.469 | 1409022.1083 | 80 | 1392612.8296 | 1064345.5799
t1921 | 259344.4869 | 1401542.1837 | 81 | 9549574.8333 | 6592772.1079
t1922 | 503203.2952 | 1702510.8768 | 81 | 9549574.8333 | 6592772.1079
t1923 | 759098.7335 | 2044071.1425 | 81 | 9549574.8333 | 6592772.1079
t1924 | 6788818.2673 | 2697208.7419 | 81 | 9549574.8333 | 6592772.1079
t1925 | 1786769.6504 | 3519102.824 | 81 | 9549574.8333 | 6592772.1079
t1926 | 1710061.4311 | 3585169.3167 | 81 | 9549574.8333 | 6592772.1079
t1927 | 7317863.7467 | 3680648.4947 | 81 | 9549574.8333 | 6592772.1079
t1928 | 808269.406 | 2142594.3868 | 81 | 9549574.8333 | 6592772.1079
t1929 | 2434607.9059 | 3583905.9885 | 81 | 9549574.8333 | 6592772.1079
t1930 | 11040607.3441 | 6641090.3946 | 81 | 9549574.8333 | 6592772.1079
t1931 | 8288402.1151 | 8752762.8487 | 81 | 9549574.8333 | 6592772.1079
t1932 | 11076974.8093 | 8844213.9803 | 81 | 9549574.8333 | 6592772.1079
t1933 | 13455662.2942 | 8797011.0006 | 81 | 9549574.8333 | 6592772.1079
t1934 | 16001589.6816 | 8862706.3333 | 81 | 9549574.8333 | 6592772.1079
t1935 | 18331388.7989 | 9041805.6686 | 81 | 9549574.8333 | 6592772.1079
t1936 | 19576757.8177 | 9027020.8428 | 81 | 9549574.8333 | 6592772.1079
t1937 | 19586610.1493 | 8741872.5305 | 81 | 9549574.8333 | 6592772.1079
t1938 | 17491003.6 | 8651982.4273 | 81 | 9549574.8333 | 6592772.1079
t1939 | 14463214.8088 | 8637894.3303 | 81 | 9549574.8333 | 6592772.1079
t1940 | 12914582.1962 | 8932593.2103 | 81 | 9549574.8333 | 6592772.1079
t1941 | 11691762.807 | 9260513.0133 | 81 | 9549574.8333 | 6592772.1079
t1942 | 10464768.5778 | 9613517.2063 | 81 | 9549574.8333 | 6592772.1079
t1943 | 14712720.7075 | 9942556.3153 | 81 | 9549574.8333 | 6592772.1079
t1944 | 7725713.3693 | 10122236.5323 | 81 | 9549574.8333 | 6592772.1079
t1945 | 6560904.4265 | 9711466.407 | 82 | 2030765.1325 | 2351347.5936
t1946 | 5705301.7523 | 8570314.3086 | 82 | 2030765.1325 | 2351347.5936
t1947 | 5330537.4908 | 8081330.2774 | 82 | 2030765.1325 | 2351347.5936
t1948 | 4650296.211 | 7210722.7148 | 82 | 2030765.1325 | 2351347.5936
t1949 | 8833154.4085 | 5483973.386 | 82 | 2030765.1325 | 2351347.5936
t1950 | 1591254.0995 | 3431623.22 | 82 | 2030765.1325 | 2351347.5936
t1951 | 109253.8696 | 1539426.7909 | 82 | 2030765.1325 | 2351347.5936
t1952 | 0 | 0 | 82 | 2030765.1325 | 2351347.5936
t1953 | 1397168.4652 | 2971815.4708 | 82 | 2030765.1325 | 2351347.5936
t1954 | 8067046.6238 | 4299912.0892 | 82 | 2030765.1325 | 2351347.5936
t1955 | 1551928.7961 | 2866672.9835 | 82 | 2030765.1325 | 2351347.5936
t1956 | 804060.0958 | 1592691.5662 | 82 | 2030765.1325 | 2351347.5936
t1957 | 316058.6491 | 644114.6473 | 82 | 2030765.1325 | 2351347.5936
t1958 | 0 | 28278.3839 | 82 | 2030765.1325 | 2351347.5936
t1959 | 0 | 0 | 82 | 2030765.1325 | 2351347.5936
t1960 | 3821398.2921 | 0 | 82 | 2030765.1325 | 2351347.5936
t1961 | 0 | 0 | 82 | 2030765.1325 | 2351347.5936
t1962 | 0 | 0 | 82 | 2030765.1325 | 2351347.5936
t1963 | 0 | 0 | 82 | 2030765.1325 | 2351347.5936
t1964 | 0 | 0 | 82 | 2030765.1325 | 2351347.5936
t1965 | 0 | 0 | 82 | 2030765.1325 | 2351347.5936
t1966 | 0 | 0 | 82 | 2030765.1325 | 2351347.5936
t1967 | 0 | 0 | 82 | 2030765.1325 | 2351347.5936
t1968 | 0 | 0 | 82 | 2030765.1325 | 2351347.5936
t1969 | 2684187.4043 | 0 | 83 | 10068408.4725 | 5495283.7205
t1970 | 0 | 0 | 83 | 10068408.4725 | 5495283.7205
t1971 | 0 | 0 | 83 | 10068408.4725 | 5495283.7205
t1972 | 0 | 0 | 83 | 10068408.4725 | 5495283.7205
t1973 | 0 | 0 | 83 | 10068408.4725 | 5495283.7205
t1974 | 0 | 0 | 83 | 10068408.4725 | 5495283.7205
t1975 | 0 | 0 | 83 | 10068408.4725 | 5495283.7205
t1976 | 0 | 0 | 83 | 10068408.4725 | 5495283.7205
t1977 | 4100996.024 | 0 | 83 | 10068408.4725 | 5495283.7205
t1978 | 1689572.2248 | 2912044.2312 | 83 | 10068408.4725 | 5495283.7205
t1979 | 5099954.5133 | 6669637.1562 | 83 | 10068408.4725 | 5495283.7205
t1980 | 9421666.299 | 9014488.2754 | 83 | 10068408.4725 | 5495283.7205
t1981 | 18612081.3845 | 9173414.4681 | 83 | 10068408.4725 | 5495283.7205
t1982 | 21390770.5136 | 9388910.5393 | 83 | 10068408.4725 | 5495283.7205
t1983 | 17744820.9495 | 9447718.7596 | 83 | 10068408.4725 | 5495283.7205
t1984 | 18613461.6324 | 9348505.1504 | 83 | 10068408.4725 | 5495283.7205
t1985 | 18207113.2897 | 8964993.7884 | 83 | 10068408.4725 | 5495283.7205
t1986 | 22012760.8863 | 8845197.4723 | 83 | 10068408.4725 | 5495283.7205
t1987 | 19857848.0231 | 8972504.5523 | 83 | 10068408.4725 | 5495283.7205
t1988 | 13677855.3487 | 9315496.3723 | 83 | 10068408.4725 | 5495283.7205
t1989 | 20424873.794 | 9598048.7833 | 83 | 10068408.4725 | 5495283.7205
t1990 | 16322498.7316 | 9882734.4223 | 83 | 10068408.4725 | 5495283.7205
t1991 | 16398777.2054 | 10105309.0463 | 83 | 10068408.4725 | 5495283.7205
t1992 | 15382565.1148 | 10247806.2733 | 83 | 10068408.4725 | 5495283.7205
t1993 | 13911228.0906 | 10247806.2733 | 84 | 17390923.4409 | 9845763.5122
t1994 | 12794085.4359 | 10247806.2733 | 84 | 17390923.4409 | 9845763.5122
t1995 | 16942064.927 | 10247806.2733 | 84 | 17390923.4409 | 9845763.5122
t1996 | 10012690.2561 | 10247806.2733 | 84 | 17390923.4409 | 9845763.5122
t1997 | 9240874.5331 | 10247806.2733 | 84 | 17390923.4409 | 9845763.5122
t1998 | 8427888.2703 | 10202123.8961 | 84 | 17390923.4409 | 9845763.5122
t1999 | 7569751.1537 | 9925341.5796 | 84 | 17390923.4409 | 9845763.5122
t2000 | 7069472.8489 | 9518292.8942 | 84 | 17390923.4409 | 9845763.5122
t2001 | 10191601.9888 | 9550057.3771 | 84 | 17390923.4409 | 9845763.5122
t2002 | 13098018.3594 | 9499577.3085 | 84 | 17390923.4409 | 9845763.5122
t2003 | 14829168.671 | 9535753.5519 | 84 | 17390923.4409 | 9845763.5122
t2004 | 17434693.2765 | 9659223.255 | 84 | 17390923.4409 | 9845763.5122
t2005 | 20869288.2673 | 9741428.7579 | 84 | 17390923.4409 | 9845763.5122
t2006 | 23332180.9673 | 9819200.7664 | 84 | 17390923.4409 | 9845763.5122
t2007 | 25225182.1123 | 9845283.9352 | 84 | 17390923.4409 | 9845763.5122
t2008 | 23388044.3627 | 9713352.2056 | 84 | 17390923.4409 | 9845763.5122
t2009 | 22341080.2014 | 9420998.5239 | 84 | 17390923.4409 | 9845763.5122
t2010 | 22346485.5239 | 9294135.2253 | 84 | 17390923.4409 | 9845763.5122
t2011 | 22752550.9424 | 9349089.8833 | 84 | 17390923.4409 | 9845763.5122
t2012 | 22847555.1092 | 9590390.2003 | 84 | 17390923.4409 | 9845763.5122
t2013 | 22648030.4046 | 9829753.9463 | 84 | 17390923.4409 | 9845763.5122
t2014 | 22536842.7711 | 10069677.0733 | 84 | 17390923.4409 | 9845763.5122
t2015 | 22348201.9955 | 10247806.2733 | 84 | 17390923.4409 | 9845763.5122
t2016 | 25225182.1123 | 10247806.2733 | 84 | 17390923.4409 | 9845763.5122
t2017 | 21603987.6781 | 10247806.2733 | 85 | 14875145.459 | 9778106.066
t2018 | 25225182.1123 | 10247806.2733 | 85 | 14875145.459 | 9778106.066
t2019 | 20565105.5756 | 10247806.2733 | 85 | 14875145.459 | 9778106.066
t2020 | 24947765.97 | 10247806.2733 | 85 | 14875145.459 | 9778106.066
t2021 | 18098620.0914 | 10247806.2733 | 85 | 14875145.459 | 9778106.066
t2022 | 16723531.8518 | 10212881.4369 | 85 | 14875145.459 | 9778106.066
t2023 | 14760543.8671 | 9942350.5342 | 85 | 14875145.459 | 9778106.066
t2024 | 17341605.1496 | 9748819.8922 | 85 | 14875145.459 | 9778106.066
t2025 | 12125674.3062 | 9637641.3986 | 85 | 14875145.459 | 9778106.066
t2026 | 13162421.5539 | 9620654.9742 | 85 | 14875145.459 | 9778106.066
t2027 | 14264606.2849 | 9732386.8588 | 85 | 14875145.459 | 9778106.066
t2028 | 14542923.761 | 9830625.0157 | 85 | 14875145.459 | 9778106.066
t2029 | 14998887.8452 | 9921906.5221 | 85 | 14875145.459 | 9778106.066
t2030 | 21130061.9752 | 9981005.1847 | 85 | 14875145.459 | 9778106.066
t2031 | 16008529.3486 | 9913821.7609 | 85 | 14875145.459 | 9778106.066
t2032 | 15669792.5308 | 9616820.4614 | 85 | 14875145.459 | 9778106.066
t2033 | 20328183.3388 | 9474507.4416 | 85 | 14875145.459 | 9778106.066
t2034 | 11295762.652 | 9506154.6449 | 85 | 14875145.459 | 9778106.066
t2035 | 9310709.7294 | 9454272.1793 | 85 | 14875145.459 | 9778106.066
t2036 | 8803677.7674 | 9678720.9683 | 85 | 14875145.459 | 9778106.066
t2037 | 7646004.2904 | 9984008.9933 | 85 | 14875145.459 | 9778106.066
t2038 | 7077479.1172 | 10247806.2733 | 85 | 14875145.459 | 9778106.066
t2039 | 6431729.224 | 9468071.4348 | 85 | 14875145.459 | 9778106.066
t2040 | 4940704.9948 | 7463058.242 | 85 | 14875145.459 | 9778106.066
t2041 | 3266496.2625 | 5236787.2895 | 86 | 1131486.1405 | 1363011.6457
t2042 | 1687427.5023 | 3153247.8799 | 86 | 1131486.1405 | 1363011.6457
t2043 | 5946273.3296 | 1454894.6103 | 86 | 1131486.1405 | 1363011.6457
t2044 | 0 | 0 | 86 | 1131486.1405 | 1363011.6457
t2045 | 0 | 0 | 86 | 1131486.1405 | 1363011.6457
t2046 | 0 | 0 | 86 | 1131486.1405 | 1363011.6457
t2047 | 0 | 0 | 86 | 1131486.1405 | 1363011.6457
t2048 | 0 | 0 | 86 | 1131486.1405 | 1363011.6457
t2049 | 0 | 0 | 86 | 1131486.1405 | 1363011.6457
t2050 | 0 | 0 | 86 | 1131486.1405 | 1363011.6457
t2051 | 0 | 0 | 86 | 1131486.1405 | 1363011.6457
t2052 | 0 | 0 | 86 | 1131486.1405 | 1363011.6457
t2053 | 1062830.4827 | 491018.326 | 86 | 1131486.1405 | 1363011.6457
t2054 | 3430526.2144 | 3772713.4832 | 86 | 1131486.1405 | 1363011.6457
t2055 | 4771929.274 | 5961243.8773 | 86 | 1131486.1405 | 1363011.6457
t2056 | 3606336.4965 | 5144732.8757 | 86 | 1131486.1405 | 1363011.6457
t2057 | 1546647.4103 | 3100014.2504 | 86 | 1131486.1405 | 1363011.6457
t2058 | 0 | 0 | 86 | 1131486.1405 | 1363011.6457
t2059 | 0 | 0 | 86 | 1131486.1405 | 1363011.6457
t2060 | 0 | 0 | 86 | 1131486.1405 | 1363011.6457
t2061 | 0 | 0 | 86 | 1131486.1405 | 1363011.6457
t2062 | 0 | 0 | 86 | 1131486.1405 | 1363011.6457
t2063 | 58535.0874 | 1076994.7004 | 86 | 1131486.1405 | 1363011.6457
t2064 | 1778665.3126 | 3320632.2034 | 86 | 1131486.1405 | 1363011.6457
t2065 | 2535512.7736 | 4315437.5179 | 87 | 12929857.3179 | 7531162.2423
t2066 | 8101829.8197 | 4333842.9751 | 87 | 12929857.3179 | 7531162.2423
t2067 | 2078355.2331 | 3734541.8935 | 87 | 12929857.3179 | 7531162.2423
t2068 | 1394220.5795 | 2917150.842 | 87 | 12929857.3179 | 7531162.2423
t2069 | 6696631.7331 | 2795388.4905 | 87 | 12929857.3179 | 7531162.2423
t2070 | 1859965.57 | 3900704.4475 | 87 | 12929857.3179 | 7531162.2423
t2071 | 3006460.406 | 5317108.1998 | 87 | 12929857.3179 | 7531162.2423
t2072 | 9219986.8441 | 5944105.6274 | 87 | 12929857.3179 | 7531162.2423
t2073 | 7487125.2142 | 8570085.5073 | 87 | 12929857.3179 | 7531162.2423
t2074 | 10819298.7708 | 8658552.7566 | 87 | 12929857.3179 | 7531162.2423
t2075 | 12804713.26 | 8793996.2185 | 87 | 12929857.3179 | 7531162.2423
t2076 | 19290940.2037 | 8810029.0172 | 87 | 12929857.3179 | 7531162.2423
t2077 | 14415458.01 | 8903982.3915 | 87 | 12929857.3179 | 7531162.2423
t2078 | 15059120.4747 | 9050693.6574 | 87 | 12929857.3179 | 7531162.2423
t2079 | 15727131.9181 | 9115424.7437 | 87 | 12929857.3179 | 7531162.2423
t2080 | 16678173.8205 | 8911383.4668 | 87 | 12929857.3179 | 7531162.2423
t2081 | 17075398.4786 | 8956293.1927 | 87 | 12929857.3179 | 7531162.2423
t2082 | 17184452.96 | 9076912.5383 | 87 | 12929857.3179 | 7531162.2423
t2083 | 23666156.4223 | 9064890.7363 | 87 | 12929857.3179 | 7531162.2423
t2084 | 24952618.1297 | 9327279.3923 | 87 | 12929857.3179 | 7531162.2423
t2085 | 20280891.6645 | 9686316.6893 | 87 | 12929857.3179 | 7531162.2423
t2086 | 20487180.5612 | 10068160.9663 | 87 | 12929857.3179 | 7531162.2423
t2087 | 20056267.5143 | 10247806.2733 | 87 | 12929857.3179 | 7531162.2423
t2088 | 19438685.2673 | 10247806.2733 | 87 | 12929857.3179 | 7531162.2423
t2089 | 18968798.0696 | 10247806.2733 | 88 | 14965943.4774 | 7856850.8573
t2090 | 24316768.9284 | 10247806.2733 | 88 | 14965943.4774 | 7856850.8573
t2091 | 18556770.6712 | 10247806.2733 | 88 | 14965943.4774 | 7856850.8573
t2092 | 17981788.3697 | 10049803.3283 | 88 | 14965943.4774 | 7856850.8573
t2093 | 17733711.5183 | 9362838.0263 | 88 | 14965943.4774 | 7856850.8573
t2094 | 23613847.4518 | 8768201.5543 | 88 | 14965943.4774 | 7856850.8573
t2095 | 24028697.3471 | 8540552.5605 | 88 | 14965943.4774 | 7856850.8573
t2096 | 18175573.3287 | 8476415.2992 | 88 | 14965943.4774 | 7856850.8573
t2097 | 19345593.5937 | 8348267.3593 | 88 | 14965943.4774 | 7856850.8573
t2098 | 20713213.2258 | 8417718.7863 | 88 | 14965943.4774 | 7856850.8573
t2099 | 21221600.4687 | 8537035.2298 | 88 | 14965943.4774 | 7856850.8573
t2100 | 21268039.0431 | 8567786.3914 | 88 | 14965943.4774 | 7856850.8573
t2101 | 20972940.9321 | 8685127.235 | 88 | 14965943.4774 | 7856850.8573
t2102 | 19686548.6459 | 8832838.6114 | 88 | 14965943.4774 | 7856850.8573
t2103 | 17467084.9607 | 8830545.5173 | 88 | 14965943.4774 | 7856850.8573
t2104 | 13968639.0381 | 8588227.869 | 88 | 14965943.4774 | 7856850.8573
t2105 | 15304439.2342 | 8697474.2414 | 88 | 14965943.4774 | 7856850.8573
t2106 | 11409392.388 | 8856745.6561 | 88 | 14965943.4774 | 7856850.8573
t2107 | 4166983.9239 | 6946331.6529 | 88 | 14965943.4774 | 7856850.8573
t2108 | 3177520.3162 | 5547580.5371 | 88 | 14965943.4774 | 7856850.8573
t2109 | 2476601.1867 | 4504002.0986 | 88 | 14965943.4774 | 7856850.8573
t2110 | 1965539.2945 | 3707390.7822 | 88 | 14965943.4774 | 7856850.8573
t2111 | 1526257.3196 | 3058705.8962 | 88 | 14965943.4774 | 7856850.8573
t2112 | 1136294.2008 | 2497413.1229 | 88 | 14965943.4774 | 7856850.8573
t2113 | 948464.0195 | 2223918.1143 | 89 | 996465.6014 | 719408.0959
t2114 | 1069397.1017 | 2392442.7672 | 89 | 996465.6014 | 719408.0959
t2115 | 1269864.7201 | 2678575.2128 | 89 | 996465.6014 | 719408.0959
t2116 | 0 | 982113.0443 | 89 | 996465.6014 | 719408.0959
t2117 | 0 | 0 | 89 | 996465.6014 | 719408.0959
t2118 | 0 | 0 | 89 | 996465.6014 | 719408.0959
t2119 | 0 | 0 | 89 | 996465.6014 | 719408.0959
t2120 | 0 | 0 | 89 | 996465.6014 | 719408.0959
t2121 | 0 | 0 | 89 | 996465.6014 | 719408.0959
t2122 | 0 | 0 | 89 | 996465.6014 | 719408.0959
t2123 | 2761759.1632 | 0 | 89 | 996465.6014 | 719408.0959
t2124 | 3317244.2349 | 0 | 89 | 996465.6014 | 719408.0959
t2125 | 0 | 0 | 89 | 996465.6014 | 719408.0959
t2126 | 0 | 0 | 89 | 996465.6014 | 719408.0959
t2127 | 0 | 0 | 89 | 996465.6014 | 719408.0959
t2128 | 4717733.0049 | 0 | 89 | 996465.6014 | 719408.0959
t2129 | 0 | 232336.9177 | 89 | 996465.6014 | 719408.0959
t2130 | 0 | 0 | 89 | 996465.6014 | 719408.0959
t2131 | 0 | 0 | 89 | 996465.6014 | 719408.0959
t2132 | 0 | 0 | 89 | 996465.6014 | 719408.0959
t2133 | 0 | 0 | 89 | 996465.6014 | 719408.0959
t2134 | 5760124.6619 | 1354410.7699 | 89 | 996465.6014 | 719408.0959
t2135 | 1363521.5493 | 2829341.9269 | 89 | 996465.6014 | 719408.0959
t2136 | 2707065.978 | 4572655.5495 | 89 | 996465.6014 | 719408.0959
t2137 | 3867564.9776 | 6094850.4864 | 90 | 4111862.2497 | 3926095.526
t2138 | 9686862.8479 | 6442383.281 | 90 | 4111862.2497 | 3926095.526
t2139 | 3126146.1026 | 5134510.3862 | 90 | 4111862.2497 | 3926095.526
t2140 | 962211.7369 | 2342367.2873 | 90 | 4111862.2497 | 3926095.526
t2141 | 0 | 0 | 90 | 4111862.2497 | 3926095.526
t2142 | 0 | 0 | 90 | 4111862.2497 | 3926095.526
t2143 | 2349696.9365 | 0 | 90 | 4111862.2497 | 3926095.526
t2144 | 0 | 0 | 90 | 4111862.2497 | 3926095.526
t2145 | 0 | 0 | 90 | 4111862.2497 | 3926095.526
t2146 | 4697863.8575 | 0 | 90 | 4111862.2497 | 3926095.526
t2147 | 438592.5783 | 0 | 90 | 4111862.2497 | 3926095.526
t2148 | 1573115.0558 | 1065566.9268 | 90 | 4111862.2497 | 3926095.526
t2149 | 2828875.5798 | 2764686.3009 | 90 | 4111862.2497 | 3926095.526
t2150 | 9588500.6089 | 4616549.9649 | 90 | 4111862.2497 | 3926095.526
t2151 | 4718294.8059 | 6013340.1899 | 90 | 4111862.2497 | 3926095.526
t2152 | 4791470.3848 | 6775892.6824 | 90 | 4111862.2497 | 3926095.526
t2153 | 5075662.029 | 7736305.5377 | 90 | 4111862.2497 | 3926095.526
t2154 | 8693316.4551 | 5419493.8887 | 90 | 4111862.2497 | 3926095.526
t2155 | 8666090.1768 | 5383537.3533 | 90 | 4111862.2497 | 3926095.526
t2156 | 4261815.1731 | 6841278.3051 | 90 | 4111862.2497 | 3926095.526
t2157 | 4402115.7799 | 6943505.6554 | 90 | 4111862.2497 | 3926095.526
t2158 | 4006986.592 | 6338973.5564 | 90 | 4111862.2497 | 3926095.526
t2159 | 4347623.8052 | 6717684.0261 | 90 | 4111862.2497 | 3926095.526
t2160 | 10601888.51 | 7595366.7966 | 90 | 4111862.2497 | 3926095.526
t2161 | 5310217.8202 | 7918235.8947 | 91 | 10063141.7951 | 8895564.6501
t2162 | 5339926.9952 | 7947945.0697 | 91 | 10063141.7951 | 8895564.6501
t2163 | 5696403.4567 | 8428159.615 | 91 | 10063141.7951 | 8895564.6501
t2164 | 6125683.7855 | 9028769.5983 | 91 | 10063141.7951 | 8895564.6501
t2165 | 5659697.808 | 8458082.1653 | 91 | 10063141.7951 | 8895564.6501
t2166 | 4836240.5606 | 7436013.5381 | 91 | 10063141.7951 | 8895564.6501
t2167 | 4292801.7745 | 6726035.069 | 91 | 10063141.7951 | 8895564.6501
t2168 | 8702626.3635 | 5112882.0482 | 91 | 10063141.7951 | 8895564.6501
t2169 | 2948118.4841 | 4652384.4993 | 91 | 10063141.7951 | 8895564.6501
t2170 | 5911210.6444 | 8382399.1854 | 91 | 10063141.7951 | 8895564.6501
t2171 | 9359887.1907 | 9836193.038 | 91 | 10063141.7951 | 8895564.6501
t2172 | 12821009.4397 | 9919279.0843 | 91 | 10063141.7951 | 8895564.6501
t2173 | 21123476.1963 | 10004644.381 | 91 | 10063141.7951 | 8895564.6501
t2174 | 22686317.7577 | 10040679.2601 | 91 | 10063141.7951 | 8895564.6501
t2175 | 23589272.0413 | 9978133.2736 | 91 | 10063141.7951 | 8895564.6501
t2176 | 18081292.5519 | 9715691.4588 | 91 | 10063141.7951 | 8895564.6501
t2177 | 15768660.5417 | 9607862.3943 | 91 | 10063141.7951 | 8895564.6501
t2178 | 10491263.5307 | 9757049.0793 | 91 | 10063141.7951 | 8895564.6501
t2179 | 8601976.7281 | 9740352.9993 | 91 | 10063141.7951 | 8895564.6501
t2180 | 13483816.4749 | 9913280.5143 | 91 | 10063141.7951 | 8895564.6501
t2181 | 7749537.4523 | 10146060.6153 | 91 | 10063141.7951 | 8895564.6501
t2182 | 8032972.1413 | 10247806.2733 | 91 | 10063141.7951 | 8895564.6501
t2183 | 7698823.0976 | 10247806.2733 | 91 | 10063141.7951 | 8895564.6501
t2184 | 7204170.2448 | 10247806.2733 | 91 | 10063141.7951 | 8895564.6501
t2185 | 12155282.7378 | 9586603.4749 | 92 | 3960220.7039 | 3939878.6549
t2186 | 5885924.3388 | 8636717.1254 | 92 | 3960220.7039 | 3939878.6549
t2187 | 4146793.8414 | 6336006.0937 | 92 | 3960220.7039 | 3939878.6549
t2188 | 3142243.3491 | 5026869.5489 | 92 | 3960220.7039 | 3939878.6549
t2189 | 2453351.5923 | 4157129.8234 | 92 | 3960220.7039 | 3939878.6549
t2190 | 1531956.5584 | 2973041.6451 | 92 | 3960220.7039 | 3939878.6549
t2191 | 670827.9546 | 1819271.1032 | 92 | 3960220.7039 | 3939878.6549
t2192 | 196495.2632 | 1116075.3414 | 92 | 3960220.7039 | 3939878.6549
t2193 | 555742.942 | 1406392.2789 | 92 | 3960220.7039 | 3939878.6549
t2194 | 1470073.6821 | 2256764.5122 | 92 | 3960220.7039 | 3939878.6549
t2195 | 8816505.3489 | 4202972.5319 | 92 | 3960220.7039 | 3939878.6549
t2196 | 5700688.2295 | 6977728.9343 | 92 | 3960220.7039 | 3939878.6549
t2197 | 12718369.1112 | 8914683.6772 | 92 | 3960220.7039 | 3939878.6549
t2198 | 7047881.4585 | 8808900.7043 | 92 | 3960220.7039 | 3939878.6549
t2199 | 5875399.8563 | 7694011.523 | 92 | 3960220.7039 | 3939878.6549
t2200 | 10225862.8489 | 6787443.8637 | 92 | 3960220.7039 | 3939878.6549
t2201 | 3304538.4827 | 5418636.171 | 92 | 3960220.7039 | 3939878.6549
t2202 | 747352.0447 | 2204927.3253 | 92 | 3960220.7039 | 3939878.6549
t2203 | 0 | 232912.0407 | 92 | 3960220.7039 | 3939878.6549
t2204 | 0 | 0 | 92 | 3960220.7039 | 3939878.6549
t2205 | 0 | 0 | 92 | 3960220.7039 | 3939878.6549
t2206 | 4081697.2041 | 0 | 92 | 3960220.7039 | 3939878.6549
t2207 | 4318310.0492 | 0 | 92 | 3960220.7039 | 3939878.6549
t2208 | 0 | 0 | 92 | 3960220.7039 | 3939878.6549
t2209 | 0 | 141040.7984 | 93 | 11295251.5164 | 7989968.279
t2210 | 563626.9047 | 1648714.7167 | 93 | 11295251.5164 | 7989968.279
t2211 | 2120434.209 | 3748065.927 | 93 | 11295251.5164 | 7989968.279
t2212 | 9139844.4214 | 5771626.7707 | 93 | 11295251.5164 | 7989968.279
t2213 | 4165982.2141 | 6745445.3461 | 93 | 11295251.5164 | 7989968.279
t2214 | 10014125.8113 | 7253989.3114 | 93 | 11295251.5164 | 7989968.279
t2215 | 10447349.843 | 7653991.6871 | 93 | 11295251.5164 | 7989968.279
t2216 | 6576537.8313 | 8830268.7167 | 93 | 11295251.5164 | 7989968.279
t2217 | 8354189.7257 | 8831591.1021 | 93 | 11295251.5164 | 7989968.279
t2218 | 14791595.0544 | 8877314.8123 | 93 | 11295251.5164 | 7989968.279
t2219 | 15931882.3953 | 9013176.099 | 93 | 11295251.5164 | 7989968.279
t2220 | 11668174.5179 | 9024114.636 | 93 | 11295251.5164 | 7989968.279
t2221 | 13406418.6937 | 9130784.1607 | 93 | 11295251.5164 | 7989968.279
t2222 | 14828329.9154 | 9304909.1832 | 93 | 11295251.5164 | 7989968.279
t2223 | 15026438.281 | 9339938.4567 | 93 | 11295251.5164 | 7989968.279
t2224 | 15252580.9779 | 9064714.6584 | 93 | 11295251.5164 | 7989968.279
t2225 | 15207790.1737 | 9123953.3119 | 93 | 11295251.5164 | 7989968.279
t2226 | 13484122.654 | 9247447.0853 | 93 | 11295251.5164 | 7989968.279
t2227 | 11726275.6921 | 9236507.4383 | 93 | 11295251.5164 | 7989968.279
t2228 | 13285826.931 | 9420874.8653 | 93 | 11295251.5164 | 7989968.279
t2229 | 14210698.6059 | 9760561.9393 | 93 | 11295251.5164 | 7989968.279
t2230 | 13959547.192 | 10094595.1263 | 93 | 11295251.5164 | 7989968.279
t2231 | 18735169.2597 | 10247806.2733 | 93 | 11295251.5164 | 7989968.279
t2232 | 18189095.0888 | 10247806.2733 | 93 | 11295251.5164 | 7989968.279
t2233 | 12581592.3997 | 10247806.2733 | 94 | 9796914.4714 | 8486609.4185
t2234 | 18271311.7199 | 10247806.2733 | 94 | 9796914.4714 | 8486609.4185
t2235 | 11864241.4908 | 10247806.2733 | 94 | 9796914.4714 | 8486609.4185
t2236 | 8885420.7361 | 10023797.0073 | 94 | 9796914.4714 | 8486609.4185
t2237 | 6265138.9838 | 8449538.8928 | 94 | 9796914.4714 | 8486609.4185
t2238 | 4176034.504 | 6889421.4571 | 94 | 9796914.4714 | 8486609.4185
t2239 | 8597101.8853 | 5184750.4133 | 94 | 9796914.4714 | 8486609.4185
t2240 | 1451026.8928 | 2854708.7699 | 94 | 9796914.4714 | 8486609.4185
t2241 | 3001154.7079 | 4681111.587 | 94 | 9796914.4714 | 8486609.4185
t2242 | 5476558.3398 | 7704698.7827 | 94 | 9796914.4714 | 8486609.4185
t2243 | 12614109.1961 | 8986790.1216 | 94 | 9796914.4714 | 8486609.4185
t2244 | 8554483.6223 | 8977087.6965 | 94 | 9796914.4714 | 8486609.4185
t2245 | 10810036.1783 | 9125519.9776 | 94 | 9796914.4714 | 8486609.4185
t2246 | 17376834.7979 | 9273656.3084 | 94 | 9796914.4714 | 8486609.4185
t2247 | 12217369.1398 | 9317700.0587 | 94 | 9796914.4714 | 8486609.4185
t2248 | 18202437.7388 | 9058457.5773 | 94 | 9796914.4714 | 8486609.4185
t2249 | 11803813.9905 | 9088965.4532 | 94 | 9796914.4714 | 8486609.4185
t2250 | 9674369.525 | 9216257.1801 | 94 | 9796914.4714 | 8486609.4185
t2251 | 6521881.6949 | 9210997.1583 | 94 | 9796914.4714 | 8486609.4185
t2252 | 12053822.5876 | 9419581.9883 | 94 | 9796914.4714 | 8486609.4185
t2253 | 11880940.8259 | 9550219.4164 | 94 | 9796914.4714 | 8486609.4185
t2254 | 6071704.423 | 9108046.6338 | 94 | 9796914.4714 | 8486609.4185
t2255 | 5876657.2915 | 8779743.1043 | 94 | 9796914.4714 | 8486609.4185
t2256 | 10897904.6416 | 8034157.6403 | 94 | 9796914.4714 | 8486609.4185
t2257 | 5094097.3752 | 7692597.1355 | 95 | 936031.9495 | 1682435.2981
t2258 | 5223619.2064 | 7869710.5374 | 95 | 936031.9495 | 1682435.2981
t2259 | 4548212.2985 | 6994419.0326 | 95 | 936031.9495 | 1682435.2981
t2260 | 3333304.2512 | 5474924.9328 | 95 | 936031.9495 | 1682435.2981
t2261 | 3449331.4556 | 4043126.813 | 95 | 936031.9495 | 1682435.2981
t2262 | 816202.2015 | 2500155.7473 | 95 | 936031.9495 | 1682435.2981
t2263 | 0 | 1011679.8642 | 95 | 936031.9495 | 1682435.2981
t2264 | 0 | 95498.2612 | 95 | 936031.9495 | 1682435.2981
t2265 | 0 | 39530.3582 | 95 | 936031.9495 | 1682435.2981
t2266 | 0 | 383862.5328 | 95 | 936031.9495 | 1682435.2981
t2267 | 0 | 612165.5353 | 95 | 936031.9495 | 1682435.2981
t2268 | 0 | 532015.2405 | 95 | 936031.9495 | 1682435.2981
t2269 | 0 | 6786.8434 | 95 | 936031.9495 | 1682435.2981
t2270 | 0 | 0 | 95 | 936031.9495 | 1682435.2981
t2271 | 0 | 0 | 95 | 936031.9495 | 1682435.2981
t2272 | 0 | 0 | 95 | 936031.9495 | 1682435.2981
t2273 | 0 | 55216.232 | 95 | 936031.9495 | 1682435.2981
t2274 | 0 | 148089.8695 | 95 | 936031.9495 | 1682435.2981
t2275 | 0 | 482700.6298 | 95 | 936031.9495 | 1682435.2981
t2276 | 0 | 1076755.2804 | 95 | 936031.9495 | 1682435.2981
t2277 | 0 | 1129473.6029 | 95 | 936031.9495 | 1682435.2981
t2278 | 0 | 229738.7061 | 95 | 936031.9495 | 1682435.2981
t2279 | 0 | 0 | 95 | 936031.9495 | 1682435.2981
t2280 | 0 | 0 | 95 | 936031.9495 | 1682435.2981
t2281 | 0 | 0 | 96 | 0 | 0
t2282 | 0 | 0 | 96 | 0 | 0
t2283 | 0 | 0 | 96 | 0 | 0
t2284 | 0 | 0 | 96 | 0 | 0
t2285 | 0 | 0 | 96 | 0 | 0
t2286 | 0 | 0 | 96 | 0 | 0
t2287 | 0 | 0 | 96 | 0 | 0
t2288 | 0 | 0 | 96 | 0 | 0
t2289 | 0 | 0 | 96 | 0 | 0
t2290 | 0 | 0 | 96 | 0 | 0
t2291 | 0 | 0 | 96 | 0 | 0
t2292 | 0 | 0 | 96 | 0 | 0
t2293 | 0 | 0 | 96 | 0 | 0
t2294 | 0 | 0 | 96 | 0 | 0
t2295 | 0 | 0 | 96 | 0 | 0
t2296 | 0 | 0 | 96 | 0 | 0
t2297 | 0 | 0 | 96 | 0 | 0
t2298 | 0 | 0 | 96 | 0 | 0
t2299 | 0 | 0 | 96 | 0 | 0
t2300 | 0 | 0 | 96 | 0 | 0
t2301 | 0 | 0 | 96 | 0 | 0
t2302 | 0 | 0 | 96 | 0 | 0
t2303 | 0 | 0 | 96 | 0 | 0
t2304 | 0 | 0 | 96 | 0 | 0
t2305 | 0 | 0 | 97 | 0 | 51825.9767
t2306 | 0 | 0 | 97 | 0 | 51825.9767
t2307 | 0 | 0 | 97 | 0 | 51825.9767
t2308 | 0 | 0 | 97 | 0 | 51825.9767
t2309 | 0 | 0 | 97 | 0 | 51825.9767
t2310 | 0 | 0 | 97 | 0 | 51825.9767
t2311 | 0 | 0 | 97 | 0 | 51825.9767
t2312 | 0 | 0 | 97 | 0 | 51825.9767
t2313 | 0 | 0 | 97 | 0 | 51825.9767
t2314 | 0 | 0 | 97 | 0 | 51825.9767
t2315 | 0 | 0 | 97 | 0 | 51825.9767
t2316 | 0 | 0 | 97 | 0 | 51825.9767
t2317 | 0 | 0 | 97 | 0 | 51825.9767
t2318 | 0 | 0 | 97 | 0 | 51825.9767
t2319 | 0 | 0 | 97 | 0 | 51825.9767
t2320 | 0 | 0 | 97 | 0 | 51825.9767
t2321 | 0 | 337226.231 | 97 | 0 | 51825.9767
t2322 | 0 | 61635.3451 | 97 | 0 | 51825.9767
t2323 | 0 | 267669.4284 | 97 | 0 | 51825.9767
t2324 | 0 | 419710.9524 | 97 | 0 | 51825.9767
t2325 | 0 | 157581.4839 | 97 | 0 | 51825.9767
t2326 | 0 | 0 | 97 | 0 | 51825.9767
t2327 | 0 | 0 | 97 | 0 | 51825.9767
t2328 | 0 | 0 | 97 | 0 | 51825.9767
t2329 | 0 | 0 | 98 | 0 | 0
t2330 | 0 | 0 | 98 | 0 | 0
t2331 | 0 | 0 | 98 | 0 | 0
t2332 | 0 | 0 | 98 | 0 | 0
t2333 | 0 | 0 | 98 | 0 | 0
t2334 | 0 | 0 | 98 | 0 | 0
t2335 | 0 | 0 | 98 | 0 | 0
t2336 | 0 | 0 | 98 | 0 | 0
t2337 | 0 | 0 | 98 | 0 | 0
t2338 | 0 | 0 | 98 | 0 | 0
t2339 | 0 | 0 | 98 | 0 | 0
t2340 | 0 | 0 | 98 | 0 | 0
t2341 | 0 | 0 | 98 | 0 | 0
t2342 | 0 | 0 | 98 | 0 | 0
t2343 | 0 | 0 | 98 | 0 | 0
t2344 | 0 | 0 | 98 | 0 | 0
t2345 | 0 | 0 | 98 | 0 | 0
t2346 | 0 | 0 | 98 | 0 | 0
t2347 | 0 | 0 | 98 | 0 | 0
t2348 | 0 | 0 | 98 | 0 | 0
t2349 | 0 | 0 | 98 | 0 | 0
t2350 | 0 | 0 | 98 | 0 | 0
t2351 | 0 | 0 | 98 | 0 | 0
t2352 | 0 | 0 | 98 | 0 | 0
t2353 | 0 | 0 | 99 | 1710.0053 | 22049.1313
t2354 | 0 | 0 | 99 | 1710.0053 | 22049.1313
t2355 | 0 | 0 | 99 | 1710.0053 | 22049.1313
t2356 | 0 | 0 | 99 | 1710.0053 | 22049.1313
t2357 | 0 | 0 | 99 | 1710.0053 | 22049.1313
t2358 | 0 | 53687.4449 | 99 | 1710.0053 | 22049.1313
t2359 | 41040.1273 | 475491.7053 | 99 | 1710.0053 | 22049.1313
t2360 | 0 | 0 | 99 | 1710.0053 | 22049.1313
t2361 | 0 | 0 | 99 | 1710.0053 | 22049.1313
t2362 | 0 | 0 | 99 | 1710.0053 | 22049.1313
t2363 | 0 | 0 | 99 | 1710.0053 | 22049.1313
t2364 | 0 | 0 | 99 | 1710.0053 | 22049.1313
t2365 | 0 | 0 | 99 | 1710.0053 | 22049.1313
t2366 | 0 | 0 | 99 | 1710.0053 | 22049.1313
t2367 | 0 | 0 | 99 | 1710.0053 | 22049.1313
t2368 | 0 | 0 | 99 | 1710.0053 | 22049.1313
t2369 | 0 | 0 | 99 | 1710.0053 | 22049.1313
t2370 | 0 | 0 | 99 | 1710.0053 | 22049.1313
t2371 | 0 | 0 | 99 | 1710.0053 | 22049.1313
t2372 | 0 | 0 | 99 | 1710.0053 | 22049.1313
t2373 | 0 | 0 | 99 | 1710.0053 | 22049.1313
t2374 | 0 | 0 | 99 | 1710.0053 | 22049.1313
t2375 | 0 | 0 | 99 | 1710.0053 | 22049.1313
t2376 | 0 | 0 | 99 | 1710.0053 | 22049.1313
t2377 | 0 | 0 | 100 | 144801.6675 | 516112.4009
t2378 | 0 | 0 | 100 | 144801.6675 | 516112.4009
t2379 | 0 | 0 | 100 | 144801.6675 | 516112.4009
t2380 | 0 | 0 | 100 | 144801.6675 | 516112.4009
t2381 | 0 | 0 | 100 | 144801.6675 | 516112.4009
t2382 | 0 | 0 | 100 | 144801.6675 | 516112.4009
t2383 | 0 | 0 | 100 | 144801.6675 | 516112.4009
t2384 | 0 | 0 | 100 | 144801.6675 | 516112.4009
t2385 | 0 | 0 | 100 | 144801.6675 | 516112.4009
t2386 | 0 | 0 | 100 | 144801.6675 | 516112.4009
t2387 | 0 | 0 | 100 | 144801.6675 | 516112.4009
t2388 | 0 | 0 | 100 | 144801.6675 | 516112.4009
t2389 | 0 | 0 | 100 | 144801.6675 | 516112.4009
t2390 | 0 | 0 | 100 | 144801.6675 | 516112.4009
t2391 | 658253.5308 | 1770990.218 | 100 | 144801.6675 | 516112.4009
t2392 | 1376256.2546 | 3014135.3388 | 100 | 144801.6675 | 516112.4009
t2393 | 1328310.7023 | 3113025.4181 | 100 | 144801.6675 | 516112.4009
t2394 | 112419.5319 | 1519068.7504 | 100 | 144801.6675 | 516112.4009
t2395 | 0 | 652872.4495 | 100 | 144801.6675 | 516112.4009
t2396 | 0 | 0 | 100 | 144801.6675 | 516112.4009
t2397 | 0 | 103036.3931 | 100 | 144801.6675 | 516112.4009
t2398 | 0 | 659052.3454 | 100 | 144801.6675 | 516112.4009
t2399 | 0 | 835824.5714 | 100 | 144801.6675 | 516112.4009
t2400 | 0 | 718692.1365 | 100 | 144801.6675 | 516112.4009
t2401 | 152351.5987 | 1237439.4107 | 101 | 4767622.1866 | 4879079.7272
t2402 | 1268882.8762 | 2715666.6255 | 101 | 4767622.1866 | 4879079.7272
t2403 | 2811651.4985 | 4781942.5255 | 101 | 4767622.1866 | 4879079.7272
t2404 | 3254755.5954 | 5434449.5335 | 101 | 4767622.1866 | 4879079.7272
t2405 | 2808521.9883 | 4969179.2981 | 101 | 4767622.1866 | 4879079.7272
t2406 | 2377344.9711 | 4531030.4011 | 101 | 4767622.1866 | 4879079.7272
t2407 | 1772796.6948 | 3707440.2655 | 101 | 4767622.1866 | 4879079.7272
t2408 | 0 | 1195290.2644 | 101 | 4767622.1866 | 4879079.7272
t2409 | 0 | 884301.6166 | 101 | 4767622.1866 | 4879079.7272
t2410 | 3775393.0107 | 5227095.2374 | 101 | 4767622.1866 | 4879079.7272
t2411 | 7105624.731 | 8904215.3983 | 101 | 4767622.1866 | 4879079.7272
t2412 | 9897239.6103 | 8923298.6703 | 101 | 4767622.1866 | 4879079.7272
t2413 | 12470536.4255 | 9007955.3698 | 101 | 4767622.1866 | 4879079.7272
t2414 | 14015406.1987 | 9148436.4223 | 101 | 4767622.1866 | 4879079.7272
t2415 | 14617974.105 | 9186432.4703 | 101 | 4767622.1866 | 4879079.7272
t2416 | 13726283.0174 | 8943022.704 | 101 | 4767622.1866 | 4879079.7272
t2417 | 11945210.0135 | 8938571.9569 | 101 | 4767622.1866 | 4879079.7272
t2418 | 7317764.9319 | 9102708.3195 | 101 | 4767622.1866 | 4879079.7272
t2419 | 3533779.7888 | 6046614.7218 | 101 | 4767622.1866 | 4879079.7272
t2420 | 1571415.4238 | 3389413.4246 | 101 | 4767622.1866 | 4879079.7272
t2421 | 0 | 823408.8162 | 101 | 4767622.1866 | 4879079.7272
t2422 | 0 | 0 | 101 | 4767622.1866 | 4879079.7272
t2423 | 0 | 0 | 101 | 4767622.1866 | 4879079.7272
t2424 | 0 | 0 | 101 | 4767622.1866 | 4879079.7272
t2425 | 0 | 0 | 102 | 121232.3176 | 310347.6166
t2426 | 0 | 0 | 102 | 121232.3176 | 310347.6166
t2427 | 0 | 0 | 102 | 121232.3176 | 310347.6166
t2428 | 0 | 0 | 102 | 121232.3176 | 310347.6166
t2429 | 0 | 0 | 102 | 121232.3176 | 310347.6166
t2430 | 0 | 0 | 102 | 121232.3176 | 310347.6166
t2431 | 0 | 0 | 102 | 121232.3176 | 310347.6166
t2432 | 0 | 0 | 102 | 121232.3176 | 310347.6166
t2433 | 0 | 0 | 102 | 121232.3176 | 310347.6166
t2434 | 0 | 0 | 102 | 121232.3176 | 310347.6166
t2435 | 0 | 0 | 102 | 121232.3176 | 310347.6166
t2436 | 0 | 0 | 102 | 121232.3176 | 310347.6166
t2437 | 0 | 0 | 102 | 121232.3176 | 310347.6166
t2438 | 0 | 0 | 102 | 121232.3176 | 310347.6166
t2439 | 0 | 0 | 102 | 121232.3176 | 310347.6166
t2440 | 0 | 0 | 102 | 121232.3176 | 310347.6166
t2441 | 0 | 0 | 102 | 121232.3176 | 310347.6166
t2442 | 0 | 0 | 102 | 121232.3176 | 310347.6166
t2443 | 0 | 0 | 102 | 121232.3176 | 310347.6166
t2444 | 0 | 0 | 102 | 121232.3176 | 310347.6166
t2445 | 0 | 512520.2954 | 102 | 121232.3176 | 310347.6166
t2446 | 588225.9125 | 1873198.3215 | 102 | 121232.3176 | 310347.6166
t2447 | 1060985.8578 | 2422104.7799 | 102 | 121232.3176 | 310347.6166
t2448 | 1260363.8519 | 2640519.4023 | 102 | 121232.3176 | 310347.6166
t2449 | 1015504.6375 | 2290958.7323 | 103 | 83812.7236 | 277825.1435
t2450 | 309013.8735 | 1356028.4289 | 103 | 83812.7236 | 277825.1435
t2451 | 0 | 326735.0272 | 103 | 83812.7236 | 277825.1435
t2452 | 0 | 0 | 103 | 83812.7236 | 277825.1435
t2453 | 0 | 0 | 103 | 83812.7236 | 277825.1435
t2454 | 0 | 0 | 103 | 83812.7236 | 277825.1435
t2455 | 0 | 0 | 103 | 83812.7236 | 277825.1435
t2456 | 0 | 0 | 103 | 83812.7236 | 277825.1435
t2457 | 0 | 0 | 103 | 83812.7236 | 277825.1435
t2458 | 0 | 0 | 103 | 83812.7236 | 277825.1435
t2459 | 0 | 0 | 103 | 83812.7236 | 277825.1435
t2460 | 0 | 0 | 103 | 83812.7236 | 277825.1435
t2461 | 0 | 0 | 103 | 83812.7236 | 277825.1435
t2462 | 0 | 0 | 103 | 83812.7236 | 277825.1435
t2463 | 0 | 0 | 103 | 83812.7236 | 277825.1435
t2464 | 0 | 0 | 103 | 83812.7236 | 277825.1435
t2465 | 0 | 0 | 103 | 83812.7236 | 277825.1435
t2466 | 0 | 0 | 103 | 83812.7236 | 277825.1435
t2467 | 0 | 0 | 103 | 83812.7236 | 277825.1435
t2468 | 0 | 0 | 103 | 83812.7236 | 277825.1435
t2469 | 0 | 0 | 103 | 83812.7236 | 277825.1435
t2470 | 0 | 0 | 103 | 83812.7236 | 277825.1435
t2471 | 0 | 845860.0749 | 103 | 83812.7236 | 277825.1435
t2472 | 686986.856 | 1848221.1811 | 103 | 83812.7236 | 277825.1435
t2473 | 1180873.9836 | 2484883.0208 | 104 | 965908.7401 | 1629848.1679
t2474 | 991201.9183 | 2228582.7566 | 104 | 965908.7401 | 1629848.1679
t2475 | 329873.4834 | 1357851.4106 | 104 | 965908.7401 | 1629848.1679
t2476 | 0 | 718130.6979 | 104 | 965908.7401 | 1629848.1679
t2477 | 0 | 436871.3799 | 104 | 965908.7401 | 1629848.1679
t2478 | 0 | 152315.7893 | 104 | 965908.7401 | 1629848.1679
t2479 | 0 | 0 | 104 | 965908.7401 | 1629848.1679
t2480 | 0 | 0 | 104 | 965908.7401 | 1629848.1679
t2481 | 0 | 0 | 104 | 965908.7401 | 1629848.1679
t2482 | 1320780.9162 | 1346920.5542 | 104 | 965908.7401 | 1629848.1679
t2483 | 2626348.1193 | 3080326.7336 | 104 | 965908.7401 | 1629848.1679
t2484 | 3486993.7696 | 4226824.7051 | 104 | 965908.7401 | 1629848.1679
t2485 | 3989093.2274 | 4851874.1896 | 104 | 965908.7401 | 1629848.1679
t2486 | 3706607.2539 | 4583937.7698 | 104 | 965908.7401 | 1629848.1679
t2487 | 2597155.1808 | 3315462.0587 | 104 | 965908.7401 | 1629848.1679
t2488 | 1343175.3137 | 1982545.3522 | 104 | 965908.7401 | 1629848.1679
t2489 | 241620.7223 | 980293.8268 | 104 | 965908.7401 | 1629848.1679
t2490 | 0 | 299170.811 | 104 | 965908.7401 | 1629848.1679
t2491 | 0 | 413863.7227 | 104 | 965908.7401 | 1629848.1679
t2492 | 4074.3519 | 1146272.0487 | 104 | 965908.7401 | 1629848.1679
t2493 | 253187.5989 | 1404903.6099 | 104 | 965908.7401 | 1629848.1679
t2494 | 594816.5231 | 1784605.7907 | 104 | 965908.7401 | 1629848.1679
t2495 | 516007.3987 | 1610613.5248 | 104 | 965908.7401 | 1629848.1679
t2496 | 0 | 710106.2759 | 104 | 965908.7401 | 1629848.1679
t2497 | 0 | 0 | 105 | 376765.9171 | 767508.0925
t2498 | 0 | 0 | 105 | 376765.9171 | 767508.0925
t2499 | 0 | 0 | 105 | 376765.9171 | 767508.0925
t2500 | 0 | 0 | 105 | 376765.9171 | 767508.0925
t2501 | 0 | 0 | 105 | 376765.9171 | 767508.0925
t2502 | 0 | 0 | 105 | 376765.9171 | 767508.0925
t2503 | 0 | 0 | 105 | 376765.9171 | 767508.0925
t2504 | 0 | 0 | 105 | 376765.9171 | 767508.0925
t2505 | 0 | 0 | 105 | 376765.9171 | 767508.0925
t2506 | 0 | 0 | 105 | 376765.9171 | 767508.0925
t2507 | 0 | 0 | 105 | 376765.9171 | 767508.0925
t2508 | 0 | 0 | 105 | 376765.9171 | 767508.0925
t2509 | 0 | 0 | 105 | 376765.9171 | 767508.0925
t2510 | 0 | 0 | 105 | 376765.9171 | 767508.0925
t2511 | 0 | 0 | 105 | 376765.9171 | 767508.0925
t2512 | 0 | 0 | 105 | 376765.9171 | 767508.0925
t2513 | 0 | 0 | 105 | 376765.9171 | 767508.0925
t2514 | 0 | 2272.7833 | 105 | 376765.9171 | 767508.0925
t2515 | 599986.8331 | 2008697.3258 | 105 | 376765.9171 | 767508.0925
t2516 | 1987682.5119 | 3815198.8268 | 105 | 376765.9171 | 767508.0925
t2517 | 2458622.5052 | 4362285.3332 | 105 | 376765.9171 | 767508.0925
t2518 | 1988751.1162 | 3673492.7191 | 105 | 376765.9171 | 767508.0925
t2519 | 1344087.6421 | 2752798.1348 | 105 | 376765.9171 | 767508.0925
t2520 | 663251.4009 | 1805449.0977 | 105 | 376765.9171 | 767508.0925
t2521 | 45669.772 | 968946.2436 | 106 | 1902.9072 | 47647.7182
t2522 | 0 | 174598.9928 | 106 | 1902.9072 | 47647.7182
t2523 | 0 | 0 | 106 | 1902.9072 | 47647.7182
t2524 | 0 | 0 | 106 | 1902.9072 | 47647.7182
t2525 | 0 | 0 | 106 | 1902.9072 | 47647.7182
t2526 | 0 | 0 | 106 | 1902.9072 | 47647.7182
t2527 | 0 | 0 | 106 | 1902.9072 | 47647.7182
t2528 | 0 | 0 | 106 | 1902.9072 | 47647.7182
t2529 | 0 | 0 | 106 | 1902.9072 | 47647.7182
t2530 | 0 | 0 | 106 | 1902.9072 | 47647.7182
t2531 | 0 | 0 | 106 | 1902.9072 | 47647.7182
t2532 | 0 | 0 | 106 | 1902.9072 | 47647.7182
t2533 | 0 | 0 | 106 | 1902.9072 | 47647.7182
t2534 | 0 | 0 | 106 | 1902.9072 | 47647.7182
t2535 | 0 | 0 | 106 | 1902.9072 | 47647.7182
t2536 | 0 | 0 | 106 | 1902.9072 | 47647.7182
t2537 | 0 | 0 | 106 | 1902.9072 | 47647.7182
t2538 | 0 | 0 | 106 | 1902.9072 | 47647.7182
t2539 | 0 | 0 | 106 | 1902.9072 | 47647.7182
t2540 | 0 | 0 | 106 | 1902.9072 | 47647.7182
t2541 | 0 | 0 | 106 | 1902.9072 | 47647.7182
t2542 | 0 | 0 | 106 | 1902.9072 | 47647.7182
t2543 | 0 | 0 | 106 | 1902.9072 | 47647.7182
t2544 | 0 | 0 | 106 | 1902.9072 | 47647.7182
t2545 | 0 | 0 | 107 | 0 | 35987.0566
t2546 | 0 | 0 | 107 | 0 | 35987.0566
t2547 | 0 | 0 | 107 | 0 | 35987.0566
t2548 | 0 | 0 | 107 | 0 | 35987.0566
t2549 | 0 | 0 | 107 | 0 | 35987.0566
t2550 | 0 | 0 | 107 | 0 | 35987.0566
t2551 | 0 | 0 | 107 | 0 | 35987.0566
t2552 | 0 | 0 | 107 | 0 | 35987.0566
t2553 | 0 | 0 | 107 | 0 | 35987.0566
t2554 | 0 | 0 | 107 | 0 | 35987.0566
t2555 | 0 | 0 | 107 | 0 | 35987.0566
t2556 | 0 | 0 | 107 | 0 | 35987.0566
t2557 | 0 | 0 | 107 | 0 | 35987.0566
t2558 | 0 | 0 | 107 | 0 | 35987.0566
t2559 | 0 | 0 | 107 | 0 | 35987.0566
t2560 | 0 | 0 | 107 | 0 | 35987.0566
t2561 | 0 | 0 | 107 | 0 | 35987.0566
t2562 | 0 | 219840.1123 | 107 | 0 | 35987.0566
t2563 | 0 | 0 | 107 | 0 | 35987.0566
t2564 | 0 | 0 | 107 | 0 | 35987.0566
t2565 | 0 | 0 | 107 | 0 | 35987.0566
t2566 | 0 | 0 | 107 | 0 | 35987.0566
t2567 | 0 | 0 | 107 | 0 | 35987.0566
t2568 | 0 | 643849.2455 | 107 | 0 | 35987.0566
t2569 | 155678.2193 | 1155101.204 | 108 | 917552.9103 | 1804807.4557
t2570 | 326186.4036 | 1392237.5873 | 108 | 917552.9103 | 1804807.4557
t2571 | 346383.1607 | 1440989.2868 | 108 | 917552.9103 | 1804807.4557
t2572 | 0 | 720888.6925 | 108 | 917552.9103 | 1804807.4557
t2573 | 0 | 0 | 108 | 917552.9103 | 1804807.4557
t2574 | 0 | 0 | 108 | 917552.9103 | 1804807.4557
t2575 | 0 | 0 | 108 | 917552.9103 | 1804807.4557
t2576 | 0 | 0 | 108 | 917552.9103 | 1804807.4557
t2577 | 0 | 0 | 108 | 917552.9103 | 1804807.4557
t2578 | 0 | 0 | 108 | 917552.9103 | 1804807.4557
t2579 | 0 | 0 | 108 | 917552.9103 | 1804807.4557
t2580 | 0 | 0 | 108 | 917552.9103 | 1804807.4557
t2581 | 0 | 0 | 108 | 917552.9103 | 1804807.4557
t2582 | 896772.0164 | 1344746.4469 | 108 | 917552.9103 | 1804807.4557
t2583 | 2170075.9119 | 3290575.16 | 108 | 917552.9103 | 1804807.4557
t2584 | 2760925.0582 | 4341879.1445 | 108 | 917552.9103 | 1804807.4557
t2585 | 2876955.0411 | 4817420.5325 | 108 | 917552.9103 | 1804807.4557
t2586 | 1818540.4687 | 3662123.4465 | 108 | 917552.9103 | 1804807.4557
t2587 | 1065054.6322 | 2740277.9209 | 108 | 917552.9103 | 1804807.4557
t2588 | 1418807.1246 | 3189213.5547 | 108 | 917552.9103 | 1804807.4557
t2589 | 1391544.4732 | 3057249.4477 | 108 | 917552.9103 | 1804807.4557
t2590 | 1820448.9953 | 3524227.2264 | 108 | 917552.9103 | 1804807.4557
t2591 | 2405453.5508 | 4223451.5516 | 108 | 917552.9103 | 1804807.4557
t2592 | 2568444.7919 | 4414997.7352 | 108 | 917552.9103 | 1804807.4557
t2593 | 3154884.7307 | 5182285.6426 | 109 | 5644465.6028 | 5677209.7491
t2594 | 4269678.6023 | 6668293.7657 | 109 | 5644465.6028 | 5677209.7491
t2595 | 5034490.7855 | 7709137.0589 | 109 | 5644465.6028 | 5677209.7491
t2596 | 3405247.6066 | 5632533.1154 | 109 | 5644465.6028 | 5677209.7491
t2597 | 334128.9215 | 1717618.9633 | 109 | 5644465.6028 | 5677209.7491
t2598 | 0 | 0 | 109 | 5644465.6028 | 5677209.7491
t2599 | 0 | 0 | 109 | 5644465.6028 | 5677209.7491
t2600 | 0 | 0 | 109 | 5644465.6028 | 5677209.7491
t2601 | 0 | 0 | 109 | 5644465.6028 | 5677209.7491
t2602 | 2086475.262 | 1822361.1954 | 109 | 5644465.6028 | 5677209.7491
t2603 | 2579802.3177 | 2206343.2337 | 109 | 5644465.6028 | 5677209.7491
t2604 | 2113296.4787 | 1535920.1074 | 109 | 5644465.6028 | 5677209.7491
t2605 | 3908813.6199 | 4030198.1676 | 109 | 5644465.6028 | 5677209.7491
t2606 | 5347146.9833 | 6195442.6447 | 109 | 5644465.6028 | 5677209.7491
t2607 | 6269393.9519 | 7839805.6468 | 109 | 5644465.6028 | 5677209.7491
t2608 | 6777890.325 | 8968014.4565 | 109 | 5644465.6028 | 5677209.7491
t2609 | 8174214.3722 | 8997161.3624 | 109 | 5644465.6028 | 5677209.7491
t2610 | 9972956.6579 | 9148046.1397 | 109 | 5644465.6028 | 5677209.7491
t2611 | 9518919.2331 | 9223593.2323 | 109 | 5644465.6028 | 5677209.7491
t2612 | 10843914.0608 | 9319700.3983 | 109 | 5644465.6028 | 5677209.7491
t2613 | 12122236.0501 | 9632467.7963 | 109 | 5644465.6028 | 5677209.7491
t2614 | 13033382.0129 | 9987688.3883 | 109 | 5644465.6028 | 5677209.7491
t2615 | 13175791.5538 | 10188616.3893 | 109 | 5644465.6028 | 5677209.7491
t2616 | 13344510.9409 | 10247806.2733 | 109 | 5644465.6028 | 5677209.7491
t2617 | 13625059.7612 | 10247806.2733 | 110 | 7170255.3722 | 7893311.0264
t2618 | 13585083.3322 | 10247806.2733 | 110 | 7170255.3722 | 7893311.0264
t2619 | 13321381.4929 | 10246428.6383 | 110 | 7170255.3722 | 7893311.0264
t2620 | 10861168.5579 | 9980657.9563 | 110 | 7170255.3722 | 7893311.0264
t2621 | 7447455.1498 | 9463608.3223 | 110 | 7170255.3722 | 7893311.0264
t2622 | 5535982.0249 | 8504848.9746 | 110 | 7170255.3722 | 7893311.0264
t2623 | 4748372.7824 | 6933467.7341 | 110 | 7170255.3722 | 7893311.0264
t2624 | 4885062.6485 | 6493424.3421 | 110 | 7170255.3722 | 7893311.0264
t2625 | 6251310.6469 | 7805293.7769 | 110 | 7170255.3722 | 7893311.0264
t2626 | 7716048.1281 | 8709939.0578 | 110 | 7170255.3722 | 7893311.0264
t2627 | 8311072.8913 | 8796594.73 | 110 | 7170255.3722 | 7893311.0264
t2628 | 8175917.108 | 8777319.973 | 110 | 7170255.3722 | 7893311.0264
t2629 | 7611597.9546 | 8828739.823 | 110 | 7170255.3722 | 7893311.0264
t2630 | 7596252.1149 | 9021242.1101 | 110 | 7170255.3722 | 7893311.0264
t2631 | 8708492.7152 | 9008570.185 | 110 | 7170255.3722 | 7893311.0264
t2632 | 9855759.0095 | 8788659.3378 | 110 | 7170255.3722 | 7893311.0264
t2633 | 9509096.3231 | 8876925.5176 | 110 | 7170255.3722 | 7893311.0264
t2634 | 7254531.3227 | 9086026.9155 | 110 | 7170255.3722 | 7893311.0264
t2635 | 3274671.8743 | 5682805.3519 | 110 | 7170255.3722 | 7893311.0264
t2636 | 1410435.7016 | 3171323.8175 | 110 | 7170255.3722 | 7893311.0264
t2637 | 1279999.531 | 2898112.9348 | 110 | 7170255.3722 | 7893311.0264
t2638 | 2203484.0168 | 4021482.0176 | 110 | 7170255.3722 | 7893311.0264
t2639 | 3581046.1954 | 5779776.7619 | 110 | 7170255.3722 | 7893311.0264
t2640 | 5336847.6507 | 8068603.809 | 110 | 7170255.3722 | 7893311.0264
t2641 | 7603297.7738 | 10247806.2733 | 111 | 4609211.4414 | 6063779.8265
t2642 | 9391978.5513 | 10247806.2733 | 111 | 4609211.4414 | 6063779.8265
t2643 | 9751742.728 | 10246415.9383 | 111 | 4609211.4414 | 6063779.8265
t2644 | 7568982.9452 | 10024024.5683 | 111 | 4609211.4414 | 6063779.8265
t2645 | 4884229.6877 | 7704985.1646 | 111 | 4609211.4414 | 6063779.8265
t2646 | 3018426.0388 | 5240862.571 | 111 | 4609211.4414 | 6063779.8265
t2647 | 2304369.8148 | 3991539.8419 | 111 | 4609211.4414 | 6063779.8265
t2648 | 3374983.5218 | 5201837.6616 | 111 | 4609211.4414 | 6063779.8265
t2649 | 4699001.5047 | 6875851.3594 | 111 | 4609211.4414 | 6063779.8265
t2650 | 6947806.0775 | 8704422.8 | 111 | 4609211.4414 | 6063779.8265
t2651 | 7968560.9584 | 8852727.4999 | 111 | 4609211.4414 | 6063779.8265
t2652 | 7872248.2768 | 8816647.4835 | 111 | 4609211.4414 | 6063779.8265
t2653 | 7900861.2699 | 8925650.1722 | 111 | 4609211.4414 | 6063779.8265
t2654 | 7875892.7689 | 9152851.2679 | 111 | 4609211.4414 | 6063779.8265
t2655 | 7376563.955 | 9133983.4588 | 111 | 4609211.4414 | 6063779.8265
t2656 | 5341398.998 | 7598397.2803 | 111 | 4609211.4414 | 6063779.8265
t2657 | 3084624.9685 | 5054312.8254 | 111 | 4609211.4414 | 6063779.8265
t2658 | 776141.3587 | 2333386.8553 | 111 | 4609211.4414 | 6063779.8265
t2659 | 0 | 207304.3137 | 111 | 4609211.4414 | 6063779.8265
t2660 | 0 | 0 | 111 | 4609211.4414 | 6063779.8265
t2661 | 0 | 0 | 111 | 4609211.4414 | 6063779.8265
t2662 | 0 | 882266.9644 | 111 | 4609211.4414 | 6063779.8265
t2663 | 918251.5413 | 2374553.6047 | 111 | 4609211.4414 | 6063779.8265
t2664 | 1961711.8555 | 3713081.6573 | 111 | 4609211.4414 | 6063779.8265
t2665 | 2722090.5835 | 4692381.6105 | 112 | 3233570.49 | 4346768.1922
t2666 | 2985401.1198 | 5041356.9741 | 112 | 3233570.49 | 4346768.1922
t2667 | 2409689.124 | 4265760.3813 | 112 | 3233570.49 | 4346768.1922
t2668 | 650746.1996 | 1945236.9226 | 112 | 3233570.49 | 4346768.1922
t2669 | 0 | 0 | 112 | 3233570.49 | 4346768.1922
t2670 | 0 | 0 | 112 | 3233570.49 | 4346768.1922
t2671 | 0 | 0 | 112 | 3233570.49 | 4346768.1922
t2672 | 0 | 0 | 112 | 3233570.49 | 4346768.1922
t2673 | 0 | 0 | 112 | 3233570.49 | 4346768.1922
t2674 | 1863423.1011 | 2158319.0723 | 112 | 3233570.49 | 4346768.1922
t2675 | 3564560.5848 | 4085775.8161 | 112 | 3233570.49 | 4346768.1922
t2676 | 5288095.0175 | 6052604.8628 | 112 | 3233570.49 | 4346768.1922
t2677 | 6636102.2938 | 7898231.5428 | 112 | 3233570.49 | 4346768.1922
t2678 | 7813076.1635 | 9662634.3324 | 112 | 3233570.49 | 4346768.1922
t2679 | 8264519.5972 | 9522817.9852 | 112 | 3233570.49 | 4346768.1922
t2680 | 8474426.4033 | 9361967.0335 | 112 | 3233570.49 | 4346768.1922
t2681 | 8089863.1677 | 9402829.074 | 112 | 3233570.49 | 4346768.1922
t2682 | 7356925.8977 | 9652446.6227 | 112 | 3233570.49 | 4346768.1922
t2683 | 4633103.5195 | 7298231.4787 | 112 | 3233570.49 | 4346768.1922
t2684 | 3265932.1755 | 5483699.3702 | 112 | 3233570.49 | 4346768.1922
t2685 | 2304792.8729 | 4151345.8162 | 112 | 3233570.49 | 4346768.1922
t2686 | 1282943.9382 | 2720209.3734 | 112 | 3233570.49 | 4346768.1922
t2687 | 0 | 926588.3433 | 112 | 3233570.49 | 4346768.1922
t2688 | 0 | 0 | 112 | 3233570.49 | 4346768.1922
t2689 | 0 | 0 | 113 | 554402.7374 | 1142199.3101
t2690 | 0 | 0 | 113 | 554402.7374 | 1142199.3101
t2691 | 0 | 0 | 113 | 554402.7374 | 1142199.3101
t2692 | 0 | 0 | 113 | 554402.7374 | 1142199.3101
t2693 | 0 | 0 | 113 | 554402.7374 | 1142199.3101
t2694 | 0 | 0 | 113 | 554402.7374 | 1142199.3101
t2695 | 0 | 0 | 113 | 554402.7374 | 1142199.3101
t2696 | 0 | 0 | 113 | 554402.7374 | 1142199.3101
t2697 | 0 | 0 | 113 | 554402.7374 | 1142199.3101
t2698 | 69634.0356 | 696028.0106 | 113 | 554402.7374 | 1142199.3101
t2699 | 1553887.3154 | 2537734.0452 | 113 | 554402.7374 | 1142199.3101
t2700 | 2334350.9176 | 3589621.0489 | 113 | 554402.7374 | 1142199.3101
t2701 | 2555791.8821 | 3960141.1823 | 113 | 554402.7374 | 1142199.3101
t2702 | 2339766.4626 | 3826081.5726 | 113 | 554402.7374 | 1142199.3101
t2703 | 1967350.0341 | 3473125.3035 | 113 | 554402.7374 | 1142199.3101
t2704 | 1193793.1614 | 2640032.7456 | 113 | 554402.7374 | 1142199.3101
t2705 | 798360.4327 | 2216165.7085 | 113 | 554402.7374 | 1142199.3101
t2706 | 492731.4557 | 1834510.8525 | 113 | 554402.7374 | 1142199.3101
t2707 | 0 | 881108.762 | 113 | 554402.7374 | 1142199.3101
t2708 | 0 | 839997.6168 | 113 | 554402.7374 | 1142199.3101
t2709 | 0 | 728759.6692 | 113 | 554402.7374 | 1142199.3101
t2710 | 0 | 189476.9244 | 113 | 554402.7374 | 1142199.3101
t2711 | 0 | 0 | 113 | 554402.7374 | 1142199.3101
t2712 | 0 | 0 | 113 | 554402.7374 | 1142199.3101
t2713 | 0 | 0 | 114 | 8649411.7712 | 5567070.8529
t2714 | 0 | 0 | 114 | 8649411.7712 | 5567070.8529
t2715 | 0 | 0 | 114 | 8649411.7712 | 5567070.8529
t2716 | 0 | 0 | 114 | 8649411.7712 | 5567070.8529
t2717 | 0 | 0 | 114 | 8649411.7712 | 5567070.8529
t2718 | 0 | 0 | 114 | 8649411.7712 | 5567070.8529
t2719 | 0 | 0 | 114 | 8649411.7712 | 5567070.8529
t2720 | 0 | 0 | 114 | 8649411.7712 | 5567070.8529
t2721 | 0 | 518099.0118 | 114 | 8649411.7712 | 5567070.8529
t2722 | 2891587.4223 | 4311520.8493 | 114 | 8649411.7712 | 5567070.8529
t2723 | 6392977.369 | 8407947.5109 | 114 | 8649411.7712 | 5567070.8529
t2724 | 10861275.1087 | 8390882.2454 | 114 | 8649411.7712 | 5567070.8529
t2725 | 15256335.5967 | 8455576.6874 | 114 | 8649411.7712 | 5567070.8529
t2726 | 17529533.942 | 8954724.0833 | 114 | 8649411.7712 | 5567070.8529
t2727 | 18354049.3049 | 8961293.8195 | 114 | 8649411.7712 | 5567070.8529
t2728 | 17936328.5708 | 8828831.7127 | 114 | 8649411.7712 | 5567070.8529
t2729 | 16911892.7648 | 8959186.3383 | 114 | 8649411.7712 | 5567070.8529
t2730 | 16081603.3236 | 9160466.5857 | 114 | 8649411.7712 | 5567070.8529
t2731 | 14363029.3537 | 9298448.8563 | 114 | 8649411.7712 | 5567070.8529
t2732 | 13256023.6971 | 9332553.1713 | 114 | 8649411.7712 | 5567070.8529
t2733 | 13290053.3778 | 9629915.9223 | 114 | 8649411.7712 | 5567070.8529
t2734 | 14041323.0893 | 9971556.4133 | 114 | 8649411.7712 | 5567070.8529
t2735 | 15040656.8744 | 10180890.9873 | 114 | 8649411.7712 | 5567070.8529
t2736 | 15379212.7128 | 10247806.2733 | 114 | 8649411.7712 | 5567070.8529
t2737 | 14467843.7715 | 10247806.2733 | 115 | 5936373.8501 | 7175920.1247
t2738 | 12901820.3863 | 10247806.2733 | 115 | 5936373.8501 | 7175920.1247
t2739 | 10926568.5557 | 10192354.1043 | 115 | 5936373.8501 | 7175920.1247
t2740 | 8154806.6011 | 9966145.1633 | 115 | 5936373.8501 | 7175920.1247
t2741 | 5299697.2156 | 8262439.3475 | 115 | 5936373.8501 | 7175920.1247
t2742 | 2883573.9562 | 4942502.3999 | 115 | 5936373.8501 | 7175920.1247
t2743 | 1498078.2367 | 2639007.9643 | 115 | 5936373.8501 | 7175920.1247
t2744 | 1734175.0894 | 2345477.9695 | 115 | 5936373.8501 | 7175920.1247
t2745 | 2323363.8431 | 2651363.4602 | 115 | 5936373.8501 | 7175920.1247
t2746 | 3738492.4492 | 4158949.1343 | 115 | 5936373.8501 | 7175920.1247
t2747 | 4756771.6842 | 5288163.3152 | 115 | 5936373.8501 | 7175920.1247
t2748 | 5158353.8936 | 5843382.7809 | 115 | 5936373.8501 | 7175920.1247
t2749 | 5860876.4708 | 6841519.839 | 115 | 5936373.8501 | 7175920.1247
t2750 | 7496906.8223 | 8994041.4162 | 115 | 5936373.8501 | 7175920.1247
t2751 | 8296783.4377 | 9106234.073 | 115 | 5936373.8501 | 7175920.1247
t2752 | 7246068.4697 | 8844021.3966 | 115 | 5936373.8501 | 7175920.1247
t2753 | 5702453.41 | 8374314.605 | 115 | 5936373.8501 | 7175920.1247
t2754 | 4387667.4599 | 7028424.6543 | 115 | 5936373.8501 | 7175920.1247
t2755 | 2718757.4105 | 4927006.291 | 115 | 5936373.8501 | 7175920.1247
t2756 | 3675651.3148 | 6178967.9337 | 115 | 5936373.8501 | 7175920.1247
t2757 | 4625114.9307 | 7337834.4607 | 115 | 5936373.8501 | 7175920.1247
t2758 | 5801015.9948 | 8789766.6349 | 115 | 5936373.8501 | 7175920.1247
t2759 | 6550539.5476 | 9710619.8422 | 115 | 5936373.8501 | 7175920.1247
t2760 | 6267591.45 | 9303933.6608 | 115 | 5936373.8501 | 7175920.1247
t2761 | 5767764.2963 | 8632776.8526 | 116 | 8675828.7802 | 6664319.1173
t2762 | 5241002.6076 | 7944203.8235 | 116 | 8675828.7802 | 6664319.1173
t2763 | 4971345.6064 | 7617436.9374 | 116 | 8675828.7802 | 6664319.1173
t2764 | 3201429.5432 | 5343050.2248 | 116 | 8675828.7802 | 6664319.1173
t2765 | 1305552.6378 | 2993628.7321 | 116 | 8675828.7802 | 6664319.1173
t2766 | 115205.4903 | 1243097.5254 | 116 | 8675828.7802 | 6664319.1173
t2767 | 0 | 0 | 116 | 8675828.7802 | 6664319.1173
t2768 | 0 | 0 | 116 | 8675828.7802 | 6664319.1173
t2769 | 622665.0546 | 173256.1355 | 116 | 8675828.7802 | 6664319.1173
t2770 | 1395633.5073 | 828386.3219 | 116 | 8675828.7802 | 6664319.1173
t2771 | 3586231.1089 | 3513325.387 | 116 | 8675828.7802 | 6664319.1173
t2772 | 7675275.8925 | 8871430.73 | 116 | 8675828.7802 | 6664319.1173
t2773 | 12975004.4178 | 8927518.109 | 116 | 8675828.7802 | 6664319.1173
t2774 | 16369805.2628 | 9061517.1767 | 116 | 8675828.7802 | 6664319.1173
t2775 | 16988492.9483 | 9096788.7878 | 116 | 8675828.7802 | 6664319.1173
t2776 | 16524605.7509 | 8846525.6523 | 116 | 8675828.7802 | 6664319.1173
t2777 | 16300664.8503 | 8975518.3599 | 116 | 8675828.7802 | 6664319.1173
t2778 | 16160923.7625 | 9164778.3704 | 116 | 8675828.7802 | 6664319.1173
t2779 | 13968171.4071 | 9342479.3603 | 116 | 8675828.7802 | 6664319.1173
t2780 | 12752264.2934 | 9355459.9083 | 116 | 8675828.7802 | 6664319.1173
t2781 | 13048741.1574 | 9622677.5423 | 116 | 8675828.7802 | 6664319.1173
t2782 | 13582941.4417 | 9952063.2163 | 116 | 8675828.7802 | 6664319.1173
t2783 | 13352663.9331 | 10189933.3883 | 116 | 8675828.7802 | 6664319.1173
t2784 | 12313505.7555 | 10247806.2733 | 116 | 8675828.7802 | 6664319.1173
t2785 | 10331447.0926 | 10247806.2733 | 117 | 2681039.5409 | 3866615.6707
t2786 | 7886516.2173 | 10247806.2733 | 117 | 2681039.5409 | 3866615.6707
t2787 | 5997939.7008 | 8967653.7125 | 117 | 2681039.5409 | 3866615.6707
t2788 | 4301921.3497 | 6786201.3403 | 117 | 2681039.5409 | 3866615.6707
t2789 | 2727626.4933 | 4856879.5294 | 117 | 2681039.5409 | 3866615.6707
t2790 | 1124153.0247 | 2566149.4264 | 117 | 2681039.5409 | 3866615.6707
t2791 | 0 | 0 | 117 | 2681039.5409 | 3866615.6707
t2792 | 0 | 0 | 117 | 2681039.5409 | 3866615.6707
t2793 | 200507.4914 | 0 | 117 | 2681039.5409 | 3866615.6707
t2794 | 0 | 0 | 117 | 2681039.5409 | 3866615.6707
t2795 | 0 | 0 | 117 | 2681039.5409 | 3866615.6707
t2796 | 0 | 0 | 117 | 2681039.5409 | 3866615.6707
t2797 | 489676.1519 | 0 | 117 | 2681039.5409 | 3866615.6707
t2798 | 1982211.1497 | 1733051.3536 | 117 | 2681039.5409 | 3866615.6707
t2799 | 3348368.0526 | 4000596.1446 | 117 | 2681039.5409 | 3866615.6707
t2800 | 4455357.1966 | 6050804.4557 | 117 | 2681039.5409 | 3866615.6707
t2801 | 4801785.5129 | 7095642.8396 | 117 | 2681039.5409 | 3866615.6707
t2802 | 4091124.2635 | 6636698.3164 | 117 | 2681039.5409 | 3866615.6707
t2803 | 1217389.9934 | 2940204.8528 | 117 | 2681039.5409 | 3866615.6707
t2804 | 1085375.5761 | 2732043.9224 | 117 | 2681039.5409 | 3866615.6707
t2805 | 1197534.1908 | 2777574.3381 | 117 | 2681039.5409 | 3866615.6707
t2806 | 2214582.7238 | 4023062.4104 | 117 | 2681039.5409 | 3866615.6707
t2807 | 3297173.117 | 5391202.2279 | 117 | 2681039.5409 | 3866615.6707
t2808 | 3594259.6832 | 5745398.679 | 117 | 2681039.5409 | 3866615.6707
t2809 | 3498953.935 | 5602501.3601 | 118 | 1057335.6133 | 1845626.11
t2810 | 3191614.3976 | 5199978.6812 | 118 | 1057335.6133 | 1845626.11
t2811 | 2611707.1799 | 4458260.1232 | 118 | 1057335.6133 | 1845626.11
t2812 | 623710.7954 | 1889646.5761 | 118 | 1057335.6133 | 1845626.11
t2813 | 0 | 0 | 118 | 1057335.6133 | 1845626.11
t2814 | 0 | 0 | 118 | 1057335.6133 | 1845626.11
t2815 | 0 | 0 | 118 | 1057335.6133 | 1845626.11
t2816 | 0 | 0 | 118 | 1057335.6133 | 1845626.11
t2817 | 0 | 0 | 118 | 1057335.6133 | 1845626.11
t2818 | 0 | 0 | 118 | 1057335.6133 | 1845626.11
t2819 | 0 | 0 | 118 | 1057335.6133 | 1845626.11
t2820 | 0 | 0 | 118 | 1057335.6133 | 1845626.11
t2821 | 251491.4557 | 0 | 118 | 1057335.6133 | 1845626.11
t2822 | 664879.8468 | 0 | 118 | 1057335.6133 | 1845626.11
t2823 | 787811.1189 | 443647.8204 | 118 | 1057335.6133 | 1845626.11
t2824 | 1105667.7173 | 1489924.9092 | 118 | 1057335.6133 | 1845626.11
t2825 | 1478509.7896 | 2621136.2654 | 118 | 1057335.6133 | 1845626.11
t2826 | 1554485.5348 | 3216917.647 | 118 | 1057335.6133 | 1845626.11
t2827 | 885406.2456 | 2427373.1364 | 118 | 1057335.6133 | 1845626.11
t2828 | 1745377.3137 | 3544338.6863 | 118 | 1057335.6133 | 1845626.11
t2829 | 2053352.3499 | 3880868.6648 | 118 | 1057335.6133 | 1845626.11
t2830 | 1922598.8793 | 3616858.7963 | 118 | 1057335.6133 | 1845626.11
t2831 | 1696286.8226 | 3238253.7134 | 118 | 1057335.6133 | 1845626.11
t2832 | 1304201.3378 | 2665320.2599 | 118 | 1057335.6133 | 1845626.11
t2833 | 788781.096 | 1959533.7353 | 119 | 1136003.777 | 1815699.5204
t2834 | 101159.385 | 1043472.4849 | 119 | 1136003.777 | 1815699.5204
t2835 | 0 | 0 | 119 | 1136003.777 | 1815699.5204
t2836 | 0 | 0 | 119 | 1136003.777 | 1815699.5204
t2837 | 0 | 0 | 119 | 1136003.777 | 1815699.5204
t2838 | 0 | 0 | 119 | 1136003.777 | 1815699.5204
t2839 | 0 | 0 | 119 | 1136003.777 | 1815699.5204
t2840 | 0 | 0 | 119 | 1136003.777 | 1815699.5204
t2841 | 0 | 0 | 119 | 1136003.777 | 1815699.5204
t2842 | 0 | 0 | 119 | 1136003.777 | 1815699.5204
t2843 | 0 | 0 | 119 | 1136003.777 | 1815699.5204
t2844 | 107529.0503 | 0 | 119 | 1136003.777 | 1815699.5204
t2845 | 777277.9681 | 0 | 119 | 1136003.777 | 1815699.5204
t2846 | 1234394.6287 | 781589.5893 | 119 | 1136003.777 | 1815699.5204
t2847 | 1517516.8193 | 1599007.9649 | 119 | 1136003.777 | 1815699.5204
t2848 | 2498301.675 | 3446259.6804 | 119 | 1136003.777 | 1815699.5204
t2849 | 3573565.1431 | 5367680.163 | 119 | 1136003.777 | 1815699.5204
t2850 | 3897405.5062 | 6179013.1975 | 119 | 1136003.777 | 1815699.5204
t2851 | 2603803.0206 | 4602648.9901 | 119 | 1136003.777 | 1815699.5204
t2852 | 3220356.5314 | 5419087.0979 | 119 | 1136003.777 | 1815699.5204
t2853 | 3227975.7472 | 5369596.4288 | 119 | 1136003.777 | 1815699.5204
t2854 | 2263016.5335 | 4014386.3353 | 119 | 1136003.777 | 1815699.5204
t2855 | 1222196.5628 | 2573797.1707 | 119 | 1136003.777 | 1815699.5204
t2856 | 230810.9813 | 1220715.6518 | 119 | 1136003.777 | 1815699.5204
t2857 | 0 | 103093.6484 | 120 | 413664.8206 | 695907.4626
t2858 | 0 | 0 | 120 | 413664.8206 | 695907.4626
t2859 | 0 | 0 | 120 | 413664.8206 | 695907.4626
t2860 | 0 | 0 | 120 | 413664.8206 | 695907.4626
t2861 | 0 | 0 | 120 | 413664.8206 | 695907.4626
t2862 | 0 | 0 | 120 | 413664.8206 | 695907.4626
t2863 | 0 | 0 | 120 | 413664.8206 | 695907.4626
t2864 | 0 | 0 | 120 | 413664.8206 | 695907.4626
t2865 | 0 | 0 | 120 | 413664.8206 | 695907.4626
t2866 | 0 | 0 | 120 | 413664.8206 | 695907.4626
t2867 | 0 | 0 | 120 | 413664.8206 | 695907.4626
t2868 | 0 | 0 | 120 | 413664.8206 | 695907.4626
t2869 | 708628.9807 | 0 | 120 | 413664.8206 | 695907.4626
t2870 | 1501017.5319 | 1416454.1546 | 120 | 413664.8206 | 695907.4626
t2871 | 1933126.7575 | 2450275.8214 | 120 | 413664.8206 | 695907.4626
t2872 | 1922640.7839 | 2952988.1302 | 120 | 413664.8206 | 695907.4626
t2873 | 1835243.5205 | 3163081.7815 | 120 | 413664.8206 | 695907.4626
t2874 | 1537627.9964 | 3042068.4196 | 120 | 413664.8206 | 695907.4626
t2875 | 357802.2523 | 1621676.7587 | 120 | 413664.8206 | 695907.4626
t2876 | 131867.8711 | 1321657.1387 | 120 | 413664.8206 | 695907.4626
t2877 | 0 | 541934.2501 | 120 | 413664.8206 | 695907.4626
t2878 | 0 | 88548.9999 | 120 | 413664.8206 | 695907.4626
t2879 | 0 | 0 | 120 | 413664.8206 | 695907.4626
t2880 | 0 | 0 | 120 | 413664.8206 | 695907.4626
t2881 | 0 | 0 | 121 | 127398.113 | 334602.611
t2882 | 0 | 0 | 121 | 127398.113 | 334602.611
t2883 | 0 | 0 | 121 | 127398.113 | 334602.611
t2884 | 0 | 0 | 121 | 127398.113 | 334602.611
t2885 | 0 | 0 | 121 | 127398.113 | 334602.611
t2886 | 0 | 0 | 121 | 127398.113 | 334602.611
t2887 | 0 | 0 | 121 | 127398.113 | 334602.611
t2888 | 0 | 0 | 121 | 127398.113 | 334602.611
t2889 | 0 | 0 | 121 | 127398.113 | 334602.611
t2890 | 0 | 0 | 121 | 127398.113 | 334602.611
t2891 | 0 | 0 | 121 | 127398.113 | 334602.611
t2892 | 0 | 0 | 121 | 127398.113 | 334602.611
t2893 | 0 | 0 | 121 | 127398.113 | 334602.611
t2894 | 0 | 0 | 121 | 127398.113 | 334602.611
t2895 | 0 | 0 | 121 | 127398.113 | 334602.611
t2896 | 0 | 0 | 121 | 127398.113 | 334602.611
t2897 | 0 | 0 | 121 | 127398.113 | 334602.611
t2898 | 0 | 0 | 121 | 127398.113 | 334602.611
t2899 | 0 | 0 | 121 | 127398.113 | 334602.611
t2900 | 0 | 406930.626 | 121 | 127398.113 | 334602.611
t2901 | 0 | 634913.587 | 121 | 127398.113 | 334602.611
t2902 | 179627.1067 | 1264714.9187 | 121 | 127398.113 | 334602.611
t2903 | 965622.1945 | 2250594.6035 | 121 | 127398.113 | 334602.611
t2904 | 1912305.4097 | 3473308.9287 | 121 | 127398.113 | 334602.611
t2905 | 2549608.6576 | 4310496.7735 | 122 | 5454312.424 | 7134270.9939
t2906 | 3174641.0365 | 5144932.0635 | 122 | 5454312.424 | 7134270.9939
t2907 | 4736796.8258 | 7249631.7588 | 122 | 5454312.424 | 7134270.9939
t2908 | 4702662.938 | 7263089.4418 | 122 | 5454312.424 | 7134270.9939
t2909 | 3056856.6082 | 5229578.6665 | 122 | 5454312.424 | 7134270.9939
t2910 | 2731396.0679 | 4887022.1381 | 122 | 5454312.424 | 7134270.9939
t2911 | 2160189.9477 | 4028266.9485 | 122 | 5454312.424 | 7134270.9939
t2912 | 3117389.4926 | 5079620.3097 | 122 | 5454312.424 | 7134270.9939
t2913 | 3242132.9527 | 5031216.7329 | 122 | 5454312.424 | 7134270.9939
t2914 | 2203925.3876 | 3393781.5321 | 122 | 5454312.424 | 7134270.9939
t2915 | 2726551.8104 | 3815770.0427 | 122 | 5454312.424 | 7134270.9939
t2916 | 4705488.8932 | 6223578.0509 | 122 | 5454312.424 | 7134270.9939
t2917 | 7174813.479 | 8955601.1379 | 122 | 5454312.424 | 7134270.9939
t2918 | 9144507.6566 | 9106297.7233 | 122 | 5454312.424 | 7134270.9939
t2919 | 10325534.3856 | 9119526.5581 | 122 | 5454312.424 | 7134270.9939
t2920 | 9529714.4871 | 8872298.3573 | 122 | 5454312.424 | 7134270.9939
t2921 | 8248676.1646 | 8997872.9938 | 122 | 5454312.424 | 7134270.9939
t2922 | 7246754.9538 | 9267377.744 | 122 | 5454312.424 | 7134270.9939
t2923 | 4508217.1556 | 7237912.0396 | 122 | 5454312.424 | 7134270.9939
t2924 | 4990223.7384 | 7864754.6087 | 122 | 5454312.424 | 7134270.9939
t2925 | 6323835.4648 | 9541025.6443 | 122 | 5454312.424 | 7134270.9939
t2926 | 7710716.8773 | 10107240.0403 | 122 | 5454312.424 | 7134270.9939
t2927 | 8380668.0629 | 10247806.2733 | 122 | 5454312.424 | 7134270.9939
t2928 | 8212195.1326 | 10247806.2733 | 122 | 5454312.424 | 7134270.9939
t2929 | 7412325.7574 | 10247806.2733 | 123 | 3637132.8093 | 4830809.6013
t2930 | 6166801.9117 | 9117479.2952 | 123 | 3637132.8093 | 4830809.6013
t2931 | 4684211.5937 | 7178009.8985 | 123 | 3637132.8093 | 4830809.6013
t2932 | 3266607.612 | 5351118.4087 | 123 | 3637132.8093 | 4830809.6013
t2933 | 2328345.2018 | 4280872.8177 | 123 | 3637132.8093 | 4830809.6013
t2934 | 2425600.8604 | 4187279.6574 | 123 | 3637132.8093 | 4830809.6013
t2935 | 2358896.795 | 3504192.9631 | 123 | 3637132.8093 | 4830809.6013
t2936 | 3557192.9636 | 4468415.1826 | 123 | 3637132.8093 | 4830809.6013
t2937 | 3958308.9737 | 4505958.8681 | 123 | 3637132.8093 | 4830809.6013
t2938 | 3381043.7484 | 3406932.8273 | 123 | 3637132.8093 | 4830809.6013
t2939 | 2384277.7861 | 1879531.189 | 123 | 3637132.8093 | 4830809.6013
t2940 | 1305154.4532 | 419159.3391 | 123 | 3637132.8093 | 4830809.6013
t2941 | 852721.9208 | 0 | 123 | 3637132.8093 | 4830809.6013
t2942 | 802137.1458 | 73909.4143 | 123 | 3637132.8093 | 4830809.6013
t2943 | 800120.8864 | 495304.0617 | 123 | 3637132.8093 | 4830809.6013
t2944 | 670074.4525 | 962785.8914 | 123 | 3637132.8093 | 4830809.6013
t2945 | 922510.9758 | 1911086.0482 | 123 | 3637132.8093 | 4830809.6013
t2946 | 1593646.3331 | 3218975.5088 | 123 | 3637132.8093 | 4830809.6013
t2947 | 1739544.1613 | 3551358.3394 | 123 | 3637132.8093 | 4830809.6013
t2948 | 4191896.6522 | 6799914.7267 | 123 | 3637132.8093 | 4830809.6013
t2949 | 6691204.0633 | 9789948.7473 | 123 | 3637132.8093 | 4830809.6013
t2950 | 8457995.2454 | 10093778.4273 | 123 | 3637132.8093 | 4830809.6013
t2951 | 8913067.3517 | 10247806.2733 | 123 | 3637132.8093 | 4830809.6013
t2952 | 8427500.5789 | 10247806.2733 | 123 | 3637132.8093 | 4830809.6013
t2953 | 7201048.1111 | 10247806.2733 | 124 | 998645.966 | 1649273.3826
t2954 | 5696892.84 | 8495277.1973 | 124 | 998645.966 | 1649273.3826
t2955 | 4346391.6483 | 6745006.8117 | 124 | 998645.966 | 1649273.3826
t2956 | 2916739.6275 | 4906067.2829 | 124 | 998645.966 | 1649273.3826
t2957 | 1600351.6198 | 3266238.8574 | 124 | 998645.966 | 1649273.3826
t2958 | 744348.1492 | 2014226.8393 | 124 | 998645.966 | 1649273.3826
t2959 | 0 | 0 | 124 | 998645.966 | 1649273.3826
t2960 | 0 | 0 | 124 | 998645.966 | 1649273.3826
t2961 | 0 | 0 | 124 | 998645.966 | 1649273.3826
t2962 | 0 | 0 | 124 | 998645.966 | 1649273.3826
t2963 | 0 | 0 | 124 | 998645.966 | 1649273.3826
t2964 | 0 | 0 | 124 | 998645.966 | 1649273.3826
t2965 | 0 | 0 | 124 | 998645.966 | 1649273.3826
t2966 | 0 | 0 | 124 | 998645.966 | 1649273.3826
t2967 | 0 | 0 | 124 | 998645.966 | 1649273.3826
t2968 | 0 | 0 | 124 | 998645.966 | 1649273.3826
t2969 | 0 | 0 | 124 | 998645.966 | 1649273.3826
t2970 | 0 | 0 | 124 | 998645.966 | 1649273.3826
t2971 | 0 | 0 | 124 | 998645.966 | 1649273.3826
t2972 | 0 | 0 | 124 | 998645.966 | 1649273.3826
t2973 | 0 | 0 | 124 | 998645.966 | 1649273.3826
t2974 | 0 | 0 | 124 | 998645.966 | 1649273.3826
t2975 | 226747.9276 | 1302317.4255 | 124 | 998645.966 | 1649273.3826
t2976 | 1234983.2599 | 2605620.4961 | 124 | 998645.966 | 1649273.3826
t2977 | 1405458.8121 | 2814169.3048 | 125 | 114620.2734 | 344379.6299
t2978 | 930454.5064 | 2186871.9729 | 125 | 114620.2734 | 344379.6299
t2979 | 142380.1154 | 1170358.0426 | 125 | 114620.2734 | 344379.6299
t2980 | 0 | 419972.3017 | 125 | 114620.2734 | 344379.6299
t2981 | 0 | 0 | 125 | 114620.2734 | 344379.6299
t2982 | 0 | 0 | 125 | 114620.2734 | 344379.6299
t2983 | 0 | 0 | 125 | 114620.2734 | 344379.6299
t2984 | 0 | 0 | 125 | 114620.2734 | 344379.6299
t2985 | 0 | 0 | 125 | 114620.2734 | 344379.6299
t2986 | 0 | 0 | 125 | 114620.2734 | 344379.6299
t2987 | 0 | 0 | 125 | 114620.2734 | 344379.6299
t2988 | 0 | 0 | 125 | 114620.2734 | 344379.6299
t2989 | 0 | 0 | 125 | 114620.2734 | 344379.6299
t2990 | 0 | 0 | 125 | 114620.2734 | 344379.6299
t2991 | 0 | 0 | 125 | 114620.2734 | 344379.6299
t2992 | 0 | 0 | 125 | 114620.2734 | 344379.6299
t2993 | 0 | 0 | 125 | 114620.2734 | 344379.6299
t2994 | 0 | 0 | 125 | 114620.2734 | 344379.6299
t2995 | 0 | 0 | 125 | 114620.2734 | 344379.6299
t2996 | 0 | 0 | 125 | 114620.2734 | 344379.6299
t2997 | 0 | 0 | 125 | 114620.2734 | 344379.6299
t2998 | 0 | 0 | 125 | 114620.2734 | 344379.6299
t2999 | 0 | 401723.3826 | 125 | 114620.2734 | 344379.6299
t3000 | 272593.1283 | 1272016.113 | 125 | 114620.2734 | 344379.6299
t3001 | 1276930.7446 | 2580939.7818 | 126 | 727082.2668 | 1516440.0392
t3002 | 2673860.2325 | 4425230.0343 | 126 | 727082.2668 | 1516440.0392
t3003 | 4001707.1404 | 6190919.3927 | 126 | 727082.2668 | 1516440.0392
t3004 | 3297136.9684 | 5257909.6813 | 126 | 727082.2668 | 1516440.0392
t3005 | 1216293.0792 | 2496840.0426 | 126 | 727082.2668 | 1516440.0392
t3006 | 0 | 0 | 126 | 727082.2668 | 1516440.0392
t3007 | 0 | 0 | 126 | 727082.2668 | 1516440.0392
t3008 | 0 | 0 | 126 | 727082.2668 | 1516440.0392
t3009 | 0 | 0 | 126 | 727082.2668 | 1516440.0392
t3010 | 0 | 0 | 126 | 727082.2668 | 1516440.0392
t3011 | 0 | 0 | 126 | 727082.2668 | 1516440.0392
t3012 | 0 | 0 | 126 | 727082.2668 | 1516440.0392
t3013 | 0 | 0 | 126 | 727082.2668 | 1516440.0392
t3014 | 60345.2267 | 535537.1296 | 126 | 727082.2668 | 1516440.0392
t3015 | 738005.3787 | 1526634.2251 | 126 | 727082.2668 | 1516440.0392
t3016 | 1102106.9046 | 2064126.6798 | 126 | 727082.2668 | 1516440.0392
t3017 | 965615.2301 | 1929211.1195 | 126 | 727082.2668 | 1516440.0392
t3018 | 718710.926 | 1814834.1613 | 126 | 727082.2668 | 1516440.0392
t3019 | 385816.5877 | 1547536.0729 | 126 | 727082.2668 | 1516440.0392
t3020 | 487325.3862 | 1705669.5962 | 126 | 727082.2668 | 1516440.0392
t3021 | 146586.3546 | 1222155.8525 | 126 | 727082.2668 | 1516440.0392
t3022 | 209785.2554 | 1228244.8684 | 126 | 727082.2668 | 1516440.0392
t3023 | 169748.988 | 1112062.0879 | 126 | 727082.2668 | 1516440.0392
t3024 | 0 | 756710.2158 | 126 | 727082.2668 | 1516440.0392
t3025 | 0 | 731742.2324 | 127 | 7692.2924 | 111561.6998
t3026 | 80978.7047 | 937626.9773 | 127 | 7692.2924 | 111561.6998
t3027 | 103636.3118 | 979321.2127 | 127 | 7692.2924 | 111561.6998
t3028 | 0 | 28790.3731 | 127 | 7692.2924 | 111561.6998
t3029 | 0 | 0 | 127 | 7692.2924 | 111561.6998
t3030 | 0 | 0 | 127 | 7692.2924 | 111561.6998
t3031 | 0 | 0 | 127 | 7692.2924 | 111561.6998
t3032 | 0 | 0 | 127 | 7692.2924 | 111561.6998
t3033 | 0 | 0 | 127 | 7692.2924 | 111561.6998
t3034 | 0 | 0 | 127 | 7692.2924 | 111561.6998
t3035 | 0 | 0 | 127 | 7692.2924 | 111561.6998
t3036 | 0 | 0 | 127 | 7692.2924 | 111561.6998
t3037 | 0 | 0 | 127 | 7692.2924 | 111561.6998
t3038 | 0 | 0 | 127 | 7692.2924 | 111561.6998
t3039 | 0 | 0 | 127 | 7692.2924 | 111561.6998
t3040 | 0 | 0 | 127 | 7692.2924 | 111561.6998
t3041 | 0 | 0 | 127 | 7692.2924 | 111561.6998
t3042 | 0 | 0 | 127 | 7692.2924 | 111561.6998
t3043 | 0 | 0 | 127 | 7692.2924 | 111561.6998
t3044 | 0 | 0 | 127 | 7692.2924 | 111561.6998
t3045 | 0 | 0 | 127 | 7692.2924 | 111561.6998
t3046 | 0 | 0 | 127 | 7692.2924 | 111561.6998
t3047 | 0 | 0 | 127 | 7692.2924 | 111561.6998
t3048 | 0 | 0 | 127 | 7692.2924 | 111561.6998
t3049 | 0 | 0 | 128 | 0 | 0
t3050 | 0 | 0 | 128 | 0 | 0
t3051 | 0 | 0 | 128 | 0 | 0
t3052 | 0 | 0 | 128 | 0 | 0
t3053 | 0 | 0 | 128 | 0 | 0
t3054 | 0 | 0 | 128 | 0 | 0
t3055 | 0 | 0 | 128 | 0 | 0
t3056 | 0 | 0 | 128 | 0 | 0
t3057 | 0 | 0 | 128 | 0 | 0
t3058 | 0 | 0 | 128 | 0 | 0
t3059 | 0 | 0 | 128 | 0 | 0
t3060 | 0 | 0 | 128 | 0 | 0
t3061 | 0 | 0 | 128 | 0 | 0
t3062 | 0 | 0 | 128 | 0 | 0
t3063 | 0 | 0 | 128 | 0 | 0
t3064 | 0 | 0 | 128 | 0 | 0
t3065 | 0 | 0 | 128 | 0 | 0
t3066 | 0 | 0 | 128 | 0 | 0
t3067 | 0 | 0 | 128 | 0 | 0
t3068 | 0 | 0 | 128 | 0 | 0
t3069 | 0 | 0 | 128 | 0 | 0
t3070 | 0 | 0 | 128 | 0 | 0
t3071 | 0 | 0 | 128 | 0 | 0
t3072 | 0 | 0 | 128 | 0 | 0
t3073 | 0 | 0 | 129 | 0 | 38090.5663
t3074 | 0 | 0 | 129 | 0 | 38090.5663
t3075 | 0 | 0 | 129 | 0 | 38090.5663
t3076 | 0 | 0 | 129 | 0 | 38090.5663
t3077 | 0 | 0 | 129 | 0 | 38090.5663
t3078 | 0 | 0 | 129 | 0 | 38090.5663
t3079 | 0 | 0 | 129 | 0 | 38090.5663
t3080 | 0 | 0 | 129 | 0 | 38090.5663
t3081 | 0 | 0 | 129 | 0 | 38090.5663
t3082 | 0 | 0 | 129 | 0 | 38090.5663
t3083 | 0 | 0 | 129 | 0 | 38090.5663
t3084 | 0 | 0 | 129 | 0 | 38090.5663
t3085 | 0 | 0 | 129 | 0 | 38090.5663
t3086 | 0 | 0 | 129 | 0 | 38090.5663
t3087 | 0 | 0 | 129 | 0 | 38090.5663
t3088 | 0 | 0 | 129 | 0 | 38090.5663
t3089 | 0 | 0 | 129 | 0 | 38090.5663
t3090 | 0 | 0 | 129 | 0 | 38090.5663
t3091 | 0 | 0 | 129 | 0 | 38090.5663
t3092 | 0 | 0 | 129 | 0 | 38090.5663
t3093 | 0 | 0 | 129 | 0 | 38090.5663
t3094 | 0 | 0 | 129 | 0 | 38090.5663
t3095 | 0 | 38323.8877 | 129 | 0 | 38090.5663
t3096 | 0 | 875849.7039 | 129 | 0 | 38090.5663
t3097 | 178230.3403 | 1187171.6392 | 130 | 1129525.0792 | 1981581.1095
t3098 | 0 | 772737.9894 | 130 | 1129525.0792 | 1981581.1095
t3099 | 0 | 0 | 130 | 1129525.0792 | 1981581.1095
t3100 | 0 | 0 | 130 | 1129525.0792 | 1981581.1095
t3101 | 0 | 0 | 130 | 1129525.0792 | 1981581.1095
t3102 | 0 | 0 | 130 | 1129525.0792 | 1981581.1095
t3103 | 0 | 0 | 130 | 1129525.0792 | 1981581.1095
t3104 | 0 | 0 | 130 | 1129525.0792 | 1981581.1095
t3105 | 0 | 0 | 130 | 1129525.0792 | 1981581.1095
t3106 | 0 | 0 | 130 | 1129525.0792 | 1981581.1095
t3107 | 0 | 0 | 130 | 1129525.0792 | 1981581.1095
t3108 | 0 | 0 | 130 | 1129525.0792 | 1981581.1095
t3109 | 0 | 0 | 130 | 1129525.0792 | 1981581.1095
t3110 | 0 | 0 | 130 | 1129525.0792 | 1981581.1095
t3111 | 0 | 0 | 130 | 1129525.0792 | 1981581.1095
t3112 | 922536.3237 | 1941606.9787 | 130 | 1129525.0792 | 1981581.1095
t3113 | 2744032.1982 | 4601561.5597 | 130 | 1129525.0792 | 1981581.1095
t3114 | 4427870.9617 | 7209462.228 | 130 | 1129525.0792 | 1981581.1095
t3115 | 4523204.3819 | 7319527.4649 | 130 | 1129525.0792 | 1981581.1095
t3116 | 4344348.8166 | 7047550.0325 | 130 | 1129525.0792 | 1981581.1095
t3117 | 3539760.9501 | 5900302.8569 | 130 | 1129525.0792 | 1981581.1095
t3118 | 2442533.9791 | 4327160.1789 | 130 | 1129525.0792 | 1981581.1095
t3119 | 2029626.5172 | 3695331.4917 | 130 | 1129525.0792 | 1981581.1095
t3120 | 1956457.4319 | 3555534.2074 | 130 | 1129525.0792 | 1981581.1095
t3121 | 1634978.9833 | 3110317.6751 | 131 | 158335.2389 | 458326.8396
t3122 | 1181172.7517 | 2513736.7314 | 131 | 158335.2389 | 458326.8396
t3123 | 822230.5943 | 2059611.4326 | 131 | 158335.2389 | 458326.8396
t3124 | 161663.4037 | 1256269.5298 | 131 | 158335.2389 | 458326.8396
t3125 | 0 | 0 | 131 | 158335.2389 | 458326.8396
t3126 | 0 | 0 | 131 | 158335.2389 | 458326.8396
t3127 | 0 | 0 | 131 | 158335.2389 | 458326.8396
t3128 | 0 | 0 | 131 | 158335.2389 | 458326.8396
t3129 | 0 | 0 | 131 | 158335.2389 | 458326.8396
t3130 | 0 | 0 | 131 | 158335.2389 | 458326.8396
t3131 | 0 | 0 | 131 | 158335.2389 | 458326.8396
t3132 | 0 | 0 | 131 | 158335.2389 | 458326.8396
t3133 | 0 | 0 | 131 | 158335.2389 | 458326.8396
t3134 | 0 | 57100.8174 | 131 | 158335.2389 | 458326.8396
t3135 | 0 | 78580.0024 | 131 | 158335.2389 | 458326.8396
t3136 | 0 | 207443.38 | 131 | 158335.2389 | 458326.8396
t3137 | 0 | 0 | 131 | 158335.2389 | 458326.8396
t3138 | 0 | 0 | 131 | 158335.2389 | 458326.8396
t3139 | 0 | 144247.8457 | 131 | 158335.2389 | 458326.8396
t3140 | 0 | 994895.8979 | 131 | 158335.2389 | 458326.8396
t3141 | 0 | 577640.8384 | 131 | 158335.2389 | 458326.8396
t3142 | 0 | 0 | 131 | 158335.2389 | 458326.8396
t3143 | 0 | 0 | 131 | 158335.2389 | 458326.8396
t3144 | 0 | 0 | 131 | 158335.2389 | 458326.8396
t3145 | 0 | 0 | 132 | 4254590.0425 | 5099622.5168
t3146 | 0 | 0 | 132 | 4254590.0425 | 5099622.5168
t3147 | 0 | 0 | 132 | 4254590.0425 | 5099622.5168
t3148 | 692794.1819 | 1825473.5646 | 132 | 4254590.0425 | 5099622.5168
t3149 | 1811471.7673 | 3317608.9387 | 132 | 4254590.0425 | 5099622.5168
t3150 | 2478114.4996 | 4084589.3101 | 132 | 4254590.0425 | 5099622.5168
t3151 | 2041849.7382 | 3183505.8939 | 132 | 4254590.0425 | 5099622.5168
t3152 | 1232658.0129 | 1575628.0909 | 132 | 4254590.0425 | 5099622.5168
t3153 | 916893.7966 | 756183.9062 | 132 | 4254590.0425 | 5099622.5168
t3154 | 1234475.0523 | 718740.8313 | 132 | 4254590.0425 | 5099622.5168
t3155 | 1568095.0705 | 1157850.3621 | 132 | 4254590.0425 | 5099622.5168
t3156 | 2474681.6381 | 2657783.6399 | 132 | 4254590.0425 | 5099622.5168
t3157 | 3842598.0141 | 5080410.2553 | 132 | 4254590.0425 | 5099622.5168
t3158 | 5707387.8648 | 7897211.159 | 132 | 4254590.0425 | 5099622.5168
t3159 | 7460362.7783 | 9867430.7392 | 132 | 4254590.0425 | 5099622.5168
t3160 | 9632103.794 | 9653942.4206 | 132 | 4254590.0425 | 5099622.5168
t3161 | 11573812.0163 | 9634078.0585 | 132 | 4254590.0425 | 5099622.5168
t3162 | 12282911.3634 | 9789367.6304 | 132 | 4254590.0425 | 5099622.5168
t3163 | 8606466.5686 | 9920799.6107 | 132 | 4254590.0425 | 5099622.5168
t3164 | 7754325.6606 | 9946034.2133 | 132 | 4254590.0425 | 5099622.5168
t3165 | 6883938.1522 | 10070460.5263 | 132 | 4254590.0425 | 5099622.5168
t3166 | 5887041.4025 | 8790127.2153 | 132 | 4254590.0425 | 5099622.5168
t3167 | 4653054.1765 | 7099260.9106 | 132 | 4254590.0425 | 5099622.5168
t3168 | 3375125.4715 | 5364453.1269 | 132 | 4254590.0425 | 5099622.5168
t3169 | 2371643.4591 | 4018311.8054 | 133 | 2526428.0673 | 2498088.1259
t3170 | 1321366.5186 | 2615857.2416 | 133 | 2526428.0673 | 2498088.1259
t3171 | 545205.6505 | 1592220.2059 | 133 | 2526428.0673 | 2498088.1259
t3172 | 102102.9228 | 996824.452 | 133 | 2526428.0673 | 2498088.1259
t3173 | 0 | 523631.4373 | 133 | 2526428.0673 | 2498088.1259
t3174 | 0 | 226252.6968 | 133 | 2526428.0673 | 2498088.1259
t3175 | 0 | 0 | 133 | 2526428.0673 | 2498088.1259
t3176 | 0 | 0 | 133 | 2526428.0673 | 2498088.1259
t3177 | 0 | 0 | 133 | 2526428.0673 | 2498088.1259
t3178 | 0 | 0 | 133 | 2526428.0673 | 2498088.1259
t3179 | 0 | 0 | 133 | 2526428.0673 | 2498088.1259
t3180 | 0 | 0 | 133 | 2526428.0673 | 2498088.1259
t3181 | 0 | 0 | 133 | 2526428.0673 | 2498088.1259
t3182 | 0 | 0 | 133 | 2526428.0673 | 2498088.1259
t3183 | 0 | 0 | 133 | 2526428.0673 | 2498088.1259
t3184 | 0 | 0 | 133 | 2526428.0673 | 2498088.1259
t3185 | 0 | 0 | 133 | 2526428.0673 | 2498088.1259
t3186 | 0 | 0 | 133 | 2526428.0673 | 2498088.1259
t3187 | 497037.5883 | 1698103.5472 | 133 | 2526428.0673 | 2498088.1259
t3188 | 4758794.3712 | 7376330.7598 | 133 | 2526428.0673 | 2498088.1259
t3189 | 8995528.555 | 10163164.0563 | 133 | 2526428.0673 | 2498088.1259
t3190 | 12269850.3273 | 10247806.2733 | 133 | 2526428.0673 | 2498088.1259
t3191 | 14287182.8668 | 10247806.2733 | 133 | 2526428.0673 | 2498088.1259
t3192 | 15485561.3563 | 10247806.2733 | 133 | 2526428.0673 | 2498088.1259
t3193 | 16083349.203 | 10247806.2733 | 134 | 4553427.9335 | 4704590.8244
t3194 | 15703055.8985 | 10247806.2733 | 134 | 4553427.9335 | 4704590.8244
t3195 | 14059644.2682 | 10247806.2733 | 134 | 4553427.9335 | 4704590.8244
t3196 | 11768304.344 | 10247806.2733 | 134 | 4553427.9335 | 4704590.8244
t3197 | 9628281.6508 | 10247806.2733 | 134 | 4553427.9335 | 4704590.8244
t3198 | 7447121.3771 | 10247806.2733 | 134 | 4553427.9335 | 4704590.8244
t3199 | 6381122.749 | 8931124.8714 | 134 | 4553427.9335 | 4704590.8244
t3200 | 5352217.5353 | 7321240.5931 | 134 | 4553427.9335 | 4704590.8244
t3201 | 3249368.0109 | 4446498.9322 | 134 | 4553427.9335 | 4704590.8244
t3202 | 1715766.6701 | 2329613.3606 | 134 | 4553427.9335 | 4704590.8244
t3203 | 457978.4055 | 730559.638 | 134 | 4553427.9335 | 4704590.8244
t3204 | 0 | 0 | 134 | 4553427.9335 | 4704590.8244
t3205 | 0 | 0 | 134 | 4553427.9335 | 4704590.8244
t3206 | 0 | 0 | 134 | 4553427.9335 | 4704590.8244
t3207 | 0 | 0 | 134 | 4553427.9335 | 4704590.8244
t3208 | 0 | 0 | 134 | 4553427.9335 | 4704590.8244
t3209 | 0 | 0 | 134 | 4553427.9335 | 4704590.8244
t3210 | 0 | 0 | 134 | 4553427.9335 | 4704590.8244
t3211 | 0 | 0 | 134 | 4553427.9335 | 4704590.8244
t3212 | 0 | 786076.831 | 134 | 4553427.9335 | 4704590.8244
t3213 | 2661940.7582 | 4565603.5862 | 134 | 4553427.9335 | 4704590.8244
t3214 | 4224110.02 | 6556096.9844 | 134 | 4553427.9335 | 4704590.8244
t3215 | 4959652.4938 | 7482005.741 | 134 | 4553427.9335 | 4704590.8244
t3216 | 5590357.0195 | 8274521.6071 | 134 | 4553427.9335 | 4704590.8244
t3217 | 5988869.878 | 8787254.2353 | 135 | 3357052.2966 | 4583115.5294
t3218 | 6122778.0932 | 8968754.0212 | 135 | 3357052.2966 | 4583115.5294
t3219 | 6148336.3384 | 9022867.2087 | 135 | 3357052.2966 | 4583115.5294
t3220 | 5663814.2959 | 8443162.0249 | 135 | 3357052.2966 | 4583115.5294
t3221 | 4856255.4555 | 7460030.3474 | 135 | 3357052.2966 | 4583115.5294
t3222 | 3943494.592 | 6165689.8562 | 135 | 3357052.2966 | 4583115.5294
t3223 | 3119943.4009 | 4724724.0871 | 135 | 3357052.2966 | 4583115.5294
t3224 | 3903574.267 | 5070456.1217 | 135 | 3357052.2966 | 4583115.5294
t3225 | 3665031.7328 | 4262272.8431 | 135 | 3357052.2966 | 4583115.5294
t3226 | 2846486.8934 | 2879239.133 | 135 | 3357052.2966 | 4583115.5294
t3227 | 1632415.2091 | 1155069.165 | 135 | 3357052.2966 | 4583115.5294
t3228 | 250905.7829 | 0 | 135 | 3357052.2966 | 4583115.5294
t3229 | 0 | 0 | 135 | 3357052.2966 | 4583115.5294
t3230 | 0 | 0 | 135 | 3357052.2966 | 4583115.5294
t3231 | 0 | 0 | 135 | 3357052.2966 | 4583115.5294
t3232 | 0 | 0 | 135 | 3357052.2966 | 4583115.5294
t3233 | 0 | 0 | 135 | 3357052.2966 | 4583115.5294
t3234 | 0 | 0 | 135 | 3357052.2966 | 4583115.5294
t3235 | 0 | 0 | 135 | 3357052.2966 | 4583115.5294
t3236 | 2063687.767 | 3929277.3385 | 135 | 3357052.2966 | 4583115.5294
t3237 | 5486948.3275 | 8399552.4545 | 135 | 3357052.2966 | 4583115.5294
t3238 | 7453918.1698 | 10230811.3233 | 135 | 3357052.2966 | 4583115.5294
t3239 | 8492180.5279 | 10247806.2733 | 135 | 3357052.2966 | 4583115.5294
t3240 | 8930614.3864 | 10247806.2733 | 135 | 3357052.2966 | 4583115.5294
t3241 | 8974309.8084 | 10247806.2733 | 136 | 4148025.5626 | 5556577.2932
t3242 | 8616216.3059 | 10247806.2733 | 136 | 4148025.5626 | 5556577.2932
t3243 | 8042856.8482 | 10247806.2733 | 136 | 4148025.5626 | 5556577.2932
t3244 | 6764986.0767 | 9944102.9995 | 136 | 4148025.5626 | 5556577.2932
t3245 | 5281061.8491 | 8075991.0809 | 136 | 4148025.5626 | 5556577.2932
t3246 | 3904113.7564 | 6100785.6726 | 136 | 4148025.5626 | 5556577.2932
t3247 | 3245379.4889 | 4842097.3411 | 136 | 4148025.5626 | 5556577.2932
t3248 | 3460379.1879 | 4562997.0149 | 136 | 4148025.5626 | 5556577.2932
t3249 | 3012458.2295 | 3475957.7818 | 136 | 4148025.5626 | 5556577.2932
t3250 | 2720476.3884 | 2767354.6508 | 136 | 4148025.5626 | 5556577.2932
t3251 | 2362925.1089 | 2012223.0159 | 136 | 4148025.5626 | 5556577.2932
t3252 | 2089981.8877 | 1582438.1269 | 136 | 4148025.5626 | 5556577.2932
t3253 | 2148653.8165 | 1740529.5113 | 136 | 4148025.5626 | 5556577.2932
t3254 | 2219567.9438 | 2042432.1123 | 136 | 4148025.5626 | 5556577.2932
t3255 | 2005190.0396 | 2137730.5053 | 136 | 4148025.5626 | 5556577.2932
t3256 | 1521008.1795 | 2106423.1855 | 136 | 4148025.5626 | 5556577.2932
t3257 | 1594535.297 | 2764625.7611 | 136 | 4148025.5626 | 5556577.2932
t3258 | 2235511.9006 | 4043932.5823 | 136 | 4148025.5626 | 5556577.2932
t3259 | 3447824.7674 | 5812186.3257 | 136 | 4148025.5626 | 5556577.2932
t3260 | 5415550.7518 | 8404301.3919 | 136 | 4148025.5626 | 5556577.2932
t3261 | 7333647.7712 | 9817948.6243 | 136 | 4148025.5626 | 5556577.2932
t3262 | 6581615.7957 | 9760732.7185 | 136 | 4148025.5626 | 5556577.2932
t3263 | 4423889.6443 | 6832023.1219 | 136 | 4148025.5626 | 5556577.2932
t3264 | 2150472.659 | 3787622.6912 | 136 | 4148025.5626 | 5556577.2932
t3265 | 645565.9899 | 1778245.3726 | 137 | 2168156.0475 | 2615164.3493
t3266 | 72251.0491 | 1024082.4631 | 137 | 2168156.0475 | 2615164.3493
t3267 | 142357.9962 | 1122744.3527 | 137 | 2168156.0475 | 2615164.3493
t3268 | 386526.0108 | 1500168.7652 | 137 | 2168156.0475 | 2615164.3493
t3269 | 372172.4897 | 1583727.0828 | 137 | 2168156.0475 | 2615164.3493
t3270 | 440284.7852 | 1495244.1645 | 137 | 2168156.0475 | 2615164.3493
t3271 | 75141.3581 | 508928.137 | 137 | 2168156.0475 | 2615164.3493
t3272 | 1514854.2698 | 1844791.9031 | 137 | 2168156.0475 | 2615164.3493
t3273 | 1624339.3974 | 1526925.8386 | 137 | 2168156.0475 | 2615164.3493
t3274 | 811622.8861 | 87113.0019 | 137 | 2168156.0475 | 2615164.3493
t3275 | 0 | 0 | 137 | 2168156.0475 | 2615164.3493
t3276 | 0 | 0 | 137 | 2168156.0475 | 2615164.3493
t3277 | 0 | 0 | 137 | 2168156.0475 | 2615164.3493
t3278 | 0 | 0 | 137 | 2168156.0475 | 2615164.3493
t3279 | 0 | 0 | 137 | 2168156.0475 | 2615164.3493
t3280 | 0 | 0 | 137 | 2168156.0475 | 2615164.3493
t3281 | 0 | 0 | 137 | 2168156.0475 | 2615164.3493
t3282 | 0 | 0 | 137 | 2168156.0475 | 2615164.3493
t3283 | 437813.057 | 1827486.9215 | 137 | 2168156.0475 | 2615164.3493
t3284 | 5319928.4108 | 8308679.0509 | 137 | 2168156.0475 | 2615164.3493
t3285 | 10199750.8954 | 9641091.8243 | 137 | 2168156.0475 | 2615164.3493
t3286 | 11872440.4892 | 10026375.2963 | 137 | 2168156.0475 | 2615164.3493
t3287 | 10535859.9371 | 10240533.9363 | 137 | 2168156.0475 | 2615164.3493
t3288 | 7584836.1176 | 10247806.2733 | 137 | 2168156.0475 | 2615164.3493
t3289 | 4250131.3109 | 6563081.647 | 138 | 861974.8935 | 1507586.7197
t3290 | 1817037.0476 | 3359003.9384 | 138 | 861974.8935 | 1507586.7197
t3291 | 758618.0602 | 1957925.6418 | 138 | 861974.8935 | 1507586.7197
t3292 | 802788.4174 | 2059205.8839 | 138 | 861974.8935 | 1507586.7197
t3293 | 948179.1053 | 2329002.0787 | 138 | 861974.8935 | 1507586.7197
t3294 | 680367.1216 | 1745815.1352 | 138 | 861974.8935 | 1507586.7197
t3295 | 578977.8142 | 1091154.6435 | 138 | 861974.8935 | 1507586.7197
t3296 | 556021.5124 | 518564.5458 | 138 | 861974.8935 | 1507586.7197
t3297 | 0 | 0 | 138 | 861974.8935 | 1507586.7197
t3298 | 0 | 0 | 138 | 861974.8935 | 1507586.7197
t3299 | 0 | 0 | 138 | 861974.8935 | 1507586.7197
t3300 | 0 | 0 | 138 | 861974.8935 | 1507586.7197
t3301 | 0 | 0 | 138 | 861974.8935 | 1507586.7197
t3302 | 0 | 0 | 138 | 861974.8935 | 1507586.7197
t3303 | 0 | 0 | 138 | 861974.8935 | 1507586.7197
t3304 | 0 | 0 | 138 | 861974.8935 | 1507586.7197
t3305 | 0 | 0 | 138 | 861974.8935 | 1507586.7197
t3306 | 0 | 0 | 138 | 861974.8935 | 1507586.7197
t3307 | 0 | 0 | 138 | 861974.8935 | 1507586.7197
t3308 | 0 | 0 | 138 | 861974.8935 | 1507586.7197
t3309 | 0 | 0 | 138 | 861974.8935 | 1507586.7197
t3310 | 272932.4048 | 1396093.4734 | 138 | 861974.8935 | 1507586.7197
t3311 | 3105981.4615 | 5076272.4885 | 138 | 861974.8935 | 1507586.7197
t3312 | 6916363.1876 | 10085961.7964 | 138 | 861974.8935 | 1507586.7197
t3313 | 10812272.361 | 10247806.2733 | 139 | 13149153.6304 | 9323308.6292
t3314 | 13581837.6089 | 10247806.2733 | 139 | 13149153.6304 | 9323308.6292
t3315 | 14136823.3147 | 10247806.2733 | 139 | 13149153.6304 | 9323308.6292
t3316 | 11648105.3274 | 10247806.2733 | 139 | 13149153.6304 | 9323308.6292
t3317 | 7569943.7117 | 9819313.6221 | 139 | 13149153.6304 | 9323308.6292
t3318 | 4445260.6794 | 6740147.3313 | 139 | 13149153.6304 | 9323308.6292
t3319 | 3491628.4838 | 5265495.2873 | 139 | 13149153.6304 | 9323308.6292
t3320 | 4972186.3655 | 7186139.1567 | 139 | 13149153.6304 | 9323308.6292
t3321 | 7404238.698 | 8918937.8738 | 139 | 13149153.6304 | 9323308.6292
t3322 | 10241813.4066 | 8983763.6897 | 139 | 13149153.6304 | 9323308.6292
t3323 | 12778989.4997 | 9148425.1634 | 139 | 13149153.6304 | 9323308.6292
t3324 | 15014774.701 | 9206714.0175 | 139 | 13149153.6304 | 9323308.6292
t3325 | 16919819.6996 | 9359177.9117 | 139 | 13149153.6304 | 9323308.6292
t3326 | 18468341.4034 | 9506174.9504 | 139 | 13149153.6304 | 9323308.6292
t3327 | 19308862.5434 | 9533274.4027 | 139 | 13149153.6304 | 9323308.6292
t3328 | 19919601.0758 | 9378401.9457 | 139 | 13149153.6304 | 9323308.6292
t3329 | 20593164.0774 | 9412037.3656 | 139 | 13149153.6304 | 9323308.6292
t3330 | 20894236.051 | 9643937.4388 | 139 | 13149153.6304 | 9323308.6292
t3331 | 18804141.5727 | 9861253.9065 | 139 | 13149153.6304 | 9323308.6292
t3332 | 15507999.6404 | 9975271.4623 | 139 | 13149153.6304 | 9323308.6292
t3333 | 14360878.9486 | 10086297.6623 | 139 | 13149153.6304 | 9323308.6292
t3334 | 13441644.293 | 10247806.2733 | 139 | 13149153.6304 | 9323308.6292
t3335 | 11769661.7024 | 10247806.2733 | 139 | 13149153.6304 | 9323308.6292
t3336 | 9493461.964 | 10247806.2733 | 139 | 13149153.6304 | 9323308.6292
t3337 | 7103247.8086 | 10247806.2733 | 140 | 5166110.9246 | 6562882.1163
t3338 | 4920216.8305 | 7356905.2504 | 140 | 5166110.9246 | 6562882.1163
t3339 | 2945664.4807 | 4735107.5391 | 140 | 5166110.9246 | 6562882.1163
t3340 | 1218639.0673 | 2446501.5914 | 140 | 5166110.9246 | 6562882.1163
t3341 | 0 | 625828.1747 | 140 | 5166110.9246 | 6562882.1163
t3342 | 0 | 0 | 140 | 5166110.9246 | 6562882.1163
t3343 | 0 | 0 | 140 | 5166110.9246 | 6562882.1163
t3344 | 1046191.9977 | 873417.3588 | 140 | 5166110.9246 | 6562882.1163
t3345 | 3750407.1585 | 4025481.0682 | 140 | 5166110.9246 | 6562882.1163
t3346 | 5573743.6509 | 6115685.4986 | 140 | 5166110.9246 | 6562882.1163
t3347 | 7085178.0856 | 7904712.6806 | 140 | 5166110.9246 | 6562882.1163
t3348 | 7996641.3629 | 9047100.3335 | 140 | 5166110.9246 | 6562882.1163
t3349 | 8415246.3812 | 9679344.577 | 140 | 5166110.9246 | 6562882.1163
t3350 | 8475635.4052 | 9985302.4508 | 140 | 5166110.9246 | 6562882.1163
t3351 | 8433699.8992 | 10103981.5299 | 140 | 5166110.9246 | 6562882.1163
t3352 | 8858962.7095 | 9919888.8031 | 140 | 5166110.9246 | 6562882.1163
t3353 | 8980411.5028 | 9813610.5428 | 140 | 5166110.9246 | 6562882.1163
t3354 | 8971969.2322 | 9941722.4058 | 140 | 5166110.9246 | 6562882.1163
t3355 | 7673793.8543 | 10099576.2473 | 140 | 5166110.9246 | 6562882.1163
t3356 | 4256778.9183 | 6664912.3959 | 140 | 5166110.9246 | 6562882.1163
t3357 | 3218187.1039 | 5283661.2723 | 140 | 5166110.9246 | 6562882.1163
t3358 | 3455821.9529 | 5530814.4355 | 140 | 5166110.9246 | 6562882.1163
t3359 | 4828222.2386 | 7283947.2868 | 140 | 5166110.9246 | 6562882.1163
t3360 | 6778002.5501 | 9823863.075 | 140 | 5166110.9246 | 6562882.1163
t3361 | 8712910.3357 | 10247806.2733 | 141 | 14420288.0389 | 10105950.8487
t3362 | 10348912.0149 | 10247806.2733 | 141 | 14420288.0389 | 10105950.8487
t3363 | 12138713.3814 | 10247806.2733 | 141 | 14420288.0389 | 10105950.8487
t3364 | 12732361.145 | 10247806.2733 | 141 | 14420288.0389 | 10105950.8487
t3365 | 12984949.9839 | 10247806.2733 | 141 | 14420288.0389 | 10105950.8487
t3366 | 13048552.0638 | 10247806.2733 | 141 | 14420288.0389 | 10105950.8487
t3367 | 13793705.6172 | 10225706.827 | 141 | 14420288.0389 | 10105950.8487
t3368 | 18027409.9349 | 10039097.4915 | 141 | 14420288.0389 | 10105950.8487
t3369 | 20385498.4519 | 9969016.9844 | 141 | 14420288.0389 | 10105950.8487
t3370 | 18923184.2176 | 9963534.7507 | 141 | 14420288.0389 | 10105950.8487
t3371 | 15532363.8908 | 10013847.3471 | 141 | 14420288.0389 | 10105950.8487
t3372 | 14235366.1487 | 10035923.3003 | 141 | 14420288.0389 | 10105950.8487
t3373 | 15491082.8655 | 10118080.832 | 141 | 14420288.0389 | 10105950.8487
t3374 | 16590549.2298 | 10181507.89 | 141 | 14420288.0389 | 10105950.8487
t3375 | 17905701.4144 | 10108815.8692 | 141 | 14420288.0389 | 10105950.8487
t3376 | 18786599.5819 | 9847508.5362 | 141 | 14420288.0389 | 10105950.8487
t3377 | 19384269.8987 | 9785951.3433 | 141 | 14420288.0389 | 10105950.8487
t3378 | 19030958.2042 | 9848159.9442 | 141 | 14420288.0389 | 10105950.8487
t3379 | 16847392.8714 | 9960896.4051 | 141 | 14420288.0389 | 10105950.8487
t3380 | 13527189.6325 | 10071866.7873 | 141 | 14420288.0389 | 10105950.8487
t3381 | 11579085.5717 | 10142649.5993 | 141 | 14420288.0389 | 10105950.8487
t3382 | 10326808.4836 | 10247806.2733 | 141 | 14420288.0389 | 10105950.8487
t3383 | 8652533.085 | 10247806.2733 | 141 | 14420288.0389 | 10105950.8487
t3384 | 7100814.9097 | 10247806.2733 | 141 | 14420288.0389 | 10105950.8487
t3385 | 6290137.2596 | 9212259.7006 | 142 | 7038397.472 | 7547266.7168
t3386 | 5901844.845 | 8700229.2023 | 142 | 7038397.472 | 7547266.7168
t3387 | 5369395.8173 | 8005968.8342 | 142 | 7038397.472 | 7547266.7168
t3388 | 4261107.03 | 6593093.9944 | 142 | 7038397.472 | 7547266.7168
t3389 | 3161195.9747 | 5189749.4698 | 142 | 7038397.472 | 7547266.7168
t3390 | 2526677.5223 | 4218878.7889 | 142 | 7038397.472 | 7547266.7168
t3391 | 4026355.8854 | 5724320.0677 | 142 | 7038397.472 | 7547266.7168
t3392 | 7263226.8378 | 9062218.8956 | 142 | 7038397.472 | 7547266.7168
t3393 | 10360065.5915 | 8994829.6138 | 142 | 7038397.472 | 7547266.7168
t3394 | 12026907.4758 | 9024705.8568 | 142 | 7038397.472 | 7547266.7168
t3395 | 12700123.6883 | 9074376.0389 | 142 | 7038397.472 | 7547266.7168
t3396 | 12773873.77 | 9078042.7962 | 142 | 7038397.472 | 7547266.7168
t3397 | 12856743.4336 | 9181525.2022 | 142 | 7038397.472 | 7547266.7168
t3398 | 12541893.7636 | 9341061.357 | 142 | 7038397.472 | 7547266.7168
t3399 | 11290895.3057 | 9398190.406 | 142 | 7038397.472 | 7547266.7168
t3400 | 10052846.9443 | 9197548.4868 | 142 | 7038397.472 | 7547266.7168
t3401 | 8774533.138 | 9272308.8303 | 142 | 7038397.472 | 7547266.7168
t3402 | 7062495.1622 | 9453582.9624 | 142 | 7038397.472 | 7547266.7168
t3403 | 4520559.5302 | 7142400.7303 | 142 | 7038397.472 | 7547266.7168
t3404 | 1761065.6584 | 3493398.832 | 142 | 7038397.472 | 7547266.7168
t3405 | 1721058.1072 | 3405799.7101 | 142 | 7038397.472 | 7547266.7168
t3406 | 2688250.5062 | 4591913.3342 | 142 | 7038397.472 | 7547266.7168
t3407 | 3861243.8595 | 6069492.74 | 142 | 7038397.472 | 7547266.7168
t3408 | 5129042.2211 | 7708505.3531 | 142 | 7038397.472 | 7547266.7168
t3409 | 5963843.5702 | 8800301.184 | 143 | 2755388.0533 | 3810761.1217
t3410 | 6421751.9718 | 9410502.6119 | 143 | 2755388.0533 | 3810761.1217
t3411 | 6695999.5382 | 9779933.3197 | 143 | 2755388.0533 | 3810761.1217
t3412 | 5984769.9655 | 8887855.7783 | 143 | 2755388.0533 | 3810761.1217
t3413 | 3830912.9232 | 6076811.5293 | 143 | 2755388.0533 | 3810761.1217
t3414 | 1509442.5731 | 2889600.7474 | 143 | 2755388.0533 | 3810761.1217
t3415 | 454321.4183 | 1069076.7998 | 143 | 2755388.0533 | 3810761.1217
t3416 | 1659185.3517 | 2188460.7929 | 143 | 2755388.0533 | 3810761.1217
t3417 | 4269324.7617 | 5226926.9632 | 143 | 2755388.0533 | 3810761.1217
t3418 | 6214337.6484 | 7574014.2101 | 143 | 2755388.0533 | 3810761.1217
t3419 | 7008950.1902 | 8541411.8866 | 143 | 2755388.0533 | 3810761.1217
t3420 | 6336969.383 | 7886950.5985 | 143 | 2755388.0533 | 3810761.1217
t3421 | 5012074.2045 | 6361441.771 | 143 | 2755388.0533 | 3810761.1217
t3422 | 3376969.6377 | 4350453.6151 | 143 | 2755388.0533 | 3810761.1217
t3423 | 1390460.1427 | 2110766.6659 | 143 | 2755388.0533 | 3810761.1217
t3424 | 0 | 303758.4469 | 143 | 2755388.0533 | 3810761.1217
t3425 | 0 | 0 | 143 | 2755388.0533 | 3810761.1217
t3426 | 0 | 0 | 143 | 2755388.0533 | 3810761.1217
t3427 | 0 | 0 | 143 | 2755388.0533 | 3810761.1217
t3428 | 0 | 0 | 143 | 2755388.0533 | 3810761.1217
t3429 | 0 | 0 | 143 | 2755388.0533 | 3810761.1217
t3430 | 0 | 0 | 143 | 2755388.0533 | 3810761.1217
t3431 | 0 | 0 | 143 | 2755388.0533 | 3810761.1217
t3432 | 0 | 0 | 143 | 2755388.0533 | 3810761.1217
t3433 | 0 | 0 | 144 | 24651.3875 | 158017.629
t3434 | 0 | 0 | 144 | 24651.3875 | 158017.629
t3435 | 0 | 0 | 144 | 24651.3875 | 158017.629
t3436 | 0 | 0 | 144 | 24651.3875 | 158017.629
t3437 | 0 | 0 | 144 | 24651.3875 | 158017.629
t3438 | 0 | 0 | 144 | 24651.3875 | 158017.629
t3439 | 0 | 0 | 144 | 24651.3875 | 158017.629
t3440 | 0 | 0 | 144 | 24651.3875 | 158017.629
t3441 | 0 | 0 | 144 | 24651.3875 | 158017.629
t3442 | 0 | 0 | 144 | 24651.3875 | 158017.629
t3443 | 0 | 0 | 144 | 24651.3875 | 158017.629
t3444 | 0 | 0 | 144 | 24651.3875 | 158017.629
t3445 | 0 | 0 | 144 | 24651.3875 | 158017.629
t3446 | 0 | 0 | 144 | 24651.3875 | 158017.629
t3447 | 0 | 0 | 144 | 24651.3875 | 158017.629
t3448 | 0 | 0 | 144 | 24651.3875 | 158017.629
t3449 | 0 | 0 | 144 | 24651.3875 | 158017.629
t3450 | 0 | 0 | 144 | 24651.3875 | 158017.629
t3451 | 0 | 62790.6967 | 144 | 24651.3875 | 158017.629
t3452 | 225691.8053 | 1453554.3294 | 144 | 24651.3875 | 158017.629
t3453 | 365941.4954 | 1612840.6477 | 144 | 24651.3875 | 158017.629
t3454 | 0 | 663237.4229 | 144 | 24651.3875 | 158017.629
t3455 | 0 | 0 | 144 | 24651.3875 | 158017.629
t3456 | 0 | 0 | 144 | 24651.3875 | 158017.629
t3457 | 0 | 0 | 145 | 351791.1696 | 469194.9384
t3458 | 0 | 0 | 145 | 351791.1696 | 469194.9384
t3459 | 0 | 0 | 145 | 351791.1696 | 469194.9384
t3460 | 0 | 0 | 145 | 351791.1696 | 469194.9384
t3461 | 0 | 313132.0962 | 145 | 351791.1696 | 469194.9384
t3462 | 0 | 189501.6227 | 145 | 351791.1696 | 469194.9384
t3463 | 0 | 0 | 145 | 351791.1696 | 469194.9384
t3464 | 0 | 0 | 145 | 351791.1696 | 469194.9384
t3465 | 0 | 0 | 145 | 351791.1696 | 469194.9384
t3466 | 401800.9357 | 0 | 145 | 351791.1696 | 469194.9384
t3467 | 892575.9068 | 56918.0225 | 145 | 351791.1696 | 469194.9384
t3468 | 1257865.4861 | 537215.4285 | 145 | 351791.1696 | 469194.9384
t3469 | 1395489.4681 | 1063208.6551 | 145 | 351791.1696 | 469194.9384
t3470 | 1489846.1354 | 1504223.9219 | 145 | 351791.1696 | 469194.9384
t3471 | 1450727.222 | 1594662.3891 | 145 | 351791.1696 | 469194.9384
t3472 | 821123.5153 | 1097100.8683 | 145 | 351791.1696 | 469194.9384
t3473 | 363041.2344 | 977855.621 | 145 | 351791.1696 | 469194.9384
t3474 | 370518.1663 | 1304224.2671 | 145 | 351791.1696 | 469194.9384
t3475 | 0 | 849495.2451 | 145 | 351791.1696 | 469194.9384
t3476 | 0 | 287250.7865 | 145 | 351791.1696 | 469194.9384
t3477 | 0 | 388429.4649 | 145 | 351791.1696 | 469194.9384
t3478 | 0 | 456677.0801 | 145 | 351791.1696 | 469194.9384
t3479 | 0 | 388219.8669 | 145 | 351791.1696 | 469194.9384
t3480 | 0 | 252563.1856 | 145 | 351791.1696 | 469194.9384
t3481 | 0 | 85598.3655 | 146 | 222934.0685 | 397557.5857
t3482 | 0 | 0 | 146 | 222934.0685 | 397557.5857
t3483 | 0 | 0 | 146 | 222934.0685 | 397557.5857
t3484 | 0 | 0 | 146 | 222934.0685 | 397557.5857
t3485 | 0 | 0 | 146 | 222934.0685 | 397557.5857
t3486 | 0 | 0 | 146 | 222934.0685 | 397557.5857
t3487 | 0 | 0 | 146 | 222934.0685 | 397557.5857
t3488 | 0 | 0 | 146 | 222934.0685 | 397557.5857
t3489 | 0 | 0 | 146 | 222934.0685 | 397557.5857
t3490 | 0 | 0 | 146 | 222934.0685 | 397557.5857
t3491 | 0 | 0 | 146 | 222934.0685 | 397557.5857
t3492 | 0 | 0 | 146 | 222934.0685 | 397557.5857
t3493 | 0 | 0 | 146 | 222934.0685 | 397557.5857
t3494 | 0 | 0 | 146 | 222934.0685 | 397557.5857
t3495 | 0 | 0 | 146 | 222934.0685 | 397557.5857
t3496 | 0 | 0 | 146 | 222934.0685 | 397557.5857
t3497 | 0 | 0 | 146 | 222934.0685 | 397557.5857
t3498 | 0 | 0 | 146 | 222934.0685 | 397557.5857
t3499 | 0 | 0 | 146 | 222934.0685 | 397557.5857
t3500 | 0 | 0 | 146 | 222934.0685 | 397557.5857
t3501 | 0 | 0 | 146 | 222934.0685 | 397557.5857
t3502 | 0 | 612144.7569 | 146 | 222934.0685 | 397557.5857
t3503 | 1682286.0422 | 3129069.7915 | 146 | 222934.0685 | 397557.5857
t3504 | 3668131.6028 | 5714569.143 | 146 | 222934.0685 | 397557.5857
t3505 | 5236789.5339 | 7768661.0952 | 147 | 4490935.8539 | 6062992.1046
t3506 | 5621726.8554 | 8267818.1864 | 147 | 4490935.8539 | 6062992.1046
t3507 | 5084987.0796 | 7540712.1278 | 147 | 4490935.8539 | 6062992.1046
t3508 | 4536964.9988 | 6811842.0783 | 147 | 4490935.8539 | 6062992.1046
t3509 | 4283982.0826 | 6387105.9766 | 147 | 4490935.8539 | 6062992.1046
t3510 | 4029331.3431 | 5800710.7173 | 147 | 4490935.8539 | 6062992.1046
t3511 | 3388489.9887 | 4542637.0478 | 147 | 4490935.8539 | 6062992.1046
t3512 | 3251974.2546 | 3852364.9693 | 147 | 4490935.8539 | 6062992.1046
t3513 | 3010413.1736 | 3018489.1274 | 147 | 4490935.8539 | 6062992.1046
t3514 | 3126919.739 | 2858976.606 | 147 | 4490935.8539 | 6062992.1046
t3515 | 3806265.3855 | 3571955.5711 | 147 | 4490935.8539 | 6062992.1046
t3516 | 5078997.3403 | 5244456.7197 | 147 | 4490935.8539 | 6062992.1046
t3517 | 6753565.3697 | 7551985.7479 | 147 | 4490935.8539 | 6062992.1046
t3518 | 7644255.9503 | 9025212.6775 | 147 | 4490935.8539 | 6062992.1046
t3519 | 7007732.9269 | 8671204.86 | 147 | 4490935.8539 | 6062992.1046
t3520 | 6061116.3194 | 8073367.1314 | 147 | 4490935.8539 | 6062992.1046
t3521 | 5200165.3984 | 7365979.8298 | 147 | 4490935.8539 | 6062992.1046
t3522 | 4840328.4925 | 7184806.3603 | 147 | 4490935.8539 | 6062992.1046
t3523 | 3518157.8248 | 5650442.4553 | 147 | 4490935.8539 | 6062992.1046
t3524 | 2548284.0889 | 4394837.0322 | 147 | 4490935.8539 | 6062992.1046
t3525 | 2633327.429 | 4498917.0005 | 147 | 4490935.8539 | 6062992.1046
t3526 | 3153921.7125 | 5133731.0537 | 147 | 4490935.8539 | 6062992.1046
t3527 | 3787907.3531 | 5910491.4064 | 147 | 4490935.8539 | 6062992.1046
t3528 | 4176855.8525 | 6385104.733 | 147 | 4490935.8539 | 6062992.1046
t3529 | 4343519.2086 | 6580323.0316 | 148 | 6301794.8795 | 7031336.307
t3530 | 4427183.4427 | 6683023.894 | 148 | 6301794.8795 | 7031336.307
t3531 | 4979249.8834 | 7396901.675 | 148 | 6301794.8795 | 7031336.307
t3532 | 5017102.6054 | 7434754.397 | 148 | 6301794.8795 | 7031336.307
t3533 | 4477103.4651 | 6622423.1641 | 148 | 6301794.8795 | 7031336.307
t3534 | 3443254.7643 | 4988255.8733 | 148 | 6301794.8795 | 7031336.307
t3535 | 3563318.8259 | 4716677.828 | 148 | 6301794.8795 | 7031336.307
t3536 | 5221900.2233 | 6455410.2769 | 148 | 6301794.8795 | 7031336.307
t3537 | 6191705.9112 | 7198416.7926 | 148 | 6301794.8795 | 7031336.307
t3538 | 7169952.7593 | 8169601.9645 | 148 | 6301794.8795 | 7031336.307
t3539 | 8271525.2513 | 9467963.3455 | 148 | 6301794.8795 | 7031336.307
t3540 | 9640295.2038 | 9984882.525 | 148 | 6301794.8795 | 7031336.307
t3541 | 11150652.9088 | 10016054.551 | 148 | 6301794.8795 | 7031336.307
t3542 | 11869799.7303 | 10032130.5594 | 148 | 6301794.8795 | 7031336.307
t3543 | 11589198.1333 | 9968819.8609 | 148 | 6301794.8795 | 7031336.307
t3544 | 11503088.2022 | 9714304.1174 | 148 | 6301794.8795 | 7031336.307
t3545 | 11700519.0186 | 9669177.57 | 148 | 6301794.8795 | 7031336.307
t3546 | 11005462.1282 | 9783235.7136 | 148 | 6301794.8795 | 7031336.307
t3547 | 7962251.7389 | 9890627.2213 | 148 | 6301794.8795 | 7031336.307
t3548 | 3880002.8301 | 6231026.4228 | 148 | 6301794.8795 | 7031336.307
t3549 | 2605387.3051 | 4499531.8191 | 148 | 6301794.8795 | 7031336.307
t3550 | 1230603.5689 | 2601240.8051 | 148 | 6301794.8795 | 7031336.307
t3551 | 0 | 647287.9611 | 148 | 6301794.8795 | 7031336.307
t3552 | 0 | 0 | 148 | 6301794.8795 | 7031336.307
t3553 | 0 | 0 | 149 | 1456200.2279 | 2138127.7089
t3554 | 0 | 0 | 149 | 1456200.2279 | 2138127.7089
t3555 | 0 | 0 | 149 | 1456200.2279 | 2138127.7089
t3556 | 0 | 0 | 149 | 1456200.2279 | 2138127.7089
t3557 | 0 | 0 | 149 | 1456200.2279 | 2138127.7089
t3558 | 0 | 0 | 149 | 1456200.2279 | 2138127.7089
t3559 | 0 | 0 | 149 | 1456200.2279 | 2138127.7089
t3560 | 0 | 0 | 149 | 1456200.2279 | 2138127.7089
t3561 | 0 | 0 | 149 | 1456200.2279 | 2138127.7089
t3562 | 0 | 0 | 149 | 1456200.2279 | 2138127.7089
t3563 | 0 | 0 | 149 | 1456200.2279 | 2138127.7089
t3564 | 306431.1911 | 0 | 149 | 1456200.2279 | 2138127.7089
t3565 | 1458616.2387 | 671524.6289 | 149 | 1456200.2279 | 2138127.7089
t3566 | 2485389.4962 | 2238655.5004 | 149 | 1456200.2279 | 2138127.7089
t3567 | 3209888.5218 | 3605486.658 | 149 | 1456200.2279 | 2138127.7089
t3568 | 3449612.7937 | 4655294.333 | 149 | 1456200.2279 | 2138127.7089
t3569 | 4052427.2127 | 5994774.3393 | 149 | 1456200.2279 | 2138127.7089
t3570 | 4477796.2945 | 6961714.3831 | 149 | 1456200.2279 | 2138127.7089
t3571 | 3630429.2205 | 6076635.9546 | 149 | 1456200.2279 | 2138127.7089
t3572 | 2439389.6786 | 4447753.9622 | 149 | 1456200.2279 | 2138127.7089
t3573 | 2672748.9387 | 4700149.8506 | 149 | 1456200.2279 | 2138127.7089
t3574 | 2808266.1965 | 4778557.2235 | 149 | 1456200.2279 | 2138127.7089
t3575 | 2370064.3236 | 4130952.4395 | 149 | 1456200.2279 | 2138127.7089
t3576 | 1587745.3623 | 3053565.7399 | 149 | 1456200.2279 | 2138127.7089
t3577 | 736081.041 | 1906833.6803 | 150 | 1643398.5289 | 2524231.4173
t3578 | 0 | 753376.5817 | 150 | 1643398.5289 | 2524231.4173
t3579 | 0 | 0 | 150 | 1643398.5289 | 2524231.4173
t3580 | 0 | 0 | 150 | 1643398.5289 | 2524231.4173
t3581 | 0 | 0 | 150 | 1643398.5289 | 2524231.4173
t3582 | 0 | 0 | 150 | 1643398.5289 | 2524231.4173
t3583 | 0 | 0 | 150 | 1643398.5289 | 2524231.4173
t3584 | 0 | 0 | 150 | 1643398.5289 | 2524231.4173